{"text_format":"3","workbook":"xlsx","n_sheets":6,"sheets":["Misc.","Bethel TMY 3","Bethel TMY 2","Bethel 2019 Actual","tmy_55.062_-131.540_2006_2015","Sheet6"],"not_rendered":{"charts":5,"images":1,"macros":1,"defined_names":3},"read":"whole","date_system":"1900"}

{"sheet":"Misc.","index":0,"n_rows":17,"n_cols":3,"rows_kept":17}
[]
["Facility Dynamics Headquarters  - 6760 Alexander Bell Drive,  Suite 200,  Columbia, MD 21046, Phone: (410) 290-0900;  www.facilitydynamics.com"]
["Facility Dynamics Satellite Location  - 8560 North Buchanan Avenue,  Portland, Oregon 97203, Phone: ;  www.facilitydynamics.com"]
["Engineering Calculation"]
["Date:","2020-07-06T10:06:01.700"]
["Project Name: ","TMY File Comparison"]
["Project Number: ","CERL Economizer Tool"]
["Engineer: ","David"]
["Assumptions"]
[{"v":1,"d":"1. "},"Data link - ","https://re.jrc.ec.europa.eu/pvg_tools/en/"]
[{"$f":"A10+1","v":{"v":2,"d":"2. "}},"????"]
[{"$f":"A11+1","v":{"v":3,"d":"3. "}},"????"]
[{"$f":"A12+1","v":{"v":4,"d":"4. "}},"????"]
[{"v":5,"d":"5. "},"????"]
[{"v":6,"d":"6. "},"????"]
[{"v":7,"d":"7. "},"????"]
[{"v":8,"d":"8. "},"????"]

{"sheet":"Bethel TMY 3","index":1,"n_rows":8767,"n_cols":14,"rows_kept":4500,"cut":true,"merged":[[5,4,6,4],[5,5,6,5]],"bounds":{"rows_first":2000,"rows_last":500,"rows_between":2000,"halvings":0}}
["Country: USA"]
["State: ALASKA"]
["City: BETHEL_AIRPORT"]
["Altitude: 124 ft."]
[null,null,"Year for Excel Date and Time - ",{"v":2019,"d":"2,019"}]
["Month","Day","Hour","Hour as 0-23","Date and Time Text String","Excel Date and Time","Dry Bulb","Wet Bulb","Dew Point","Humidity Ratio","Enthalpy","Density","Vapor Pressure","Specific Volume"]
[{"$nulls":6},"°F","°F","°F","gr/lb","btu/lb","lb/cu.ft.","in. HG","cu.ft./lb"]
["January",1,"12AM to 1AM",0,{"$f":"A8&\" \"&B8&\", \"&$D$5&\" \"&D8&\":00\"","v":"January 1, 2019 0:00"},{"$f":"DATEVALUE(E8)+TIMEVALUE(E8)","v":"2019-01-01"},35.1,34.2,33.1,27.8,{"v":12.7,"d":"12.70"},0.0797,0.19,{"v":12.6,"d":"12.60"}]
["January",1,"1AM to 2AM",{"$f":"IF(D8+1>23,0,D8+1)","v":1},{"$f":"A9&\" \"&B9&\", \"&$D$5&\" \"&D9&\":00\"","v":"January 1, 2019 1:00"},{"$f":"DATEVALUE(E9)+TIMEVALUE(E9)","v":"2019-01-01T01:00:00"},35.1,34.2,33.1,27.8,{"v":12.7,"d":"12.70"},0.0797,0.19,{"v":12.6,"d":"12.60"}]
["January",1,"2AM to 3AM",{"$f":"IF(D9+1>23,0,D9+1)","v":2},"January 1, 2019 2:00","2019-01-01T02:00:00",35.1,34.2,33.1,27.8,{"v":12.7,"d":"12.70"},0.0797,0.19,{"v":12.6,"d":"12.60"}]
["January",1,"3AM to 4AM",3,"January 1, 2019 3:00","2019-01-01T03:00:00",{"v":36,"d":"36.0"},34.3,{"v":32,"d":"32.0"},26.7,12.73,0.0795,0.18,12.62]
["January",1,"4AM to 5AM",4,"January 1, 2019 4:00","2019-01-01T04:00:00",{"v":36,"d":"36.0"},34.3,{"v":32,"d":"32.0"},26.7,12.73,0.0795,0.18,12.62]
["January",1,"5AM to 6AM",5,"January 1, 2019 5:00","2019-01-01T05:00:00",{"v":36,"d":"36.0"},34.3,{"v":32,"d":"32.0"},26.7,12.73,0.0795,0.18,12.62]
["January",1,"6AM to 7AM",6,"January 1, 2019 6:00","2019-01-01T06:00:00",{"v":36,"d":"36.0"},34.3,{"v":32,"d":"32.0"},26.7,12.73,0.0795,0.18,12.62]
["January",1,"7AM to 8AM",7,"January 1, 2019 7:00","2019-01-01T07:00:00",{"v":36,"d":"36.0"},34.3,{"v":32,"d":"32.0"},26.7,12.73,0.0795,0.18,12.62]
["January",1,"8AM to 9AM",8,"January 1, 2019 8:00","2019-01-01T08:00:00",{"v":36,"d":"36.0"},34.3,{"v":32,"d":"32.0"},26.7,12.73,0.0795,0.18,12.62]
["January",1,"9AM to 10AM",9,"January 1, 2019 9:00","2019-01-01T09:00:00",{"v":36,"d":"36.0"},34.7,33.1,27.8,12.91,0.0795,0.19,12.63]
["January",1,"10AM to 11AM",10,"January 1, 2019 10:00","2019-01-01T10:00:00",35.1,34.2,33.1,27.8,{"v":12.7,"d":"12.70"},0.0797,0.19,{"v":12.6,"d":"12.60"}]
["January",1,"11AM to 12PM",11,"January 1, 2019 11:00","2019-01-01T11:00:00",35.1,34.2,33.1,27.8,{"v":12.7,"d":"12.70"},0.0797,0.19,{"v":12.6,"d":"12.60"}]
["January",1,"12PM to 1PM",12,"January 1, 2019 12:00","2019-01-01T12:00:00",35.1,34.2,33.1,27.8,{"v":12.7,"d":"12.70"},0.0797,0.19,{"v":12.6,"d":"12.60"}]
["January",1,"1PM to 2PM",13,"January 1, 2019 13:00","2019-01-01T13:00:00",35.1,34.2,33.1,27.8,{"v":12.7,"d":"12.70"},0.0797,0.19,{"v":12.6,"d":"12.60"}]
["January",1,"2PM to 3PM",14,"January 1, 2019 14:00","2019-01-01T14:00:00",35.1,34.2,33.1,27.8,{"v":12.7,"d":"12.70"},0.0797,0.19,{"v":12.6,"d":"12.60"}]
["January",1,"3PM to 4PM",15,"January 1, 2019 15:00","2019-01-01T15:00:00",{"v":36,"d":"36.0"},34.7,33.1,27.8,12.91,0.0795,0.19,12.63]
["January",1,"4PM to 5PM",16,"January 1, 2019 16:00","2019-01-01T16:00:00",35.1,34.6,{"v":34,"d":"34.0"},28.9,12.85,0.0797,{"v":0.2,"d":"0.20"},12.61]
["January",1,"5PM to 6PM",17,"January 1, 2019 17:00","2019-01-01T17:00:00",{"v":36,"d":"36.0"},34.7,33.1,27.8,12.91,0.0795,0.19,12.63]
["January",1,"6PM to 7PM",18,"January 1, 2019 18:00","2019-01-01T18:00:00",{"v":36,"d":"36.0"},34.7,33.1,27.8,12.91,0.0795,0.19,12.63]
["January",1,"7PM to 8PM",19,"January 1, 2019 19:00","2019-01-01T19:00:00",{"v":36,"d":"36.0"},34.7,33.1,27.8,12.91,0.0795,0.19,12.63]
["January",1,"8PM to 9PM",20,"January 1, 2019 20:00","2019-01-01T20:00:00",{"v":37,"d":"37.0"},35.4,33.1,27.8,13.17,0.0793,0.19,12.65]
["January",1,"9PM to 10PM",21,"January 1, 2019 21:00","2019-01-01T21:00:00",{"v":37,"d":"37.0"},34.9,{"v":32,"d":"32.0"},26.7,12.99,0.0793,0.18,12.65]
["January",1,"10PM to 11PM",22,"January 1, 2019 22:00","2019-01-01T22:00:00",{"v":37,"d":"37.0"},34.9,{"v":32,"d":"32.0"},26.7,12.99,0.0793,0.18,12.65]
["January",1,"11PM to 12AM",23,"January 1, 2019 23:00","2019-01-01T23:00:00",{"v":37,"d":"37.0"},34.9,{"v":32,"d":"32.0"},26.7,12.99,0.0793,0.18,12.65]
["January",2,"12AM to 1AM",0,"January 2, 2019 0:00","2019-01-02",{"v":37,"d":"37.0"},34.5,30.9,25.4,12.79,0.0794,0.17,12.65]
["January",2,"1AM to 2AM",1,"January 2, 2019 1:00","2019-01-02T01:00:00",{"v":37,"d":"37.0"},34.5,30.9,25.4,12.79,0.0794,0.17,12.65]
["January",2,"2AM to 3AM",2,"January 2, 2019 2:00","2019-01-02T02:00:00",{"v":36,"d":"36.0"},33.8,30.9,25.4,12.53,0.0795,0.17,12.62]
["January",2,"3AM to 4AM",3,"January 2, 2019 3:00","2019-01-02T03:00:00",35.1,33.8,{"v":32,"d":"32.0"},26.7,12.51,0.0797,0.18,{"v":12.6,"d":"12.60"}]
["January",2,"4AM to 5AM",4,"January 2, 2019 4:00","2019-01-02T04:00:00",35.1,33.8,{"v":32,"d":"32.0"},26.7,12.51,0.0797,0.18,{"v":12.6,"d":"12.60"}]
["January",2,"5AM to 6AM",5,"January 2, 2019 5:00","2019-01-02T05:00:00",{"v":34,"d":"34.0"},33.2,{"v":32,"d":"32.0"},26.7,12.25,0.0798,0.18,12.57]
["January",2,"6AM to 7AM",6,"January 2, 2019 6:00","2019-01-02T06:00:00",{"v":34,"d":"34.0"},33.2,{"v":32,"d":"32.0"},26.7,12.25,0.0798,0.18,12.57]
["January",2,"7AM to 8AM",7,"January 2, 2019 7:00","2019-01-02T07:00:00",{"v":34,"d":"34.0"},33.2,{"v":32,"d":"32.0"},26.7,12.25,0.0798,0.18,12.57]
["January",2,"8AM to 9AM",8,"January 2, 2019 8:00","2019-01-02T08:00:00",{"v":34,"d":"34.0"},32.7,30.9,25.4,12.05,0.0798,0.17,12.57]
["January",2,"9AM to 10AM",9,"January 2, 2019 9:00","2019-01-02T09:00:00",{"v":34,"d":"34.0"},32.3,{"v":30,"d":"30.0"},24.3,11.89,0.0799,0.16,12.57]
["January",2,"10AM to 11AM",10,"January 2, 2019 10:00","2019-01-02T10:00:00",{"v":34,"d":"34.0"},32.3,{"v":30,"d":"30.0"},24.3,11.89,0.0799,0.16,12.57]
["January",2,"11AM to 12PM",11,"January 2, 2019 11:00","2019-01-02T11:00:00",{"v":34,"d":"34.0"},32.3,{"v":30,"d":"30.0"},24.3,11.89,0.0799,0.16,12.57]
["January",2,"12PM to 1PM",12,"January 2, 2019 12:00","2019-01-02T12:00:00",{"v":34,"d":"34.0"},32.3,{"v":30,"d":"30.0"},24.3,11.89,0.0799,0.16,12.57]
["January",2,"1PM to 2PM",13,"January 2, 2019 13:00","2019-01-02T13:00:00",33.1,31.2,28.9,23.1,11.49,{"v":0.08,"d":"0.0800"},0.16,12.54]
["January",2,"2PM to 3PM",14,"January 2, 2019 14:00","2019-01-02T14:00:00",{"v":34,"d":"34.0"},31.7,28.9,23.1,11.71,0.0799,0.16,12.56]
["January",2,"3PM to 4PM",15,"January 2, 2019 15:00","2019-01-02T15:00:00",{"v":34,"d":"34.0"},31.7,28.9,23.1,11.71,0.0799,0.16,12.56]
["January",2,"4PM to 5PM",16,"January 2, 2019 16:00","2019-01-02T16:00:00",33.1,31.7,{"v":30,"d":"30.0"},24.3,11.68,{"v":0.08,"d":"0.0800"},0.16,12.54]
["January",2,"5PM to 6PM",17,"January 2, 2019 17:00","2019-01-02T17:00:00",33.1,31.7,{"v":30,"d":"30.0"},24.3,11.68,{"v":0.08,"d":"0.0800"},0.16,12.54]
["January",2,"6PM to 7PM",18,"January 2, 2019 18:00","2019-01-02T18:00:00",33.1,31.2,28.9,23.1,11.49,{"v":0.08,"d":"0.0800"},0.16,12.54]
["January",2,"7PM to 8PM",19,"January 2, 2019 19:00","2019-01-02T19:00:00",{"v":34,"d":"34.0"},32.3,{"v":30,"d":"30.0"},24.3,11.89,0.0799,0.16,12.57]
["January",2,"8PM to 9PM",20,"January 2, 2019 20:00","2019-01-02T20:00:00",33.1,31.7,{"v":30,"d":"30.0"},24.3,11.68,{"v":0.08,"d":"0.0800"},0.16,12.54]
["January",2,"9PM to 10PM",21,"January 2, 2019 21:00","2019-01-02T21:00:00",{"v":32,"d":"32.0"},30.3,{"v":28,"d":"28.0"},22.2,11.09,0.0802,0.15,12.51]
["January",2,"10PM to 11PM",22,"January 2, 2019 22:00","2019-01-02T22:00:00",{"v":34,"d":"34.0"},32.3,{"v":30,"d":"30.0"},24.3,11.89,0.0799,0.16,12.57]
["January",2,"11PM to 12AM",23,"January 2, 2019 23:00","2019-01-02T23:00:00",33.1,31.2,28.9,23.1,11.49,{"v":0.08,"d":"0.0800"},0.16,12.54]
["January",3,"12AM to 1AM",0,"January 3, 2019 0:00","2019-01-03",{"v":34,"d":"34.0"},31.7,28.9,23.1,11.71,0.0799,0.16,12.56]
["January",3,"1AM to 2AM",1,"January 3, 2019 1:00","2019-01-03T01:00:00",{"v":34,"d":"34.0"},31.7,28.9,23.1,11.71,0.0799,0.16,12.56]
["January",3,"2AM to 3AM",2,"January 3, 2019 2:00","2019-01-03T02:00:00",33.1,31.2,28.9,23.1,11.49,{"v":0.08,"d":"0.0800"},0.16,12.54]
["January",3,"3AM to 4AM",3,"January 3, 2019 3:00","2019-01-03T03:00:00",33.1,31.2,28.9,23.1,11.49,{"v":0.08,"d":"0.0800"},0.16,12.54]
["January",3,"4AM to 5AM",4,"January 3, 2019 4:00","2019-01-03T04:00:00",{"v":32,"d":"32.0"},31.1,{"v":30,"d":"30.0"},24.3,11.42,0.0802,0.16,12.52]
["January",3,"5AM to 6AM",5,"January 3, 2019 5:00","2019-01-03T05:00:00",33.1,32.2,30.9,25.4,11.84,{"v":0.08,"d":"0.0800"},0.17,12.55]
["January",3,"6AM to 7AM",6,"January 3, 2019 6:00","2019-01-03T06:00:00",33.1,32.2,30.9,25.4,11.84,{"v":0.08,"d":"0.0800"},0.17,12.55]
["January",3,"7AM to 8AM",7,"January 3, 2019 7:00","2019-01-03T07:00:00",{"v":32,"d":"32.0"},31.1,{"v":30,"d":"30.0"},24.3,11.42,0.0802,0.16,12.52]
["January",3,"8AM to 9AM",8,"January 3, 2019 8:00","2019-01-03T08:00:00",33.1,31.7,{"v":30,"d":"30.0"},24.3,11.68,{"v":0.08,"d":"0.0800"},0.16,12.54]
["January",3,"9AM to 10AM",9,"January 3, 2019 9:00","2019-01-03T09:00:00",33.1,31.7,{"v":30,"d":"30.0"},24.3,11.68,{"v":0.08,"d":"0.0800"},0.16,12.54]
["January",3,"10AM to 11AM",10,"January 3, 2019 10:00","2019-01-03T10:00:00",{"v":32,"d":"32.0"},30.6,28.9,23.1,11.23,0.0802,0.16,12.51]
["January",3,"11AM to 12PM",11,"January 3, 2019 11:00","2019-01-03T11:00:00",33.1,31.2,28.9,23.1,11.49,{"v":0.08,"d":"0.0800"},0.16,12.54]
["January",3,"12PM to 1PM",12,"January 3, 2019 12:00","2019-01-03T12:00:00",33.1,31.2,28.9,23.1,11.49,{"v":0.08,"d":"0.0800"},0.16,12.54]
["January",3,"1PM to 2PM",13,"January 3, 2019 13:00","2019-01-03T13:00:00",{"v":34,"d":"34.0"},31.7,28.9,23.1,11.71,0.0799,0.16,12.56]
["January",3,"2PM to 3PM",14,"January 3, 2019 14:00","2019-01-03T14:00:00",{"v":34,"d":"34.0"},32.3,{"v":30,"d":"30.0"},24.3,11.89,0.0799,0.16,12.57]
["January",3,"3PM to 4PM",15,"January 3, 2019 15:00","2019-01-03T15:00:00",{"v":34,"d":"34.0"},31.7,28.9,23.1,11.71,0.0799,0.16,12.56]
["January",3,"4PM to 5PM",16,"January 3, 2019 16:00","2019-01-03T16:00:00",33.1,30.8,{"v":28,"d":"28.0"},22.2,11.35,{"v":0.08,"d":"0.0800"},0.15,12.54]
["January",3,"5PM to 6PM",17,{"$f":"A73&\" \"&B73&\", \"&$D$5&\" \"&D73&\":00\"","v":"January 3, 2019 17:00"},{"$f":"DATEVALUE(E73)+TIMEVALUE(E73)","v":"2019-01-03T17:00:00"},33.1,30.8,{"v":28,"d":"28.0"},22.2,11.35,{"v":0.08,"d":"0.0800"},0.15,12.54]
["January",3,"6PM to 7PM",{"$f":"IF(D73+1>23,0,D73+1)","v":18},"January 3, 2019 18:00","2019-01-03T18:00:00",{"v":30,"d":"30.0"},28.4,26.1,20.2,10.31,0.0805,0.14,12.45]
["January",3,"7PM to 8PM",19,"January 3, 2019 19:00","2019-01-03T19:00:00",28.9,{"v":27,"d":"27.0"},24.1,18.4,9.77,0.0807,0.12,12.42]
["January",3,"8PM to 9PM",20,"January 3, 2019 20:00","2019-01-03T20:00:00",{"v":30,"d":"30.0"},27.9,{"v":25,"d":"25.0"},19.2,10.15,0.0805,0.13,12.45]
["January",3,"9PM to 10PM",21,"January 3, 2019 21:00","2019-01-03T21:00:00",{"v":30,"d":"30.0"},27.9,{"v":25,"d":"25.0"},19.2,10.15,0.0805,0.13,12.45]
["January",3,"10PM to 11PM",22,"January 3, 2019 22:00","2019-01-03T22:00:00",{"v":28,"d":"28.0"},26.5,24.1,18.4,9.55,0.0809,0.12,{"v":12.4,"d":"12.40"}]
["January",3,"11PM to 12AM",23,"January 3, 2019 23:00","2019-01-03T23:00:00",{"v":28,"d":"28.0"},26.8,{"v":25,"d":"25.0"},19.2,9.68,0.0809,0.13,{"v":12.4,"d":"12.40"}]
["January",4,"12AM to 1AM",0,"January 4, 2019 0:00","2019-01-04",28.9,27.3,{"v":25,"d":"25.0"},19.2,9.89,0.0807,0.13,12.42]
["January",4,"1AM to 2AM",1,"January 4, 2019 1:00","2019-01-04T01:00:00",{"v":28,"d":"28.0"},26.5,24.1,18.4,9.55,0.0809,0.12,{"v":12.4,"d":"12.40"}]
["January",4,"2AM to 3AM",2,"January 4, 2019 2:00","2019-01-04T02:00:00",28.9,27.3,{"v":25,"d":"25.0"},19.2,9.89,0.0807,0.13,12.42]
["January",4,"3AM to 4AM",3,"January 4, 2019 3:00","2019-01-04T03:00:00",28.9,27.7,26.1,20.2,10.05,0.0807,0.14,12.43]
["January",4,"4AM to 5AM",4,"January 4, 2019 4:00","2019-01-04T04:00:00",28.9,27.7,26.1,20.2,10.05,0.0807,0.14,12.43]
["January",4,"5AM to 6AM",5,"January 4, 2019 5:00","2019-01-04T05:00:00",28.9,27.7,26.1,20.2,10.05,0.0807,0.14,12.43]
["January",4,"6AM to 7AM",6,"January 4, 2019 6:00","2019-01-04T06:00:00",28.9,27.3,{"v":25,"d":"25.0"},19.2,9.89,0.0807,0.13,12.42]
["January",4,"7AM to 8AM",7,"January 4, 2019 7:00","2019-01-04T07:00:00",{"v":28,"d":"28.0"},26.8,{"v":25,"d":"25.0"},19.2,9.68,0.0809,0.13,{"v":12.4,"d":"12.40"}]
["January",4,"8AM to 9AM",8,"January 4, 2019 8:00","2019-01-04T08:00:00",30.9,28.9,26.1,20.2,10.52,0.0804,0.14,12.48]
["January",4,"9AM to 10AM",9,"January 4, 2019 9:00","2019-01-04T09:00:00",30.9,29.2,{"v":27,"d":"27.0"},21.1,10.66,0.0804,0.14,12.48]
["January",4,"10AM to 11AM",10,"January 4, 2019 10:00","2019-01-04T10:00:00",30.9,29.2,{"v":27,"d":"27.0"},21.1,10.66,0.0804,0.14,12.48]
["January",4,"11AM to 12PM",11,"January 4, 2019 11:00","2019-01-04T11:00:00",{"v":32,"d":"32.0"},30.3,{"v":28,"d":"28.0"},22.2,11.09,0.0802,0.15,12.51]
["January",4,"12PM to 1PM",12,"January 4, 2019 12:00","2019-01-04T12:00:00",{"v":32,"d":"32.0"},30.3,{"v":28,"d":"28.0"},22.2,11.09,0.0802,0.15,12.51]
["January",4,"1PM to 2PM",13,"January 4, 2019 13:00","2019-01-04T13:00:00",{"v":34,"d":"34.0"},31.3,{"v":28,"d":"28.0"},22.2,11.56,0.0799,0.15,12.56]
["January",4,"2PM to 3PM",14,"January 4, 2019 14:00","2019-01-04T14:00:00",{"v":34,"d":"34.0"},31.3,{"v":28,"d":"28.0"},22.2,11.56,0.0799,0.15,12.56]
["January",4,"3PM to 4PM",15,"January 4, 2019 15:00","2019-01-04T15:00:00",33.1,30.8,{"v":28,"d":"28.0"},22.2,11.35,{"v":0.08,"d":"0.0800"},0.15,12.54]
["January",4,"4PM to 5PM",16,"January 4, 2019 16:00","2019-01-04T16:00:00",{"v":34,"d":"34.0"},30.9,{"v":27,"d":"27.0"},21.1,{"v":11.4,"d":"11.40"},0.0799,0.14,12.56]
["January",4,"5PM to 6PM",17,"January 4, 2019 17:00","2019-01-04T17:00:00",{"v":32,"d":"32.0"},29.8,{"v":27,"d":"27.0"},21.1,10.92,0.0802,0.14,12.51]
["January",4,"6PM to 7PM",18,"January 4, 2019 18:00","2019-01-04T18:00:00",{"v":32,"d":"32.0"},29.5,26.1,20.2,10.78,0.0802,0.14,{"v":12.5,"d":"12.50"}]
["January",4,"7PM to 8PM",19,"January 4, 2019 19:00","2019-01-04T19:00:00",{"v":32,"d":"32.0"},29.1,{"v":25,"d":"25.0"},19.2,10.63,0.0802,0.13,{"v":12.5,"d":"12.50"}]
["January",4,"8PM to 9PM",20,"January 4, 2019 20:00","2019-01-04T20:00:00",30.9,28.1,24.1,18.4,10.25,0.0804,0.12,12.47]
["January",4,"9PM to 10PM",21,"January 4, 2019 21:00","2019-01-04T21:00:00",{"v":30,"d":"30.0"},27.9,{"v":25,"d":"25.0"},19.2,10.15,0.0805,0.13,12.45]
["January",4,"10PM to 11PM",22,"January 4, 2019 22:00","2019-01-04T22:00:00",28.9,25.9,{"v":21,"d":"21.0"},15.9,9.39,0.0807,0.11,12.41]
["January",4,"11PM to 12AM",23,"January 4, 2019 23:00","2019-01-04T23:00:00",26.1,24.2,{"v":21,"d":"21.0"},15.9,8.69,0.0812,0.11,12.34]
["January",5,"12AM to 1AM",0,"January 5, 2019 0:00","2019-01-05",24.1,23.3,21.9,16.6,8.32,0.0815,0.11,12.29]
["January",5,"1AM to 2AM",1,"January 5, 2019 1:00","2019-01-05T01:00:00",24.1,22.6,19.9,15.1,8.09,0.0816,{"v":0.1,"d":"0.10"},12.29]
["January",5,"2AM to 3AM",2,"January 5, 2019 2:00","2019-01-05T02:00:00",24.1,{"v":22,"d":"22.0"},{"v":18,"d":"18.0"},13.7,7.88,0.0816,0.09,12.28]
["January",5,"3AM to 4AM",3,"January 5, 2019 3:00","2019-01-05T03:00:00",{"v":23,"d":"23.0"},21.9,19.9,15.1,7.83,0.0817,{"v":0.1,"d":"0.10"},12.26]
["January",5,"4AM to 5AM",4,"January 5, 2019 4:00","2019-01-05T04:00:00",24.1,22.3,{"v":19,"d":"19.0"},14.5,7.99,0.0816,{"v":0.1,"d":"0.10"},12.29]
["January",5,"5AM to 6AM",5,"January 5, 2019 5:00","2019-01-05T05:00:00",{"v":25,"d":"25.0"},22.9,{"v":19,"d":"19.0"},14.5,8.21,0.0814,{"v":0.1,"d":"0.10"},12.31]
["January",5,"6AM to 7AM",6,"January 5, 2019 6:00","2019-01-05T06:00:00",24.1,22.3,{"v":19,"d":"19.0"},14.5,7.99,0.0816,{"v":0.1,"d":"0.10"},12.29]
["January",5,"7AM to 8AM",7,"January 5, 2019 7:00","2019-01-05T07:00:00",{"v":25,"d":"25.0"},22.9,{"v":19,"d":"19.0"},14.5,8.21,0.0814,{"v":0.1,"d":"0.10"},12.31]
["January",5,"8AM to 9AM",8,"January 5, 2019 8:00","2019-01-05T08:00:00",{"v":25,"d":"25.0"},23.2,19.9,15.1,8.31,0.0814,{"v":0.1,"d":"0.10"},12.31]
["January",5,"9AM to 10AM",9,"January 5, 2019 9:00","2019-01-05T09:00:00",26.1,24.2,{"v":21,"d":"21.0"},15.9,8.69,0.0812,0.11,12.34]
["January",5,"10AM to 11AM",10,"January 5, 2019 10:00","2019-01-05T10:00:00",{"v":27,"d":"27.0"},25.4,{"v":23,"d":"23.0"},17.5,9.15,0.0811,0.12,12.37]
["January",5,"11AM to 12PM",11,"January 5, 2019 11:00","2019-01-05T11:00:00",{"v":30,"d":"30.0"},27.9,{"v":25,"d":"25.0"},19.2,10.15,0.0805,0.13,12.45]
["January",5,"12PM to 1PM",12,"January 5, 2019 12:00","2019-01-05T12:00:00",30.9,28.5,{"v":25,"d":"25.0"},19.2,10.37,0.0804,0.13,12.47]
["January",5,"1PM to 2PM",13,"January 5, 2019 13:00","2019-01-05T13:00:00",30.9,28.9,26.1,20.2,10.52,0.0804,0.14,12.48]
["January",5,"2PM to 3PM",14,"January 5, 2019 14:00","2019-01-05T14:00:00",28.9,{"v":27,"d":"27.0"},24.1,18.4,9.77,0.0807,0.12,12.42]
["January",5,"3PM to 4PM",15,"January 5, 2019 15:00","2019-01-05T15:00:00",28.9,27.3,{"v":25,"d":"25.0"},19.2,9.89,0.0807,0.13,12.42]
["January",5,"4PM to 5PM",16,"January 5, 2019 16:00","2019-01-05T16:00:00",{"v":30,"d":"30.0"},28.4,26.1,20.2,10.31,0.0805,0.14,12.45]
["January",5,"5PM to 6PM",17,"January 5, 2019 17:00","2019-01-05T17:00:00",{"v":30,"d":"30.0"},28.4,26.1,20.2,10.31,0.0805,0.14,12.45]
["January",5,"6PM to 7PM",18,"January 5, 2019 18:00","2019-01-05T18:00:00",{"v":30,"d":"30.0"},28.7,{"v":27,"d":"27.0"},21.1,10.44,0.0805,0.14,12.46]
["January",5,"7PM to 8PM",19,"January 5, 2019 19:00","2019-01-05T19:00:00",{"v":32,"d":"32.0"},30.3,{"v":28,"d":"28.0"},22.2,11.09,0.0802,0.15,12.51]
["January",5,"8PM to 9PM",20,"January 5, 2019 20:00","2019-01-05T20:00:00",30.9,29.7,{"v":28,"d":"28.0"},22.2,10.83,0.0804,0.15,12.48]
["January",5,"9PM to 10PM",21,"January 5, 2019 21:00","2019-01-05T21:00:00",{"v":32,"d":"32.0"},31.1,{"v":30,"d":"30.0"},24.3,11.42,0.0802,0.16,12.52]
["January",5,"10PM to 11PM",22,"January 5, 2019 22:00","2019-01-05T22:00:00",{"v":32,"d":"32.0"},30.3,{"v":28,"d":"28.0"},22.2,11.09,0.0802,0.15,12.51]
["January",5,"11PM to 12AM",23,"January 5, 2019 23:00","2019-01-05T23:00:00",35.1,31.8,27.9,{"v":22,"d":"22.0"},{"v":11.8,"d":"11.80"},0.0797,0.15,12.59]
["January",6,"12AM to 1AM",0,"January 6, 2019 0:00","2019-01-06",37.9,34.6,{"v":30,"d":"30.0"},24.3,12.85,0.0792,0.16,12.67]
["January",6,"1AM to 2AM",1,"January 6, 2019 1:00","2019-01-06T01:00:00",{"v":39,"d":"39.0"},35.2,{"v":30,"d":"30.0"},24.3,13.11,{"v":0.079,"d":"0.0790"},0.16,12.69]
["January",6,"2AM to 3AM",2,"January 6, 2019 2:00","2019-01-06T02:00:00",37.9,34.6,{"v":30,"d":"30.0"},24.3,12.85,0.0792,0.16,12.67]
["January",6,"3AM to 4AM",3,"January 6, 2019 3:00","2019-01-06T03:00:00",30.9,29.2,{"v":27,"d":"27.0"},21.1,10.66,0.0804,0.14,12.48]
["January",6,"4AM to 5AM",4,"January 6, 2019 4:00","2019-01-06T04:00:00",{"v":36,"d":"36.0"},33.5,{"v":30,"d":"30.0"},24.3,12.37,0.0795,0.16,12.62]
["January",6,"5AM to 6AM",5,"January 6, 2019 5:00","2019-01-06T05:00:00",{"v":37,"d":"37.0"},33.6,28.9,23.1,12.45,0.0794,0.16,12.64]
["January",6,"6AM to 7AM",6,"January 6, 2019 6:00","2019-01-06T06:00:00",{"v":37,"d":"37.0"},33.6,28.9,23.1,12.45,0.0794,0.16,12.64]
["January",6,"7AM to 8AM",7,"January 6, 2019 7:00","2019-01-06T07:00:00",{"v":37,"d":"37.0"},34.1,{"v":30,"d":"30.0"},24.3,12.63,0.0794,0.16,12.64]
["January",6,"8AM to 9AM",8,"January 6, 2019 8:00","2019-01-06T08:00:00",{"v":37,"d":"37.0"},33.6,28.9,23.1,12.45,0.0794,0.16,12.64]
["January",6,"9AM to 10AM",9,{"$f":"A137&\" \"&B137&\", \"&$D$5&\" \"&D137&\":00\"","v":"January 6, 2019 9:00"},{"$f":"DATEVALUE(E137)+TIMEVALUE(E137)","v":"2019-01-06T09:00:00"},{"v":36,"d":"36.0"},{"v":33,"d":"33.0"},28.9,23.1,12.19,0.0795,0.16,12.61]
["January",6,"10AM to 11AM",{"$f":"IF(D137+1>23,0,D137+1)","v":10},"January 6, 2019 10:00","2019-01-06T10:00:00",{"v":36,"d":"36.0"},33.5,{"v":30,"d":"30.0"},24.3,12.37,0.0795,0.16,12.62]
["January",6,"11AM to 12PM",11,"January 6, 2019 11:00","2019-01-06T11:00:00",{"v":36,"d":"36.0"},33.5,{"v":30,"d":"30.0"},24.3,12.37,0.0795,0.16,12.62]
["January",6,"12PM to 1PM",12,"January 6, 2019 12:00","2019-01-06T12:00:00",35.1,32.9,{"v":30,"d":"30.0"},24.3,12.15,0.0797,0.16,12.59]
["January",6,"1PM to 2PM",13,"January 6, 2019 13:00","2019-01-06T13:00:00",{"v":34,"d":"34.0"},32.3,{"v":30,"d":"30.0"},24.3,11.89,0.0799,0.16,12.57]
["January",6,"2PM to 3PM",14,"January 6, 2019 14:00","2019-01-06T14:00:00",{"v":32,"d":"32.0"},30.6,28.9,23.1,11.23,0.0802,0.16,12.51]
["January",6,"3PM to 4PM",15,"January 6, 2019 15:00","2019-01-06T15:00:00",35.1,32.9,{"v":30,"d":"30.0"},24.3,12.15,0.0797,0.16,12.59]
["January",6,"4PM to 5PM",16,"January 6, 2019 16:00","2019-01-06T16:00:00",{"v":34,"d":"34.0"},32.3,{"v":30,"d":"30.0"},24.3,11.89,0.0799,0.16,12.57]
["January",6,"5PM to 6PM",17,"January 6, 2019 17:00","2019-01-06T17:00:00",{"v":34,"d":"34.0"},31.3,{"v":28,"d":"28.0"},22.2,11.56,0.0799,0.15,12.56]
["January",6,"6PM to 7PM",18,"January 6, 2019 18:00","2019-01-06T18:00:00",33.1,30.8,{"v":28,"d":"28.0"},22.2,11.35,{"v":0.08,"d":"0.0800"},0.15,12.54]
["January",6,"7PM to 8PM",19,"January 6, 2019 19:00","2019-01-06T19:00:00",{"v":32,"d":"32.0"},29.8,{"v":27,"d":"27.0"},21.1,10.92,0.0802,0.14,12.51]
["January",6,"8PM to 9PM",20,"January 6, 2019 20:00","2019-01-06T20:00:00",{"v":32,"d":"32.0"},29.8,{"v":27,"d":"27.0"},21.1,10.92,0.0802,0.14,12.51]
["January",6,"9PM to 10PM",21,"January 6, 2019 21:00","2019-01-06T21:00:00",30.9,28.9,26.1,20.2,10.52,0.0804,0.14,12.48]
["January",6,"10PM to 11PM",22,"January 6, 2019 22:00","2019-01-06T22:00:00",30.9,29.2,{"v":27,"d":"27.0"},21.1,10.66,0.0804,0.14,12.48]
["January",6,"11PM to 12AM",23,"January 6, 2019 23:00","2019-01-06T23:00:00",30.9,29.2,{"v":27,"d":"27.0"},21.1,10.66,0.0804,0.14,12.48]
["January",7,"12AM to 1AM",0,"January 7, 2019 0:00","2019-01-07",{"v":30,"d":"30.0"},28.4,26.1,20.2,10.31,0.0805,0.14,12.45]
["January",7,"1AM to 2AM",1,"January 7, 2019 1:00","2019-01-07T01:00:00",{"v":28,"d":"28.0"},26.8,{"v":25,"d":"25.0"},19.2,9.68,0.0809,0.13,{"v":12.4,"d":"12.40"}]
["January",7,"2AM to 3AM",2,"January 7, 2019 2:00","2019-01-07T02:00:00",28.9,27.3,{"v":25,"d":"25.0"},19.2,9.89,0.0807,0.13,12.42]
["January",7,"3AM to 4AM",3,"January 7, 2019 3:00","2019-01-07T03:00:00",{"v":28,"d":"28.0"},26.5,24.1,18.4,9.55,0.0809,0.12,{"v":12.4,"d":"12.40"}]
["January",7,"4AM to 5AM",4,"January 7, 2019 4:00","2019-01-07T04:00:00",{"v":27,"d":"27.0"},26.2,{"v":25,"d":"25.0"},19.2,9.41,{"v":0.081,"d":"0.0810"},0.13,12.37]
["January",7,"5AM to 6AM",5,"January 7, 2019 5:00","2019-01-07T05:00:00",{"v":27,"d":"27.0"},26.6,26.1,20.2,9.57,{"v":0.081,"d":"0.0810"},0.14,12.38]
["January",7,"6AM to 7AM",6,"January 7, 2019 6:00","2019-01-07T06:00:00",{"v":25,"d":"25.0"},24.2,{"v":23,"d":"23.0"},17.5,8.67,0.0814,0.12,12.32]
["January",7,"7AM to 8AM",7,"January 7, 2019 7:00","2019-01-07T07:00:00",{"v":28,"d":"28.0"},26.8,{"v":25,"d":"25.0"},19.2,9.68,0.0809,0.13,{"v":12.4,"d":"12.40"}]
["January",7,"8AM to 9AM",8,"January 7, 2019 8:00","2019-01-07T08:00:00",33.1,30.8,{"v":28,"d":"28.0"},22.2,11.35,{"v":0.08,"d":"0.0800"},0.15,12.54]
["January",7,"9AM to 10AM",9,"January 7, 2019 9:00","2019-01-07T09:00:00",{"v":32,"d":"32.0"},30.6,28.9,23.1,11.23,0.0802,0.16,12.51]
["January",7,"10AM to 11AM",10,"January 7, 2019 10:00","2019-01-07T10:00:00",33.1,31.7,{"v":30,"d":"30.0"},24.3,11.68,{"v":0.08,"d":"0.0800"},0.16,12.54]
["January",7,"11AM to 12PM",11,"January 7, 2019 11:00","2019-01-07T11:00:00",33.1,31.7,{"v":30,"d":"30.0"},24.3,11.68,{"v":0.08,"d":"0.0800"},0.16,12.54]
["January",7,"12PM to 1PM",12,"January 7, 2019 12:00","2019-01-07T12:00:00",{"v":36,"d":"36.0"},33.8,30.9,25.4,12.53,0.0795,0.17,12.62]
["January",7,"1PM to 2PM",13,"January 7, 2019 13:00","2019-01-07T13:00:00",{"v":32,"d":"32.0"},30.6,28.9,23.1,11.23,0.0802,0.16,12.51]
["January",7,"2PM to 3PM",14,"January 7, 2019 14:00","2019-01-07T14:00:00",{"v":37,"d":"37.0"},34.9,{"v":32,"d":"32.0"},26.7,12.99,0.0793,0.18,12.65]
["January",7,"3PM to 4PM",15,"January 7, 2019 15:00","2019-01-07T15:00:00",{"v":37,"d":"37.0"},34.5,30.9,25.4,12.79,0.0794,0.17,12.65]
["January",7,"4PM to 5PM",16,"January 7, 2019 16:00","2019-01-07T16:00:00",{"v":37,"d":"37.0"},34.9,{"v":32,"d":"32.0"},26.7,12.99,0.0793,0.18,12.65]
["January",7,"5PM to 6PM",17,"January 7, 2019 17:00","2019-01-07T17:00:00",{"v":37,"d":"37.0"},34.9,{"v":32,"d":"32.0"},26.7,12.99,0.0793,0.18,12.65]
["January",7,"6PM to 7PM",18,"January 7, 2019 18:00","2019-01-07T18:00:00",{"v":36,"d":"36.0"},33.8,30.9,25.4,12.53,0.0795,0.17,12.62]
["January",7,"7PM to 8PM",19,"January 7, 2019 19:00","2019-01-07T19:00:00",{"v":36,"d":"36.0"},33.8,30.9,25.4,12.53,0.0795,0.17,12.62]
["January",7,"8PM to 9PM",20,"January 7, 2019 20:00","2019-01-07T20:00:00",{"v":36,"d":"36.0"},34.3,{"v":32,"d":"32.0"},26.7,12.73,0.0795,0.18,12.62]
["January",7,"9PM to 10PM",21,"January 7, 2019 21:00","2019-01-07T21:00:00",35.1,33.3,30.9,25.4,12.31,0.0797,0.17,{"v":12.6,"d":"12.60"}]
["January",7,"10PM to 11PM",22,"January 7, 2019 22:00","2019-01-07T22:00:00",{"v":36,"d":"36.0"},33.8,30.9,25.4,12.53,0.0795,0.17,12.62]
["January",7,"11PM to 12AM",23,"January 7, 2019 23:00","2019-01-07T23:00:00",{"v":37,"d":"37.0"},34.5,30.9,25.4,12.79,0.0794,0.17,12.65]
["January",8,"12AM to 1AM",0,"January 8, 2019 0:00","2019-01-08",{"v":37,"d":"37.0"},34.5,30.9,25.4,12.79,0.0794,0.17,12.65]
["January",8,"1AM to 2AM",1,"January 8, 2019 1:00","2019-01-08T01:00:00",{"v":36,"d":"36.0"},33.5,{"v":30,"d":"30.0"},24.3,12.37,0.0795,0.16,12.62]
["January",8,"2AM to 3AM",2,"January 8, 2019 2:00","2019-01-08T02:00:00",37.9,34.6,{"v":30,"d":"30.0"},24.3,12.85,0.0792,0.16,12.67]
["January",8,"3AM to 4AM",3,"January 8, 2019 3:00","2019-01-08T03:00:00",{"v":39,"d":"39.0"},35.2,{"v":30,"d":"30.0"},24.3,13.11,{"v":0.079,"d":"0.0790"},0.16,12.69]
["January",8,"4AM to 5AM",4,"January 8, 2019 4:00","2019-01-08T04:00:00",{"v":39,"d":"39.0"},34.8,28.9,23.1,12.93,0.0791,0.16,12.69]
["January",8,"5AM to 6AM",5,"January 8, 2019 5:00","2019-01-08T05:00:00",{"v":39,"d":"39.0"},34.8,28.9,23.1,12.93,0.0791,0.16,12.69]
["January",8,"6AM to 7AM",6,"January 8, 2019 6:00","2019-01-08T06:00:00",37.9,34.2,28.9,23.1,12.67,0.0792,0.16,12.66]
["January",8,"7AM to 8AM",7,"January 8, 2019 7:00","2019-01-08T07:00:00",35.1,32.9,{"v":30,"d":"30.0"},24.3,12.15,0.0797,0.16,12.59]
["January",8,"8AM to 9AM",8,"January 8, 2019 8:00","2019-01-08T08:00:00",{"v":34,"d":"34.0"},31.3,{"v":28,"d":"28.0"},22.2,11.56,0.0799,0.15,12.56]
["January",8,"9AM to 10AM",9,"January 8, 2019 9:00","2019-01-08T09:00:00",{"v":36,"d":"36.0"},{"v":32,"d":"32.0"},{"v":27,"d":"27.0"},21.1,11.87,0.0796,0.14,12.61]
["January",8,"10AM to 11AM",10,"January 8, 2019 10:00","2019-01-08T10:00:00",{"v":34,"d":"34.0"},30.6,26.1,20.2,11.26,0.0799,0.14,12.55]
["January",8,"11AM to 12PM",11,"January 8, 2019 11:00","2019-01-08T11:00:00",{"v":28,"d":"28.0"},26.5,24.1,18.4,9.55,0.0809,0.12,{"v":12.4,"d":"12.40"}]
["January",8,"12PM to 1PM",12,"January 8, 2019 12:00","2019-01-08T12:00:00",{"v":28,"d":"28.0"},26.5,24.1,18.4,9.55,0.0809,0.12,{"v":12.4,"d":"12.40"}]
["January",8,"1PM to 2PM",13,"January 8, 2019 13:00","2019-01-08T13:00:00",{"v":28,"d":"28.0"},26.1,{"v":23,"d":"23.0"},17.5,9.41,0.0809,0.12,{"v":12.4,"d":"12.40"}]
["January",8,"2PM to 3PM",14,"January 8, 2019 14:00","2019-01-08T14:00:00",{"v":28,"d":"28.0"},26.1,{"v":23,"d":"23.0"},17.5,9.41,0.0809,0.12,{"v":12.4,"d":"12.40"}]
["January",8,"3PM to 4PM",15,"January 8, 2019 15:00","2019-01-08T15:00:00",{"v":28,"d":"28.0"},26.1,{"v":23,"d":"23.0"},17.5,9.41,0.0809,0.12,{"v":12.4,"d":"12.40"}]
["January",8,"4PM to 5PM",16,"January 8, 2019 16:00","2019-01-08T16:00:00",{"v":30,"d":"30.0"},27.9,{"v":25,"d":"25.0"},19.2,10.15,0.0805,0.13,12.45]
["January",8,"5PM to 6PM",17,"January 8, 2019 17:00","2019-01-08T17:00:00",26.1,23.8,19.9,15.1,8.57,0.0812,{"v":0.1,"d":"0.10"},12.34]
["January",8,"6PM to 7PM",18,"January 8, 2019 18:00","2019-01-08T18:00:00",26.1,23.8,19.9,15.1,8.57,0.0812,{"v":0.1,"d":"0.10"},12.34]
["January",8,"7PM to 8PM",19,"January 8, 2019 19:00","2019-01-08T19:00:00",{"v":25,"d":"25.0"},23.2,19.9,15.1,8.31,0.0814,{"v":0.1,"d":"0.10"},12.31]
["January",8,"8PM to 9PM",20,"January 8, 2019 20:00","2019-01-08T20:00:00",{"v":28,"d":"28.0"},26.1,{"v":23,"d":"23.0"},17.5,9.41,0.0809,0.12,{"v":12.4,"d":"12.40"}]
["January",8,"9PM to 10PM",21,"January 8, 2019 21:00","2019-01-08T21:00:00",{"v":28,"d":"28.0"},26.1,{"v":23,"d":"23.0"},17.5,9.41,0.0809,0.12,{"v":12.4,"d":"12.40"}]
["January",8,"10PM to 11PM",22,"January 8, 2019 22:00","2019-01-08T22:00:00",{"v":25,"d":"25.0"},23.5,{"v":21,"d":"21.0"},15.9,8.43,0.0814,0.11,12.31]
["January",8,"11PM to 12AM",23,"January 8, 2019 23:00","2019-01-08T23:00:00",{"v":25,"d":"25.0"},24.2,{"v":23,"d":"23.0"},17.5,8.67,0.0814,0.12,12.32]
["January",9,"12AM to 1AM",0,"January 9, 2019 0:00","2019-01-09",26.1,24.2,{"v":21,"d":"21.0"},15.9,8.69,0.0812,0.11,12.34]
["January",9,"1AM to 2AM",1,{"$f":"A201&\" \"&B201&\", \"&$D$5&\" \"&D201&\":00\"","v":"January 9, 2019 1:00"},{"$f":"DATEVALUE(E201)+TIMEVALUE(E201)","v":"2019-01-09T01:00:00"},26.1,23.8,19.9,15.1,8.57,0.0812,{"v":0.1,"d":"0.10"},12.34]
["January",9,"2AM to 3AM",{"$f":"IF(D201+1>23,0,D201+1)","v":2},"January 9, 2019 2:00","2019-01-09T02:00:00",24.1,21.7,17.1,13.1,7.79,0.0816,0.09,12.28]
["January",9,"3AM to 4AM",3,"January 9, 2019 3:00","2019-01-09T03:00:00",{"v":21,"d":"21.0"},19.4,{"v":16,"d":"16.0"},12.5,6.95,0.0821,0.08,{"v":12.2,"d":"12.20"}]
["January",9,"4AM to 5AM",4,"January 9, 2019 4:00","2019-01-09T04:00:00",19.9,18.4,15.1,11.9,6.61,0.0823,0.08,12.17]
["January",9,"5AM to 6AM",5,"January 9, 2019 5:00","2019-01-09T05:00:00",{"v":19,"d":"19.0"},17.5,{"v":14,"d":"14.0"},11.3,{"v":6.3,"d":"6.30"},0.0824,0.08,12.15]
["January",9,"6AM to 7AM",6,"January 9, 2019 6:00","2019-01-09T06:00:00",{"v":19,"d":"19.0"},17.5,{"v":14,"d":"14.0"},11.3,{"v":6.3,"d":"6.30"},0.0824,0.08,12.15]
["January",9,"7AM to 8AM",7,"January 9, 2019 7:00","2019-01-09T07:00:00",17.1,16.5,15.1,11.9,5.91,0.0828,0.08,{"v":12.1,"d":"12.10"}]
["January",9,"8AM to 9AM",8,"January 9, 2019 8:00","2019-01-09T08:00:00",{"v":16,"d":"16.0"},15.1,12.9,10.7,5.47,{"v":0.083,"d":"0.0830"},0.07,12.07]
["January",9,"9AM to 10AM",9,"January 9, 2019 9:00","2019-01-09T09:00:00",17.1,15.9,12.9,10.7,5.73,0.0828,0.07,{"v":12.1,"d":"12.10"}]
["January",9,"10AM to 11AM",10,"January 9, 2019 10:00","2019-01-09T10:00:00",{"v":18,"d":"18.0"},16.8,{"v":14,"d":"14.0"},11.3,6.04,0.0826,0.08,12.12]
["January",9,"11AM to 12PM",11,"January 9, 2019 11:00","2019-01-09T11:00:00",19.9,18.7,{"v":16,"d":"16.0"},12.5,6.69,0.0823,0.08,12.18]
["January",9,"12PM to 1PM",12,"January 9, 2019 12:00","2019-01-09T12:00:00",21.9,20.3,17.1,13.1,7.27,0.0819,0.09,12.23]
["January",9,"1PM to 2PM",13,"January 9, 2019 13:00","2019-01-09T13:00:00",21.9,20.3,17.1,13.1,7.27,0.0819,0.09,12.23]
["January",9,"2PM to 3PM",14,"January 9, 2019 14:00","2019-01-09T14:00:00",{"v":21,"d":"21.0"},19.1,15.1,11.9,6.87,0.0821,0.08,{"v":12.2,"d":"12.20"}]
["January",9,"3PM to 4PM",15,"January 9, 2019 15:00","2019-01-09T15:00:00",19.9,18.4,15.1,11.9,6.61,0.0823,0.08,12.17]
["January",9,"4PM to 5PM",16,"January 9, 2019 16:00","2019-01-09T16:00:00",{"v":19,"d":"19.0"},17.2,12.9,10.7,6.21,0.0824,0.07,12.15]
["January",9,"5PM to 6PM",17,"January 9, 2019 17:00","2019-01-09T17:00:00",{"v":19,"d":"19.0"},18.4,17.1,13.1,6.58,0.0824,0.09,12.15]
["January",9,"6PM to 7PM",18,"January 9, 2019 18:00","2019-01-09T18:00:00",{"v":18,"d":"18.0"},16.8,{"v":14,"d":"14.0"},11.3,6.04,0.0826,0.08,12.12]
["January",9,"7PM to 8PM",19,"January 9, 2019 19:00","2019-01-09T19:00:00",17.1,16.1,{"v":14,"d":"14.0"},11.3,5.82,0.0828,0.08,{"v":12.1,"d":"12.10"}]
["January",9,"8PM to 9PM",20,"January 9, 2019 20:00","2019-01-09T20:00:00",{"v":16,"d":"16.0"},14.9,{"v":12,"d":"12.0"},10.2,{"v":5.4,"d":"5.40"},{"v":0.083,"d":"0.0830"},0.07,12.07]
["January",9,"9PM to 10PM",21,"January 9, 2019 21:00","2019-01-09T21:00:00",{"v":14,"d":"14.0"},13.7,12.9,10.7,4.99,0.0833,0.07,12.02]
["January",9,"10PM to 11PM",22,"January 9, 2019 22:00","2019-01-09T22:00:00",{"v":14,"d":"14.0"},12.9,{"v":10,"d":"10.0"},9.3,4.77,0.0833,0.06,12.02]
["January",9,"11PM to 12AM",23,"January 9, 2019 23:00","2019-01-09T23:00:00",12.9,12.2,{"v":10,"d":"10.0"},9.3,4.51,0.0835,0.06,11.99]
["January",10,"12AM to 1AM",0,"January 10, 2019 0:00","2019-01-10",{"v":12,"d":"12.0"},11.2,{"v":9,"d":"9.0"},8.8,4.22,0.0837,0.06,11.96]
["January",10,"1AM to 2AM",1,"January 10, 2019 1:00","2019-01-10T01:00:00",10.9,{"v":10,"d":"10.0"},{"v":7,"d":"7.0"},7.9,3.84,0.0839,0.05,11.93]
["January",10,"2AM to 3AM",2,"January 10, 2019 2:00","2019-01-10T02:00:00",10.9,9.4,3.9,6.8,3.66,0.0839,0.05,11.93]
["January",10,"3AM to 4AM",3,"January 10, 2019 3:00","2019-01-10T03:00:00",10.9,10.4,{"v":9,"d":"9.0"},8.8,3.96,0.0839,0.06,11.94]
["January",10,"4AM to 5AM",4,"January 10, 2019 4:00","2019-01-10T04:00:00",10.9,10.4,{"v":9,"d":"9.0"},8.8,3.96,0.0839,0.06,11.94]
["January",10,"5AM to 6AM",5,"January 10, 2019 5:00","2019-01-10T05:00:00",{"v":10,"d":"10.0"},9.8,{"v":9,"d":"9.0"},8.8,3.75,{"v":0.084,"d":"0.0840"},0.06,11.91]
["January",10,"6AM to 7AM",6,"January 10, 2019 6:00","2019-01-10T06:00:00",{"v":10,"d":"10.0"},9.3,{"v":7,"d":"7.0"},7.9,3.62,{"v":0.084,"d":"0.0840"},0.05,11.91]
["January",10,"7AM to 8AM",7,"January 10, 2019 7:00","2019-01-10T07:00:00",{"v":9,"d":"9.0"},8.3,6.1,7.6,{"v":3.3,"d":"3.30"},0.0842,0.05,11.88]
["January",10,"8AM to 9AM",8,"January 10, 2019 8:00","2019-01-10T08:00:00",{"v":9,"d":"9.0"},8.3,6.1,7.6,{"v":3.3,"d":"3.30"},0.0842,0.05,11.88]
["January",10,"9AM to 10AM",9,"January 10, 2019 9:00","2019-01-10T09:00:00",{"v":9,"d":"9.0"},8.3,6.1,7.6,{"v":3.3,"d":"3.30"},0.0842,0.05,11.88]
["January",10,"10AM to 11AM",10,"January 10, 2019 10:00","2019-01-10T10:00:00",8.1,7.4,{"v":5,"d":"5.0"},7.2,3.03,0.0844,0.05,11.86]
["January",10,"11AM to 12PM",11,"January 10, 2019 11:00","2019-01-10T11:00:00",{"v":10,"d":"10.0"},9.3,{"v":7,"d":"7.0"},7.9,3.62,{"v":0.084,"d":"0.0840"},0.05,11.91]
["January",10,"12PM to 1PM",12,"January 10, 2019 12:00","2019-01-10T12:00:00",12.9,11.9,{"v":9,"d":"9.0"},8.8,4.44,0.0835,0.06,11.99]
["January",10,"1PM to 2PM",13,"January 10, 2019 13:00","2019-01-10T13:00:00",12.9,11.9,{"v":9,"d":"9.0"},8.8,4.44,0.0835,0.06,11.99]
["January",10,"2PM to 3PM",14,"January 10, 2019 14:00","2019-01-10T14:00:00",12.9,11.9,{"v":9,"d":"9.0"},8.8,4.44,0.0835,0.06,11.99]
["January",10,"3PM to 4PM",15,"January 10, 2019 15:00","2019-01-10T15:00:00",{"v":14,"d":"14.0"},13.5,{"v":12,"d":"12.0"},10.2,4.92,0.0833,0.07,12.02]
["January",10,"4PM to 5PM",16,"January 10, 2019 16:00","2019-01-10T16:00:00",12.9,12.4,10.9,9.7,4.58,0.0835,0.07,11.99]
["January",10,"5PM to 6PM",17,"January 10, 2019 17:00","2019-01-10T17:00:00",{"v":12,"d":"12.0"},10.6,6.1,7.6,4.04,0.0837,0.05,11.96]
["January",10,"6PM to 7PM",18,"January 10, 2019 18:00","2019-01-10T18:00:00",{"v":12,"d":"12.0"},11.2,{"v":9,"d":"9.0"},8.8,4.22,0.0837,0.06,11.96]
["January",10,"7PM to 8PM",19,"January 10, 2019 19:00","2019-01-10T19:00:00",{"v":12,"d":"12.0"},{"v":11,"d":"11.0"},8.1,8.4,4.16,0.0837,0.06,11.96]
["January",10,"8PM to 9PM",20,"January 10, 2019 20:00","2019-01-10T20:00:00",{"v":12,"d":"12.0"},{"v":11,"d":"11.0"},8.1,8.4,4.16,0.0837,0.06,11.96]
["January",10,"9PM to 10PM",21,"January 10, 2019 21:00","2019-01-10T21:00:00",{"v":12,"d":"12.0"},10.4,{"v":5,"d":"5.0"},7.2,3.98,0.0837,0.05,11.96]
["January",10,"10PM to 11PM",22,"January 10, 2019 22:00","2019-01-10T22:00:00",10.9,9.4,3.9,6.8,3.66,0.0839,0.05,11.93]
["January",10,"11PM to 12AM",23,"January 10, 2019 23:00","2019-01-10T23:00:00",{"v":10,"d":"10.0"},8.7,3.9,6.8,3.44,0.0841,0.05,11.91]
["January",11,"12AM to 1AM",0,"January 11, 2019 0:00","2019-01-11",10.9,9.8,6.1,7.6,3.78,0.0839,0.05,11.93]
["January",11,"1AM to 2AM",1,"January 11, 2019 1:00","2019-01-11T01:00:00",{"v":10,"d":"10.0"},9.1,6.1,7.6,3.56,{"v":0.084,"d":"0.0840"},0.05,11.91]
["January",11,"2AM to 3AM",2,"January 11, 2019 2:00","2019-01-11T02:00:00",8.1,7.4,{"v":5,"d":"5.0"},7.2,3.03,0.0844,0.05,11.86]
["January",11,"3AM to 4AM",3,"January 11, 2019 3:00","2019-01-11T03:00:00",8.1,7.8,{"v":7,"d":"7.0"},7.9,3.14,0.0844,0.05,11.86]
["January",11,"4AM to 5AM",4,"January 11, 2019 4:00","2019-01-11T04:00:00",{"v":7,"d":"7.0"},6.3,3.9,6.8,2.71,0.0846,0.05,11.83]
["January",11,"5AM to 6AM",5,"January 11, 2019 5:00","2019-01-11T05:00:00",6.1,5.3,1.9,6.1,2.39,0.0848,0.04,11.81]
["January",11,"6AM to 7AM",6,"January 11, 2019 6:00","2019-01-11T06:00:00",3.9,3.4,{"v":1,"d":"1.0"},5.8,1.83,0.0852,0.04,11.75]
["January",11,"7AM to 8AM",7,"January 11, 2019 7:00","2019-01-11T07:00:00",3.9,3.5,1.9,6.1,1.87,0.0852,0.04,11.75]
["January",11,"8AM to 9AM",8,"January 11, 2019 8:00","2019-01-11T08:00:00",3.9,3.4,{"v":1,"d":"1.0"},5.8,1.83,0.0852,0.04,11.75]
["January",11,"9AM to 10AM",9,"January 11, 2019 9:00","2019-01-11T09:00:00",{"v":5,"d":"5.0"},4.4,1.9,6.1,2.13,{"v":0.085,"d":"0.0850"},0.04,11.78]
["January",11,"10AM to 11AM",10,"January 11, 2019 10:00","2019-01-11T10:00:00",{"v":5,"d":"5.0"},4.4,1.9,6.1,2.13,{"v":0.085,"d":"0.0850"},0.04,11.78]
["January",11,"11AM to 12PM",11,"January 11, 2019 11:00","2019-01-11T11:00:00",{"v":7,"d":"7.0"},6.3,3.9,6.8,2.71,0.0846,0.05,11.83]
["January",11,"12PM to 1PM",12,"January 11, 2019 12:00","2019-01-11T12:00:00",{"v":9,"d":"9.0"},8.3,6.1,7.6,{"v":3.3,"d":"3.30"},0.0842,0.05,11.88]
["January",11,"1PM to 2PM",13,"January 11, 2019 13:00","2019-01-11T13:00:00",{"v":10,"d":"10.0"},9.3,{"v":7,"d":"7.0"},7.9,3.62,{"v":0.084,"d":"0.0840"},0.05,11.91]
["January",11,"2PM to 3PM",14,"January 11, 2019 14:00","2019-01-11T14:00:00",{"v":16,"d":"16.0"},14.6,10.9,9.7,5.32,{"v":0.083,"d":"0.0830"},0.07,12.07]
["January",11,"3PM to 4PM",15,"January 11, 2019 15:00","2019-01-11T15:00:00",17.1,15.9,12.9,10.7,5.73,0.0828,0.07,{"v":12.1,"d":"12.10"}]
["January",11,"4PM to 5PM",16,"January 11, 2019 16:00","2019-01-11T16:00:00",17.1,15.9,12.9,10.7,5.73,0.0828,0.07,{"v":12.1,"d":"12.10"}]
["January",11,"5PM to 6PM",17,{"$f":"A265&\" \"&B265&\", \"&$D$5&\" \"&D265&\":00\"","v":"January 11, 2019 17:00"},{"$f":"DATEVALUE(E265)+TIMEVALUE(E265)","v":"2019-01-11T17:00:00"},12.9,11.7,8.1,8.4,4.38,0.0835,0.06,11.99]
["January",11,"6PM to 7PM",{"$f":"IF(D265+1>23,0,D265+1)","v":18},"January 11, 2019 18:00","2019-01-11T18:00:00",{"v":12,"d":"12.0"},{"v":11,"d":"11.0"},8.1,8.4,4.16,0.0837,0.06,11.96]
["January",11,"7PM to 8PM",19,"January 11, 2019 19:00","2019-01-11T19:00:00",15.1,13.3,8.1,8.4,{"v":4.9,"d":"4.90"},0.0831,0.06,12.04]
["January",11,"8PM to 9PM",20,"January 11, 2019 20:00","2019-01-11T20:00:00",10.9,9.4,3.9,6.8,3.66,0.0839,0.05,11.93]
["January",11,"9PM to 10PM",21,"January 11, 2019 21:00","2019-01-11T21:00:00",{"v":9,"d":"9.0"},8.7,8.1,8.4,3.43,0.0842,0.06,11.89]
["January",11,"10PM to 11PM",22,"January 11, 2019 22:00","2019-01-11T22:00:00",8.1,8.1,8.1,8.4,3.21,0.0844,0.06,11.86]
["January",11,"11PM to 12AM",23,"January 11, 2019 23:00","2019-01-11T23:00:00",8.1,7.2,3.9,6.8,2.97,0.0844,0.05,11.86]
["January",12,"12AM to 1AM",0,"January 12, 2019 0:00","2019-01-12",8.1,7.8,{"v":7,"d":"7.0"},7.9,3.14,0.0844,0.05,11.86]
["January",12,"1AM to 2AM",1,"January 12, 2019 1:00","2019-01-12T01:00:00",8.1,7.4,{"v":5,"d":"5.0"},7.2,3.03,0.0844,0.05,11.86]
["January",12,"2AM to 3AM",2,"January 12, 2019 2:00","2019-01-12T02:00:00",6.1,5.3,1.9,6.1,2.39,0.0848,0.04,11.81]
["January",12,"3AM to 4AM",3,"January 12, 2019 3:00","2019-01-12T03:00:00",{"v":5,"d":"5.0"},4.6,{"v":3,"d":"3.0"},6.5,2.18,{"v":0.085,"d":"0.0850"},0.04,11.78]
["January",12,"4AM to 5AM",4,"January 12, 2019 4:00","2019-01-12T04:00:00",{"v":5,"d":"5.0"},4.2,{"v":1,"d":"1.0"},5.8,2.09,{"v":0.085,"d":"0.0850"},0.04,11.78]
["January",12,"5AM to 6AM",5,"January 12, 2019 5:00","2019-01-12T05:00:00",3.9,3.2,{"v":0,"d":"0.0"},5.5,1.78,0.0852,0.04,11.75]
["January",12,"6AM to 7AM",6,"January 12, 2019 6:00","2019-01-12T06:00:00",{"v":3,"d":"3.0"},1.8,{"v":-4,"d":"-4.0"},4.5,1.41,0.0853,0.03,11.72]
["January",12,"7AM to 8AM",7,"January 12, 2019 7:00","2019-01-12T07:00:00",3.9,{"v":3,"d":"3.0"},-0.9,5.3,1.74,0.0852,0.04,11.75]
["January",12,"8AM to 9AM",8,"January 12, 2019 8:00","2019-01-12T08:00:00",{"v":5,"d":"5.0"},4.2,{"v":1,"d":"1.0"},5.8,2.09,{"v":0.085,"d":"0.0850"},0.04,11.78]
["January",12,"9AM to 10AM",9,"January 12, 2019 9:00","2019-01-12T09:00:00",3.9,3.2,{"v":0,"d":"0.0"},5.5,1.78,0.0852,0.04,11.75]
["January",12,"10AM to 11AM",10,"January 12, 2019 10:00","2019-01-12T10:00:00",3.9,{"v":3,"d":"3.0"},-0.9,5.3,1.74,0.0852,0.04,11.75]
["January",12,"11AM to 12PM",11,"January 12, 2019 11:00","2019-01-12T11:00:00",{"v":5,"d":"5.0"},{"v":4,"d":"4.0"},{"v":0,"d":"0.0"},5.5,2.04,{"v":0.085,"d":"0.0850"},0.04,11.78]
["January",12,"12PM to 1PM",12,"January 12, 2019 12:00","2019-01-12T12:00:00",{"v":7,"d":"7.0"},5.8,{"v":1,"d":"1.0"},5.8,2.56,0.0846,0.04,11.83]
["January",12,"1PM to 2PM",13,"January 12, 2019 13:00","2019-01-12T13:00:00",8.1,6.8,1.9,6.1,2.87,0.0844,0.04,11.86]
["January",12,"2PM to 3PM",14,"January 12, 2019 14:00","2019-01-12T14:00:00",{"v":7,"d":"7.0"},{"v":6,"d":"6.0"},1.9,6.1,2.61,0.0846,0.04,11.83]
["January",12,"3PM to 4PM",15,"January 12, 2019 15:00","2019-01-12T15:00:00",6.1,4.8,-0.9,5.3,2.26,0.0848,0.04,{"v":11.8,"d":"11.80"}]
["January",12,"4PM to 5PM",16,"January 12, 2019 16:00","2019-01-12T16:00:00",{"v":5,"d":"5.0"},4.4,1.9,6.1,2.13,{"v":0.085,"d":"0.0850"},0.04,11.78]
["January",12,"5PM to 6PM",17,"January 12, 2019 17:00","2019-01-12T17:00:00",{"v":5,"d":"5.0"},3.6,-2.9,4.7,1.92,{"v":0.085,"d":"0.0850"},0.03,11.78]
["January",12,"6PM to 7PM",18,"January 12, 2019 18:00","2019-01-12T18:00:00",{"v":5,"d":"5.0"},4.2,{"v":1,"d":"1.0"},5.8,2.09,{"v":0.085,"d":"0.0850"},0.04,11.78]
["January",12,"7PM to 8PM",19,"January 12, 2019 19:00","2019-01-12T19:00:00",{"v":5,"d":"5.0"},{"v":4,"d":"4.0"},{"v":0,"d":"0.0"},5.5,2.04,{"v":0.085,"d":"0.0850"},0.04,11.78]
["January",12,"8PM to 9PM",20,"January 12, 2019 20:00","2019-01-12T20:00:00",{"v":5,"d":"5.0"},{"v":4,"d":"4.0"},{"v":0,"d":"0.0"},5.5,2.04,{"v":0.085,"d":"0.0850"},0.04,11.78]
["January",12,"9PM to 10PM",21,"January 12, 2019 21:00","2019-01-12T21:00:00",6.1,5.1,{"v":1,"d":"1.0"},5.8,2.35,0.0848,0.04,11.81]
["January",12,"10PM to 11PM",22,"January 12, 2019 22:00","2019-01-12T22:00:00",{"v":7,"d":"7.0"},5.8,{"v":1,"d":"1.0"},5.8,2.56,0.0846,0.04,11.83]
["January",12,"11PM to 12AM",23,"January 12, 2019 23:00","2019-01-12T23:00:00",{"v":7,"d":"7.0"},6.2,{"v":3,"d":"3.0"},6.5,2.66,0.0846,0.04,11.83]
["January",13,"12AM to 1AM",0,"January 13, 2019 0:00","2019-01-13",{"v":7,"d":"7.0"},5.6,{"v":0,"d":"0.0"},5.5,2.52,0.0846,0.04,11.83]
["January",13,"1AM to 2AM",1,"January 13, 2019 1:00","2019-01-13T01:00:00",{"v":7,"d":"7.0"},5.6,{"v":0,"d":"0.0"},5.5,2.52,0.0846,0.04,11.83]
["January",13,"2AM to 3AM",2,"January 13, 2019 2:00","2019-01-13T02:00:00",8.1,{"v":7,"d":"7.0"},{"v":3,"d":"3.0"},6.5,2.92,0.0844,0.04,11.86]
["January",13,"3AM to 4AM",3,"January 13, 2019 3:00","2019-01-13T03:00:00",8.1,6.8,1.9,6.1,2.87,0.0844,0.04,11.86]
["January",13,"4AM to 5AM",4,"January 13, 2019 4:00","2019-01-13T04:00:00",8.1,7.2,3.9,6.8,2.97,0.0844,0.05,11.86]
["January",13,"5AM to 6AM",5,"January 13, 2019 5:00","2019-01-13T05:00:00",{"v":9,"d":"9.0"},7.5,1.9,6.1,3.08,0.0843,0.04,11.88]
["January",13,"6AM to 7AM",6,"January 13, 2019 6:00","2019-01-13T06:00:00",{"v":9,"d":"9.0"},7.7,{"v":3,"d":"3.0"},6.5,3.14,0.0842,0.04,11.88]
["January",13,"7AM to 8AM",7,"January 13, 2019 7:00","2019-01-13T07:00:00",{"v":9,"d":"9.0"},7.7,{"v":3,"d":"3.0"},6.5,3.14,0.0842,0.04,11.88]
["January",13,"8AM to 9AM",8,"January 13, 2019 8:00","2019-01-13T08:00:00",{"v":9,"d":"9.0"},7.7,{"v":3,"d":"3.0"},6.5,3.14,0.0842,0.04,11.88]
["January",13,"9AM to 10AM",9,"January 13, 2019 9:00","2019-01-13T09:00:00",{"v":10,"d":"10.0"},8.7,3.9,6.8,3.44,0.0841,0.05,11.91]
["January",13,"10AM to 11AM",10,"January 13, 2019 10:00","2019-01-13T10:00:00",{"v":10,"d":"10.0"},8.7,3.9,6.8,3.44,0.0841,0.05,11.91]
["January",13,"11AM to 12PM",11,"January 13, 2019 11:00","2019-01-13T11:00:00",{"v":9,"d":"9.0"},7.7,{"v":3,"d":"3.0"},6.5,3.14,0.0842,0.04,11.88]
["January",13,"12PM to 1PM",12,"January 13, 2019 12:00","2019-01-13T12:00:00",10.9,9.2,{"v":3,"d":"3.0"},6.5,3.61,0.0839,0.04,11.93]
["January",13,"1PM to 2PM",13,"January 13, 2019 13:00","2019-01-13T13:00:00",10.9,9.4,3.9,6.8,3.66,0.0839,0.05,11.93]
["January",13,"2PM to 3PM",14,"January 13, 2019 14:00","2019-01-13T14:00:00",{"v":10,"d":"10.0"},8.7,3.9,6.8,3.44,0.0841,0.05,11.91]
["January",13,"3PM to 4PM",15,"January 13, 2019 15:00","2019-01-13T15:00:00",{"v":9,"d":"9.0"},7.9,3.9,6.8,3.18,0.0842,0.05,11.88]
["January",13,"4PM to 5PM",16,"January 13, 2019 16:00","2019-01-13T16:00:00",{"v":10,"d":"10.0"},8.2,{"v":1,"d":"1.0"},5.8,{"v":3.3,"d":"3.30"},0.0841,0.04,11.91]
["January",13,"5PM to 6PM",17,"January 13, 2019 17:00","2019-01-13T17:00:00",{"v":10,"d":"10.0"},8.5,{"v":3,"d":"3.0"},6.5,{"v":3.4,"d":"3.40"},0.0841,0.04,11.91]
["January",13,"6PM to 7PM",18,"January 13, 2019 18:00","2019-01-13T18:00:00",{"v":10,"d":"10.0"},8.5,{"v":3,"d":"3.0"},6.5,{"v":3.4,"d":"3.40"},0.0841,0.04,11.91]
["January",13,"7PM to 8PM",19,"January 13, 2019 19:00","2019-01-13T19:00:00",{"v":9,"d":"9.0"},7.9,3.9,6.8,3.18,0.0842,0.05,11.88]
["January",13,"8PM to 9PM",20,"January 13, 2019 20:00","2019-01-13T20:00:00",{"v":9,"d":"9.0"},7.9,3.9,6.8,3.18,0.0842,0.05,11.88]
["January",13,"9PM to 10PM",21,"January 13, 2019 21:00","2019-01-13T21:00:00",{"v":9,"d":"9.0"},7.2,{"v":0,"d":"0.0"},5.5,2.99,0.0843,0.04,11.88]
["January",13,"10PM to 11PM",22,"January 13, 2019 22:00","2019-01-13T22:00:00",{"v":9,"d":"9.0"},7.7,{"v":3,"d":"3.0"},6.5,3.14,0.0842,0.04,11.88]
["January",13,"11PM to 12AM",23,"January 13, 2019 23:00","2019-01-13T23:00:00",{"v":9,"d":"9.0"},7.9,3.9,6.8,3.18,0.0842,0.05,11.88]
["January",14,"12AM to 1AM",0,"January 14, 2019 0:00","2019-01-14",8.1,6.5,{"v":0,"d":"0.0"},5.5,2.78,0.0844,0.04,11.86]
["January",14,"1AM to 2AM",1,"January 14, 2019 1:00","2019-01-14T01:00:00",6.1,4.9,{"v":0,"d":"0.0"},5.5,{"v":2.3,"d":"2.30"},0.0848,0.04,11.81]
["January",14,"2AM to 3AM",2,"January 14, 2019 2:00","2019-01-14T02:00:00",{"v":7,"d":"7.0"},5.5,-0.9,5.3,2.48,0.0846,0.04,11.83]
["January",14,"3AM to 4AM",3,"January 14, 2019 3:00","2019-01-14T03:00:00",{"v":7,"d":"7.0"},5.8,{"v":1,"d":"1.0"},5.8,2.56,0.0846,0.04,11.83]
["January",14,"4AM to 5AM",4,"January 14, 2019 4:00","2019-01-14T04:00:00",{"v":7,"d":"7.0"},{"v":6,"d":"6.0"},1.9,6.1,2.61,0.0846,0.04,11.83]
["January",14,"5AM to 6AM",5,"January 14, 2019 5:00","2019-01-14T05:00:00",{"v":5,"d":"5.0"},4.2,{"v":1,"d":"1.0"},5.8,2.09,{"v":0.085,"d":"0.0850"},0.04,11.78]
["January",14,"6AM to 7AM",6,"January 14, 2019 6:00","2019-01-14T06:00:00",3.9,{"v":3,"d":"3.0"},-0.9,5.3,1.74,0.0852,0.04,11.75]
["January",14,"7AM to 8AM",7,"January 14, 2019 7:00","2019-01-14T07:00:00",3.9,{"v":3,"d":"3.0"},-0.9,5.3,1.74,0.0852,0.04,11.75]
["January",14,"8AM to 9AM",8,"January 14, 2019 8:00","2019-01-14T08:00:00",{"v":5,"d":"5.0"},{"v":4,"d":"4.0"},{"v":0,"d":"0.0"},5.5,2.04,{"v":0.085,"d":"0.0850"},0.04,11.78]
["January",14,"9AM to 10AM",9,{"$f":"A329&\" \"&B329&\", \"&$D$5&\" \"&D329&\":00\"","v":"January 14, 2019 9:00"},{"$f":"DATEVALUE(E329)+TIMEVALUE(E329)","v":"2019-01-14T09:00:00"},3.9,{"v":3,"d":"3.0"},-0.9,5.3,1.74,0.0852,0.04,11.75]
["January",14,"10AM to 11AM",{"$f":"IF(D329+1>23,0,D329+1)","v":10},"January 14, 2019 10:00","2019-01-14T10:00:00",3.9,{"v":3,"d":"3.0"},-0.9,5.3,1.74,0.0852,0.04,11.75]
["January",14,"11AM to 12PM",11,"January 14, 2019 11:00","2019-01-14T11:00:00",{"v":5,"d":"5.0"},3.9,-0.9,5.3,{"v":2,"d":"2.00"},{"v":0.085,"d":"0.0850"},0.04,11.78]
["January",14,"12PM to 1PM",12,"January 14, 2019 12:00","2019-01-14T12:00:00",3.9,{"v":3,"d":"3.0"},-0.9,5.3,1.74,0.0852,0.04,11.75]
["January",14,"1PM to 2PM",13,"January 14, 2019 13:00","2019-01-14T13:00:00",{"v":5,"d":"5.0"},{"v":4,"d":"4.0"},{"v":0,"d":"0.0"},5.5,2.04,{"v":0.085,"d":"0.0850"},0.04,11.78]
["January",14,"2PM to 3PM",14,"January 14, 2019 14:00","2019-01-14T14:00:00",6.1,4.9,{"v":0,"d":"0.0"},5.5,{"v":2.3,"d":"2.30"},0.0848,0.04,11.81]
["January",14,"3PM to 4PM",15,"January 14, 2019 15:00","2019-01-14T15:00:00",{"v":7,"d":"7.0"},{"v":6,"d":"6.0"},1.9,6.1,2.61,0.0846,0.04,11.83]
["January",14,"4PM to 5PM",16,"January 14, 2019 16:00","2019-01-14T16:00:00",{"v":7,"d":"7.0"},{"v":6,"d":"6.0"},1.9,6.1,2.61,0.0846,0.04,11.83]
["January",14,"5PM to 6PM",17,"January 14, 2019 17:00","2019-01-14T17:00:00",8.1,{"v":7,"d":"7.0"},{"v":3,"d":"3.0"},6.5,2.92,0.0844,0.04,11.86]
["January",14,"6PM to 7PM",18,"January 14, 2019 18:00","2019-01-14T18:00:00",8.1,7.4,{"v":5,"d":"5.0"},7.2,3.03,0.0844,0.05,11.86]
["January",14,"7PM to 8PM",19,"January 14, 2019 19:00","2019-01-14T19:00:00",{"v":9,"d":"9.0"},8.1,{"v":5,"d":"5.0"},7.2,3.24,0.0842,0.05,11.88]
["January",14,"8PM to 9PM",20,"January 14, 2019 20:00","2019-01-14T20:00:00",8.1,7.4,{"v":5,"d":"5.0"},7.2,3.03,0.0844,0.05,11.86]
["January",14,"9PM to 10PM",21,"January 14, 2019 21:00","2019-01-14T21:00:00",{"v":7,"d":"7.0"},5.5,-0.9,5.3,2.48,0.0846,0.04,11.83]
["January",14,"10PM to 11PM",22,"January 14, 2019 22:00","2019-01-14T22:00:00",8.1,6.8,1.9,6.1,2.87,0.0844,0.04,11.86]
["January",14,"11PM to 12AM",23,"January 14, 2019 23:00","2019-01-14T23:00:00",{"v":7,"d":"7.0"},{"v":6,"d":"6.0"},1.9,6.1,2.61,0.0846,0.04,11.83]
["January",15,"12AM to 1AM",0,"January 15, 2019 0:00","2019-01-15",{"v":9,"d":"9.0"},7.7,{"v":3,"d":"3.0"},6.5,3.14,0.0842,0.04,11.88]
["January",15,"1AM to 2AM",1,"January 15, 2019 1:00","2019-01-15T01:00:00",{"v":9,"d":"9.0"},7.7,{"v":3,"d":"3.0"},6.5,3.14,0.0842,0.04,11.88]
["January",15,"2AM to 3AM",2,"January 15, 2019 2:00","2019-01-15T02:00:00",8.1,6.6,{"v":1,"d":"1.0"},5.8,2.82,0.0844,0.04,11.86]
["January",15,"3AM to 4AM",3,"January 15, 2019 3:00","2019-01-15T03:00:00",6.1,5.5,{"v":3,"d":"3.0"},6.5,2.44,0.0848,0.04,11.81]
["January",15,"4AM to 5AM",4,"January 15, 2019 4:00","2019-01-15T04:00:00",6.1,5.1,{"v":1,"d":"1.0"},5.8,2.35,0.0848,0.04,11.81]
["January",15,"5AM to 6AM",5,"January 15, 2019 5:00","2019-01-15T05:00:00",6.1,5.1,{"v":1,"d":"1.0"},5.8,2.35,0.0848,0.04,11.81]
["January",15,"6AM to 7AM",6,"January 15, 2019 6:00","2019-01-15T06:00:00",{"v":5,"d":"5.0"},4.2,{"v":1,"d":"1.0"},5.8,2.09,{"v":0.085,"d":"0.0850"},0.04,11.78]
["January",15,"7AM to 8AM",7,"January 15, 2019 7:00","2019-01-15T07:00:00",3.9,3.2,{"v":0,"d":"0.0"},5.5,1.78,0.0852,0.04,11.75]
["January",15,"8AM to 9AM",8,"January 15, 2019 8:00","2019-01-15T08:00:00",3.9,{"v":3,"d":"3.0"},-0.9,5.3,1.74,0.0852,0.04,11.75]
["January",15,"9AM to 10AM",9,"January 15, 2019 9:00","2019-01-15T09:00:00",6.1,5.1,{"v":1,"d":"1.0"},5.8,2.35,0.0848,0.04,11.81]
["January",15,"10AM to 11AM",10,"January 15, 2019 10:00","2019-01-15T10:00:00",{"v":7,"d":"7.0"},{"v":6,"d":"6.0"},1.9,6.1,2.61,0.0846,0.04,11.83]
["January",15,"11AM to 12PM",11,"January 15, 2019 11:00","2019-01-15T11:00:00",{"v":7,"d":"7.0"},{"v":6,"d":"6.0"},1.9,6.1,2.61,0.0846,0.04,11.83]
["January",15,"12PM to 1PM",12,"January 15, 2019 12:00","2019-01-15T12:00:00",{"v":10,"d":"10.0"},8.7,3.9,6.8,3.44,0.0841,0.05,11.91]
["January",15,"1PM to 2PM",13,"January 15, 2019 13:00","2019-01-15T13:00:00",{"v":9,"d":"9.0"},7.9,3.9,6.8,3.18,0.0842,0.05,11.88]
["January",15,"2PM to 3PM",14,"January 15, 2019 14:00","2019-01-15T14:00:00",10.9,9.6,{"v":5,"d":"5.0"},7.2,3.72,0.0839,0.05,11.93]
["January",15,"3PM to 4PM",15,"January 15, 2019 15:00","2019-01-15T15:00:00",{"v":10,"d":"10.0"},8.9,{"v":5,"d":"5.0"},7.2,{"v":3.5,"d":"3.50"},{"v":0.084,"d":"0.0840"},0.05,11.91]
["January",15,"4PM to 5PM",16,"January 15, 2019 16:00","2019-01-15T16:00:00",6.1,5.3,1.9,6.1,2.39,0.0848,0.04,11.81]
["January",15,"5PM to 6PM",17,"January 15, 2019 17:00","2019-01-15T17:00:00",6.1,5.3,1.9,6.1,2.39,0.0848,0.04,11.81]
["January",15,"6PM to 7PM",18,"January 15, 2019 18:00","2019-01-15T18:00:00",6.1,5.3,1.9,6.1,2.39,0.0848,0.04,11.81]
["January",15,"7PM to 8PM",19,"January 15, 2019 19:00","2019-01-15T19:00:00",6.1,5.3,1.9,6.1,2.39,0.0848,0.04,11.81]
["January",15,"8PM to 9PM",20,"January 15, 2019 20:00","2019-01-15T20:00:00",3.9,3.4,{"v":1,"d":"1.0"},5.8,1.83,0.0852,0.04,11.75]
["January",15,"9PM to 10PM",21,"January 15, 2019 21:00","2019-01-15T21:00:00",{"v":5,"d":"5.0"},{"v":4,"d":"4.0"},{"v":0,"d":"0.0"},5.5,2.04,{"v":0.085,"d":"0.0850"},0.04,11.78]
["January",15,"10PM to 11PM",22,"January 15, 2019 22:00","2019-01-15T22:00:00",3.9,{"v":3,"d":"3.0"},-0.9,5.3,1.74,0.0852,0.04,11.75]
["January",15,"11PM to 12AM",23,"January 15, 2019 23:00","2019-01-15T23:00:00",1.9,1.3,{"v":-2,"d":"-2.0"},{"v":5,"d":"5.0"},1.22,0.0855,0.03,{"v":11.7,"d":"11.70"}]
["January",16,"12AM to 1AM",0,"January 16, 2019 0:00","2019-01-16",1.9,1.3,{"v":-2,"d":"-2.0"},{"v":5,"d":"5.0"},1.22,0.0855,0.03,{"v":11.7,"d":"11.70"}]
["January",16,"1AM to 2AM",1,"January 16, 2019 1:00","2019-01-16T01:00:00",1.9,1.3,{"v":-2,"d":"-2.0"},{"v":5,"d":"5.0"},1.22,0.0855,0.03,{"v":11.7,"d":"11.70"}]
["January",16,"2AM to 3AM",2,"January 16, 2019 2:00","2019-01-16T02:00:00",{"v":5,"d":"5.0"},3.9,-0.9,5.3,{"v":2,"d":"2.00"},{"v":0.085,"d":"0.0850"},0.04,11.78]
["January",16,"3AM to 4AM",3,"January 16, 2019 3:00","2019-01-16T03:00:00",3.9,3.4,{"v":1,"d":"1.0"},5.8,1.83,0.0852,0.04,11.75]
["January",16,"4AM to 5AM",4,"January 16, 2019 4:00","2019-01-16T04:00:00",{"v":3,"d":"3.0"},2.3,-0.9,5.3,1.53,0.0853,0.04,11.73]
["January",16,"5AM to 6AM",5,"January 16, 2019 5:00","2019-01-16T05:00:00",1.9,1.6,{"v":0,"d":"0.0"},5.5,{"v":1.3,"d":"1.30"},0.0855,0.04,{"v":11.7,"d":"11.70"}]
["January",16,"6AM to 7AM",6,"January 16, 2019 6:00","2019-01-16T06:00:00",3.9,{"v":3,"d":"3.0"},-0.9,5.3,1.74,0.0852,0.04,11.75]
["January",16,"7AM to 8AM",7,"January 16, 2019 7:00","2019-01-16T07:00:00",{"v":5,"d":"5.0"},3.9,-0.9,5.3,{"v":2,"d":"2.00"},{"v":0.085,"d":"0.0850"},0.04,11.78]
["January",16,"8AM to 9AM",8,"January 16, 2019 8:00","2019-01-16T08:00:00",3.9,3.4,{"v":1,"d":"1.0"},5.8,1.83,0.0852,0.04,11.75]
["January",16,"9AM to 10AM",9,"January 16, 2019 9:00","2019-01-16T09:00:00",{"v":5,"d":"5.0"},4.2,{"v":1,"d":"1.0"},5.8,2.09,{"v":0.085,"d":"0.0850"},0.04,11.78]
["January",16,"10AM to 11AM",10,"January 16, 2019 10:00","2019-01-16T10:00:00",6.1,5.6,3.9,6.8,2.49,0.0848,0.05,11.81]
["January",16,"11AM to 12PM",11,"January 16, 2019 11:00","2019-01-16T11:00:00",8.1,7.4,{"v":5,"d":"5.0"},7.2,3.03,0.0844,0.05,11.86]
["January",16,"12PM to 1PM",12,"January 16, 2019 12:00","2019-01-16T12:00:00",{"v":9,"d":"9.0"},8.3,6.1,7.6,{"v":3.3,"d":"3.30"},0.0842,0.05,11.88]
["January",16,"1PM to 2PM",13,"January 16, 2019 13:00","2019-01-16T13:00:00",{"v":10,"d":"10.0"},9.3,{"v":7,"d":"7.0"},7.9,3.62,{"v":0.084,"d":"0.0840"},0.05,11.91]
["January",16,"2PM to 3PM",14,"January 16, 2019 14:00","2019-01-16T14:00:00",{"v":12,"d":"12.0"},{"v":11,"d":"11.0"},8.1,8.4,4.16,0.0837,0.06,11.96]
["January",16,"3PM to 4PM",15,"January 16, 2019 15:00","2019-01-16T15:00:00",12.9,11.9,{"v":9,"d":"9.0"},8.8,4.44,0.0835,0.06,11.99]
["January",16,"4PM to 5PM",16,"January 16, 2019 16:00","2019-01-16T16:00:00",12.9,12.2,{"v":10,"d":"10.0"},9.3,4.51,0.0835,0.06,11.99]
["January",16,"5PM to 6PM",17,"January 16, 2019 17:00","2019-01-16T17:00:00",12.9,12.2,{"v":10,"d":"10.0"},9.3,4.51,0.0835,0.06,11.99]
["January",16,"6PM to 7PM",18,"January 16, 2019 18:00","2019-01-16T18:00:00",{"v":14,"d":"14.0"},13.2,10.9,9.7,4.84,0.0833,0.07,12.02]
["January",16,"7PM to 8PM",19,"January 16, 2019 19:00","2019-01-16T19:00:00",{"v":14,"d":"14.0"},13.2,10.9,9.7,4.84,0.0833,0.07,12.02]
["January",16,"8PM to 9PM",20,"January 16, 2019 20:00","2019-01-16T20:00:00",{"v":14,"d":"14.0"},13.2,10.9,9.7,4.84,0.0833,0.07,12.02]
["January",16,"9PM to 10PM",21,"January 16, 2019 21:00","2019-01-16T21:00:00",{"v":12,"d":"12.0"},11.7,10.9,9.7,4.36,0.0837,0.07,11.97]
["January",16,"10PM to 11PM",22,"January 16, 2019 22:00","2019-01-16T22:00:00",{"v":14,"d":"14.0"},12.7,{"v":9,"d":"9.0"},8.8,{"v":4.7,"d":"4.70"},0.0833,0.06,12.01]
["January",16,"11PM to 12AM",23,"January 16, 2019 23:00","2019-01-16T23:00:00",{"v":14,"d":"14.0"},12.9,{"v":10,"d":"10.0"},9.3,4.77,0.0833,0.06,12.02]
["January",17,"12AM to 1AM",0,"January 17, 2019 0:00","2019-01-17",{"v":14,"d":"14.0"},13.5,{"v":12,"d":"12.0"},10.2,4.92,0.0833,0.07,12.02]
["January",17,"1AM to 2AM",1,{"$f":"A393&\" \"&B393&\", \"&$D$5&\" \"&D393&\":00\"","v":"January 17, 2019 1:00"},{"$f":"DATEVALUE(E393)+TIMEVALUE(E393)","v":"2019-01-17T01:00:00"},{"v":14,"d":"14.0"},13.5,{"v":12,"d":"12.0"},10.2,4.92,0.0833,0.07,12.02]
["January",17,"2AM to 3AM",{"$f":"IF(D393+1>23,0,D393+1)","v":2},"January 17, 2019 2:00","2019-01-17T02:00:00",15.1,14.2,{"v":12,"d":"12.0"},10.2,5.18,0.0831,0.07,12.05]
["January",17,"3AM to 4AM",3,"January 17, 2019 3:00","2019-01-17T03:00:00",15.1,14.2,{"v":12,"d":"12.0"},10.2,5.18,0.0831,0.07,12.05]
["January",17,"4AM to 5AM",4,"January 17, 2019 4:00","2019-01-17T04:00:00",15.1,14.2,{"v":12,"d":"12.0"},10.2,5.18,0.0831,0.07,12.05]
["January",17,"5AM to 6AM",5,"January 17, 2019 5:00","2019-01-17T05:00:00",15.1,14.5,12.9,10.7,5.25,0.0831,0.07,12.05]
["January",17,"6AM to 7AM",6,"January 17, 2019 6:00","2019-01-17T06:00:00",15.1,14.8,{"v":14,"d":"14.0"},11.3,5.34,0.0831,0.08,12.05]
["January",17,"7AM to 8AM",7,"January 17, 2019 7:00","2019-01-17T07:00:00",{"v":16,"d":"16.0"},15.4,{"v":14,"d":"14.0"},11.3,5.56,{"v":0.083,"d":"0.0830"},0.08,12.07]
["January",17,"8AM to 9AM",8,"January 17, 2019 8:00","2019-01-17T08:00:00",{"v":16,"d":"16.0"},15.7,15.1,11.9,5.65,{"v":0.083,"d":"0.0830"},0.08,12.07]
["January",17,"9AM to 10AM",9,"January 17, 2019 9:00","2019-01-17T09:00:00",17.1,16.5,15.1,11.9,5.91,0.0828,0.08,{"v":12.1,"d":"12.10"}]
["January",17,"10AM to 11AM",10,"January 17, 2019 10:00","2019-01-17T10:00:00",{"v":16,"d":"16.0"},15.4,{"v":14,"d":"14.0"},11.3,5.56,{"v":0.083,"d":"0.0830"},0.08,12.07]
["January",17,"11AM to 12PM",11,"January 17, 2019 11:00","2019-01-17T11:00:00",17.1,16.5,15.1,11.9,5.91,0.0828,0.08,{"v":12.1,"d":"12.10"}]
["January",17,"12PM to 1PM",12,"January 17, 2019 12:00","2019-01-17T12:00:00",{"v":18,"d":"18.0"},17.3,{"v":16,"d":"16.0"},12.5,6.21,0.0826,0.08,12.13]
["January",17,"1PM to 2PM",13,"January 17, 2019 13:00","2019-01-17T13:00:00",19.9,19.3,{"v":18,"d":"18.0"},13.7,6.88,0.0823,0.09,12.18]
["January",17,"2PM to 3PM",14,"January 17, 2019 14:00","2019-01-17T14:00:00",{"v":21,"d":"21.0"},{"v":20,"d":"20.0"},{"v":18,"d":"18.0"},13.7,7.14,0.0821,0.09,12.21]
["January",17,"3PM to 4PM",15,"January 17, 2019 15:00","2019-01-17T15:00:00",19.9,{"v":19,"d":"19.0"},17.1,13.1,6.79,0.0823,0.09,12.18]
["January",17,"4PM to 5PM",16,"January 17, 2019 16:00","2019-01-17T16:00:00",{"v":18,"d":"18.0"},17.3,{"v":16,"d":"16.0"},12.5,6.21,0.0826,0.08,12.13]
["January",17,"5PM to 6PM",17,"January 17, 2019 17:00","2019-01-17T17:00:00",{"v":19,"d":"19.0"},18.1,{"v":16,"d":"16.0"},12.5,6.47,0.0824,0.08,12.15]
["January",17,"6PM to 7PM",18,"January 17, 2019 18:00","2019-01-17T18:00:00",17.1,15.9,12.9,10.7,5.73,0.0828,0.07,{"v":12.1,"d":"12.10"}]
["January",17,"7PM to 8PM",19,"January 17, 2019 19:00","2019-01-17T19:00:00",{"v":16,"d":"16.0"},14.9,{"v":12,"d":"12.0"},10.2,{"v":5.4,"d":"5.40"},{"v":0.083,"d":"0.0830"},0.07,12.07]
["January",17,"8PM to 9PM",20,"January 17, 2019 20:00","2019-01-17T20:00:00",15.1,13.9,10.9,9.7,{"v":5.1,"d":"5.10"},0.0831,0.07,12.04]
["January",17,"9PM to 10PM",21,"January 17, 2019 21:00","2019-01-17T21:00:00",8.1,7.8,{"v":7,"d":"7.0"},7.9,3.14,0.0844,0.05,11.86]
["January",17,"10PM to 11PM",22,"January 17, 2019 22:00","2019-01-17T22:00:00",{"v":7,"d":"7.0"},{"v":6,"d":"6.0"},1.9,6.1,2.61,0.0846,0.04,11.83]
["January",17,"11PM to 12AM",23,"January 17, 2019 23:00","2019-01-17T23:00:00",{"v":7,"d":"7.0"},6.5,{"v":5,"d":"5.0"},7.2,2.77,0.0846,0.05,11.83]
["January",18,"12AM to 1AM",0,"January 18, 2019 0:00","2019-01-18",{"v":9,"d":"9.0"},8.1,{"v":5,"d":"5.0"},7.2,3.24,0.0842,0.05,11.88]
["January",18,"1AM to 2AM",1,"January 18, 2019 1:00","2019-01-18T01:00:00",{"v":9,"d":"9.0"},8.3,6.1,7.6,{"v":3.3,"d":"3.30"},0.0842,0.05,11.88]
["January",18,"2AM to 3AM",2,"January 18, 2019 2:00","2019-01-18T02:00:00",{"v":9,"d":"9.0"},8.1,{"v":5,"d":"5.0"},7.2,3.24,0.0842,0.05,11.88]
["January",18,"3AM to 4AM",3,"January 18, 2019 3:00","2019-01-18T03:00:00",{"v":9,"d":"9.0"},8.5,{"v":7,"d":"7.0"},7.9,3.36,0.0842,0.05,11.88]
["January",18,"4AM to 5AM",4,"January 18, 2019 4:00","2019-01-18T04:00:00",{"v":9,"d":"9.0"},8.7,8.1,8.4,3.43,0.0842,0.06,11.89]
["January",18,"5AM to 6AM",5,"January 18, 2019 5:00","2019-01-18T05:00:00",{"v":9,"d":"9.0"},8.1,{"v":5,"d":"5.0"},7.2,3.24,0.0842,0.05,11.88]
["January",18,"6AM to 7AM",6,"January 18, 2019 6:00","2019-01-18T06:00:00",{"v":9,"d":"9.0"},8.3,6.1,7.6,{"v":3.3,"d":"3.30"},0.0842,0.05,11.88]
["January",18,"7AM to 8AM",7,"January 18, 2019 7:00","2019-01-18T07:00:00",{"v":9,"d":"9.0"},8.7,8.1,8.4,3.43,0.0842,0.06,11.89]
["January",18,"8AM to 9AM",8,"January 18, 2019 8:00","2019-01-18T08:00:00",8.1,7.6,6.1,7.6,3.09,0.0844,0.05,11.86]
["January",18,"9AM to 10AM",9,"January 18, 2019 9:00","2019-01-18T09:00:00",{"v":10,"d":"10.0"},9.6,8.1,8.4,3.69,{"v":0.084,"d":"0.0840"},0.06,11.91]
["January",18,"10AM to 11AM",10,"January 18, 2019 10:00","2019-01-18T10:00:00",{"v":12,"d":"12.0"},{"v":11,"d":"11.0"},8.1,8.4,4.16,0.0837,0.06,11.96]
["January",18,"11AM to 12PM",11,"January 18, 2019 11:00","2019-01-18T11:00:00",{"v":10,"d":"10.0"},9.3,{"v":7,"d":"7.0"},7.9,3.62,{"v":0.084,"d":"0.0840"},0.05,11.91]
["January",18,"12PM to 1PM",12,"January 18, 2019 12:00","2019-01-18T12:00:00",{"v":12,"d":"12.0"},11.2,{"v":9,"d":"9.0"},8.8,4.22,0.0837,0.06,11.96]
["January",18,"1PM to 2PM",13,"January 18, 2019 13:00","2019-01-18T13:00:00",{"v":14,"d":"14.0"},12.9,{"v":10,"d":"10.0"},9.3,4.77,0.0833,0.06,12.02]
["January",18,"2PM to 3PM",14,"January 18, 2019 14:00","2019-01-18T14:00:00",12.9,11.9,{"v":9,"d":"9.0"},8.8,4.44,0.0835,0.06,11.99]
["January",18,"3PM to 4PM",15,"January 18, 2019 15:00","2019-01-18T15:00:00",12.9,11.9,{"v":9,"d":"9.0"},8.8,4.44,0.0835,0.06,11.99]
["January",18,"4PM to 5PM",16,"January 18, 2019 16:00","2019-01-18T16:00:00",10.9,10.2,8.1,8.4,{"v":3.9,"d":"3.90"},0.0839,0.06,11.94]
["January",18,"5PM to 6PM",17,"January 18, 2019 17:00","2019-01-18T17:00:00",{"v":10,"d":"10.0"},8.9,{"v":5,"d":"5.0"},7.2,{"v":3.5,"d":"3.50"},{"v":0.084,"d":"0.0840"},0.05,11.91]
["January",18,"6PM to 7PM",18,"January 18, 2019 18:00","2019-01-18T18:00:00",10.9,10.2,8.1,8.4,{"v":3.9,"d":"3.90"},0.0839,0.06,11.94]
["January",18,"7PM to 8PM",19,"January 18, 2019 19:00","2019-01-18T19:00:00",{"v":9,"d":"9.0"},7.9,3.9,6.8,3.18,0.0842,0.05,11.88]
["January",18,"8PM to 9PM",20,"January 18, 2019 20:00","2019-01-18T20:00:00",8.1,6.6,{"v":1,"d":"1.0"},5.8,2.82,0.0844,0.04,11.86]
["January",18,"9PM to 10PM",21,"January 18, 2019 21:00","2019-01-18T21:00:00",{"v":5,"d":"5.0"},3.4,{"v":-4,"d":"-4.0"},4.5,1.88,{"v":0.085,"d":"0.0850"},0.03,11.77]
["January",18,"10PM to 11PM",22,"January 18, 2019 22:00","2019-01-18T22:00:00",{"v":5,"d":"5.0"},4.4,1.9,6.1,2.13,{"v":0.085,"d":"0.0850"},0.04,11.78]
["January",18,"11PM to 12AM",23,"January 18, 2019 23:00","2019-01-18T23:00:00",1.9,1.1,-2.9,4.7,1.19,0.0855,0.03,{"v":11.7,"d":"11.70"}]
["January",19,"12AM to 1AM",0,"January 19, 2019 0:00","2019-01-19",{"v":1,"d":"1.0"},0.1,-5.1,4.2,0.89,0.0857,0.03,11.67]
["January",19,"1AM to 2AM",1,"January 19, 2019 1:00","2019-01-19T01:00:00",{"v":0,"d":"0.0"},-0.8,-5.1,4.2,0.63,0.0859,0.03,11.65]
["January",19,"2AM to 3AM",2,"January 19, 2019 2:00","2019-01-19T02:00:00",{"v":0,"d":"0.0"},-0.9,{"v":-6,"d":"-6.0"},{"v":4,"d":"4.0"},{"v":0.6,"d":"0.60"},0.0859,0.03,11.65]
["January",19,"3AM to 4AM",3,"January 19, 2019 3:00","2019-01-19T03:00:00",-0.9,-1.7,{"v":-6,"d":"-6.0"},{"v":4,"d":"4.0"},0.39,0.0861,0.03,11.62]
["January",19,"4AM to 5AM",4,"January 19, 2019 4:00","2019-01-19T04:00:00",-0.9,-1.8,-7.1,3.8,0.35,0.0861,0.03,11.62]
["January",19,"5AM to 6AM",5,"January 19, 2019 5:00","2019-01-19T05:00:00",-0.9,-1.8,-7.1,3.8,0.35,0.0861,0.03,11.62]
["January",19,"6AM to 7AM",6,"January 19, 2019 6:00","2019-01-19T06:00:00",{"v":-2,"d":"-2.0"},-2.5,-5.1,4.2,0.16,0.0863,0.03,{"v":11.6,"d":"11.60"}]
["January",19,"7AM to 8AM",7,"January 19, 2019 7:00","2019-01-19T07:00:00",{"v":-2,"d":"-2.0"},-2.9,{"v":-8,"d":"-8.0"},3.6,0.06,0.0863,0.02,11.59]
["January",19,"8AM to 9AM",8,"January 19, 2019 8:00","2019-01-19T08:00:00",{"v":-2,"d":"-2.0"},-2.9,{"v":-8,"d":"-8.0"},3.6,0.06,0.0863,0.02,11.59]
["January",19,"9AM to 10AM",9,"January 19, 2019 9:00","2019-01-19T09:00:00",{"v":-2,"d":"-2.0"},-2.9,{"v":-8,"d":"-8.0"},3.6,0.06,0.0863,0.02,11.59]
["January",19,"10AM to 11AM",10,"January 19, 2019 10:00","2019-01-19T10:00:00",{"v":-2,"d":"-2.0"},{"v":-3,"d":"-3.0"},{"v":-9,"d":"-9.0"},3.4,0.03,0.0863,0.02,11.59]
["January",19,"11AM to 12PM",11,"January 19, 2019 11:00","2019-01-19T11:00:00",{"v":-2,"d":"-2.0"},{"v":-3,"d":"-3.0"},{"v":-9,"d":"-9.0"},3.4,0.03,0.0863,0.02,11.59]
["January",19,"12PM to 1PM",12,"January 19, 2019 12:00","2019-01-19T12:00:00",{"v":-2,"d":"-2.0"},-2.9,{"v":-8,"d":"-8.0"},3.6,0.06,0.0863,0.02,11.59]
["January",19,"1PM to 2PM",13,"January 19, 2019 13:00","2019-01-19T13:00:00",{"v":-2,"d":"-2.0"},-2.9,{"v":-8,"d":"-8.0"},3.6,0.06,0.0863,0.02,11.59]
["January",19,"2PM to 3PM",14,"January 19, 2019 14:00","2019-01-19T14:00:00",{"v":-2,"d":"-2.0"},-2.9,{"v":-8,"d":"-8.0"},3.6,0.06,0.0863,0.02,11.59]
["January",19,"3PM to 4PM",15,"January 19, 2019 15:00","2019-01-19T15:00:00",{"v":-2,"d":"-2.0"},{"v":-3,"d":"-3.0"},{"v":-9,"d":"-9.0"},3.4,0.03,0.0863,0.02,11.59]
["January",19,"4PM to 5PM",16,"January 19, 2019 16:00","2019-01-19T16:00:00",-2.9,-3.7,{"v":-9,"d":"-9.0"},3.4,-0.18,0.0865,0.02,11.57]
["January",19,"5PM to 6PM",17,{"$f":"A457&\" \"&B457&\", \"&$D$5&\" \"&D457&\":00\"","v":"January 19, 2019 17:00"},{"$f":"DATEVALUE(E457)+TIMEVALUE(E457)","v":"2019-01-19T17:00:00"},-5.1,-5.7,-9.9,3.3,-0.73,0.0869,0.02,11.52]
["January",19,"6PM to 7PM",{"$f":"IF(D457+1>23,0,D457+1)","v":18},"January 19, 2019 18:00","2019-01-19T18:00:00",{"v":-4,"d":"-4.0"},-4.8,-9.9,3.3,-0.47,0.0867,0.02,11.54]
["January",19,"7PM to 8PM",19,"January 19, 2019 19:00","2019-01-19T19:00:00",-2.9,-3.7,{"v":-9,"d":"-9.0"},3.4,-0.18,0.0865,0.02,11.57]
["January",19,"8PM to 9PM",20,"January 19, 2019 20:00","2019-01-19T20:00:00",{"v":-4,"d":"-4.0"},-4.7,{"v":-9,"d":"-9.0"},3.4,-0.44,0.0867,0.02,11.54]
["January",19,"9PM to 10PM",21,"January 19, 2019 21:00","2019-01-19T21:00:00",-5.1,-5.7,-9.9,3.3,-0.73,0.0869,0.02,11.52]
["January",19,"10PM to 11PM",22,"January 19, 2019 22:00","2019-01-19T22:00:00",-5.1,-5.8,{"v":-11,"d":"-11.0"},3.1,-0.76,0.0869,0.02,11.52]
["January",19,"11PM to 12AM",23,"January 19, 2019 23:00","2019-01-19T23:00:00",{"v":-6,"d":"-6.0"},-6.7,-11.9,2.9,-0.99,{"v":0.087,"d":"0.0870"},0.02,11.49]
["January",20,"12AM to 1AM",0,"January 20, 2019 0:00","2019-01-20",{"v":-6,"d":"-6.0"},-6.7,-11.9,2.9,-0.99,{"v":0.087,"d":"0.0870"},0.02,11.49]
["January",20,"1AM to 2AM",1,"January 20, 2019 1:00","2019-01-20T01:00:00",-7.1,-7.6,-11.9,2.9,-1.25,0.0873,0.02,11.47]
["January",20,"2AM to 3AM",2,"January 20, 2019 2:00","2019-01-20T02:00:00",-7.1,-7.6,-11.9,2.9,-1.25,0.0873,0.02,11.47]
["January",20,"3AM to 4AM",3,"January 20, 2019 3:00","2019-01-20T03:00:00",{"v":-6,"d":"-6.0"},-6.7,-11.9,2.9,-0.99,{"v":0.087,"d":"0.0870"},0.02,11.49]
["January",20,"4AM to 5AM",4,"January 20, 2019 4:00","2019-01-20T04:00:00",{"v":-6,"d":"-6.0"},-6.4,{"v":-9,"d":"-9.0"},3.4,-0.92,{"v":0.087,"d":"0.0870"},0.02,11.49]
["January",20,"5AM to 6AM",5,"January 20, 2019 5:00","2019-01-20T05:00:00",-5.1,-5.8,{"v":-11,"d":"-11.0"},3.1,-0.76,0.0869,0.02,11.52]
["January",20,"6AM to 7AM",6,"January 20, 2019 6:00","2019-01-20T06:00:00",-5.1,-5.7,-9.9,3.3,-0.73,0.0869,0.02,11.52]
["January",20,"7AM to 8AM",7,"January 20, 2019 7:00","2019-01-20T07:00:00",-5.1,-5.6,{"v":-9,"d":"-9.0"},3.4,{"v":-0.7,"d":"-0.70"},0.0869,0.02,11.52]
["January",20,"8AM to 9AM",8,"January 20, 2019 8:00","2019-01-20T08:00:00",-5.1,-5.7,-9.9,3.3,-0.73,0.0869,0.02,11.52]
["January",20,"9AM to 10AM",9,"January 20, 2019 9:00","2019-01-20T09:00:00",-2.9,-3.7,{"v":-9,"d":"-9.0"},3.4,-0.18,0.0865,0.02,11.57]
["January",20,"10AM to 11AM",10,"January 20, 2019 10:00","2019-01-20T10:00:00",{"v":-2,"d":"-2.0"},-2.9,{"v":-8,"d":"-8.0"},3.6,0.06,0.0863,0.02,11.59]
["January",20,"11AM to 12PM",11,"January 20, 2019 11:00","2019-01-20T11:00:00",-0.9,-1.8,-7.1,3.8,0.35,0.0861,0.03,11.62]
["January",20,"12PM to 1PM",12,"January 20, 2019 12:00","2019-01-20T12:00:00",{"v":1,"d":"1.0"},0.1,-5.1,4.2,0.89,0.0857,0.03,11.67]
["January",20,"1PM to 2PM",13,"January 20, 2019 13:00","2019-01-20T13:00:00",3.9,2.7,-2.9,4.7,1.66,0.0852,0.03,11.75]
["January",20,"2PM to 3PM",14,"January 20, 2019 14:00","2019-01-20T14:00:00",3.9,2.7,-2.9,4.7,1.66,0.0852,0.03,11.75]
["January",20,"3PM to 4PM",15,"January 20, 2019 15:00","2019-01-20T15:00:00",3.9,2.9,{"v":-2,"d":"-2.0"},{"v":5,"d":"5.0"},{"v":1.7,"d":"1.70"},0.0852,0.03,11.75]
["January",20,"4PM to 5PM",16,"January 20, 2019 16:00","2019-01-20T16:00:00",3.9,{"v":3,"d":"3.0"},-0.9,5.3,1.74,0.0852,0.04,11.75]
["January",20,"5PM to 6PM",17,"January 20, 2019 17:00","2019-01-20T17:00:00",{"v":7,"d":"7.0"},{"v":6,"d":"6.0"},1.9,6.1,2.61,0.0846,0.04,11.83]
["January",20,"6PM to 7PM",18,"January 20, 2019 18:00","2019-01-20T18:00:00",{"v":9,"d":"9.0"},7.5,1.9,6.1,3.08,0.0843,0.04,11.88]
["January",20,"7PM to 8PM",19,"January 20, 2019 19:00","2019-01-20T19:00:00",{"v":10,"d":"10.0"},8.5,{"v":3,"d":"3.0"},6.5,{"v":3.4,"d":"3.40"},0.0841,0.04,11.91]
["January",20,"8PM to 9PM",20,"January 20, 2019 20:00","2019-01-20T20:00:00",10.9,9.4,3.9,6.8,3.66,0.0839,0.05,11.93]
["January",20,"9PM to 10PM",21,"January 20, 2019 21:00","2019-01-20T21:00:00",10.9,9.6,{"v":5,"d":"5.0"},7.2,3.72,0.0839,0.05,11.93]
["January",20,"10PM to 11PM",22,"January 20, 2019 22:00","2019-01-20T22:00:00",{"v":7,"d":"7.0"},5.5,-0.9,5.3,2.48,0.0846,0.04,11.83]
["January",20,"11PM to 12AM",23,"January 20, 2019 23:00","2019-01-20T23:00:00",10.9,9.6,{"v":5,"d":"5.0"},7.2,3.72,0.0839,0.05,11.93]
["January",21,"12AM to 1AM",0,"January 21, 2019 0:00","2019-01-21",10.9,9.6,{"v":5,"d":"5.0"},7.2,3.72,0.0839,0.05,11.93]
["January",21,"1AM to 2AM",1,"January 21, 2019 1:00","2019-01-21T01:00:00",10.9,9.2,{"v":3,"d":"3.0"},6.5,3.61,0.0839,0.04,11.93]
["January",21,"2AM to 3AM",2,"January 21, 2019 2:00","2019-01-21T02:00:00",{"v":9,"d":"9.0"},7.9,3.9,6.8,3.18,0.0842,0.05,11.88]
["January",21,"3AM to 4AM",3,"January 21, 2019 3:00","2019-01-21T03:00:00",12.9,11.7,8.1,8.4,4.38,0.0835,0.06,11.99]
["January",21,"4AM to 5AM",4,"January 21, 2019 4:00","2019-01-21T04:00:00",{"v":12,"d":"12.0"},10.2,3.9,6.8,3.92,0.0837,0.05,11.96]
["January",21,"5AM to 6AM",5,"January 21, 2019 5:00","2019-01-21T05:00:00",{"v":14,"d":"14.0"},12.5,8.1,8.4,4.64,0.0833,0.06,12.01]
["January",21,"6AM to 7AM",6,"January 21, 2019 6:00","2019-01-21T06:00:00",17.1,15.9,12.9,10.7,5.73,0.0828,0.07,{"v":12.1,"d":"12.10"}]
["January",21,"7AM to 8AM",7,"January 21, 2019 7:00","2019-01-21T07:00:00",{"v":18,"d":"18.0"},16.8,{"v":14,"d":"14.0"},11.3,6.04,0.0826,0.08,12.12]
["January",21,"8AM to 9AM",8,"January 21, 2019 8:00","2019-01-21T08:00:00",19.9,18.7,{"v":16,"d":"16.0"},12.5,6.69,0.0823,0.08,12.18]
["January",21,"9AM to 10AM",9,"January 21, 2019 9:00","2019-01-21T09:00:00",21.9,20.9,{"v":19,"d":"19.0"},14.5,7.47,0.0819,{"v":0.1,"d":"0.10"},12.23]
["January",21,"10AM to 11AM",10,"January 21, 2019 10:00","2019-01-21T10:00:00",{"v":21,"d":"21.0"},{"v":20,"d":"20.0"},{"v":18,"d":"18.0"},13.7,7.14,0.0821,0.09,12.21]
["January",21,"11AM to 12PM",11,"January 21, 2019 11:00","2019-01-21T11:00:00",19.9,{"v":19,"d":"19.0"},17.1,13.1,6.79,0.0823,0.09,12.18]
["January",21,"12PM to 1PM",12,"January 21, 2019 12:00","2019-01-21T12:00:00",{"v":16,"d":"16.0"},15.4,{"v":14,"d":"14.0"},11.3,5.56,{"v":0.083,"d":"0.0830"},0.08,12.07]
["January",21,"1PM to 2PM",13,"January 21, 2019 13:00","2019-01-21T13:00:00",{"v":16,"d":"16.0"},15.1,12.9,10.7,5.47,{"v":0.083,"d":"0.0830"},0.07,12.07]
["January",21,"2PM to 3PM",14,"January 21, 2019 14:00","2019-01-21T14:00:00",15.1,14.2,{"v":12,"d":"12.0"},10.2,5.18,0.0831,0.07,12.05]
["January",21,"3PM to 4PM",15,"January 21, 2019 15:00","2019-01-21T15:00:00",{"v":14,"d":"14.0"},13.2,10.9,9.7,4.84,0.0833,0.07,12.02]
["January",21,"4PM to 5PM",16,"January 21, 2019 16:00","2019-01-21T16:00:00",12.9,11.9,{"v":9,"d":"9.0"},8.8,4.44,0.0835,0.06,11.99]
["January",21,"5PM to 6PM",17,"January 21, 2019 17:00","2019-01-21T17:00:00",{"v":12,"d":"12.0"},{"v":11,"d":"11.0"},8.1,8.4,4.16,0.0837,0.06,11.96]
["January",21,"6PM to 7PM",18,"January 21, 2019 18:00","2019-01-21T18:00:00",{"v":12,"d":"12.0"},10.8,{"v":7,"d":"7.0"},7.9,{"v":4.1,"d":"4.10"},0.0837,0.05,11.96]
["January",21,"7PM to 8PM",19,"January 21, 2019 19:00","2019-01-21T19:00:00",{"v":12,"d":"12.0"},10.8,{"v":7,"d":"7.0"},7.9,{"v":4.1,"d":"4.10"},0.0837,0.05,11.96]
["January",21,"8PM to 9PM",20,"January 21, 2019 20:00","2019-01-21T20:00:00",10.9,9.8,6.1,7.6,3.78,0.0839,0.05,11.93]
["January",21,"9PM to 10PM",21,"January 21, 2019 21:00","2019-01-21T21:00:00",10.9,9.8,6.1,7.6,3.78,0.0839,0.05,11.93]
["January",21,"10PM to 11PM",22,"January 21, 2019 22:00","2019-01-21T22:00:00",{"v":12,"d":"12.0"},10.4,{"v":5,"d":"5.0"},7.2,3.98,0.0837,0.05,11.96]
["January",21,"11PM to 12AM",23,"January 21, 2019 23:00","2019-01-21T23:00:00",{"v":12,"d":"12.0"},10.4,{"v":5,"d":"5.0"},7.2,3.98,0.0837,0.05,11.96]
["January",22,"12AM to 1AM",0,"January 22, 2019 0:00","2019-01-22",{"v":12,"d":"12.0"},10.4,{"v":5,"d":"5.0"},7.2,3.98,0.0837,0.05,11.96]
["January",22,"1AM to 2AM",1,"January 22, 2019 1:00","2019-01-22T01:00:00",{"v":12,"d":"12.0"},10.6,6.1,7.6,4.04,0.0837,0.05,11.96]
["January",22,"2AM to 3AM",2,"January 22, 2019 2:00","2019-01-22T02:00:00",{"v":12,"d":"12.0"},{"v":11,"d":"11.0"},8.1,8.4,4.16,0.0837,0.06,11.96]
["January",22,"3AM to 4AM",3,"January 22, 2019 3:00","2019-01-22T03:00:00",12.9,11.3,6.1,7.6,4.26,0.0835,0.05,11.98]
["January",22,"4AM to 5AM",4,"January 22, 2019 4:00","2019-01-22T04:00:00",12.9,11.1,{"v":5,"d":"5.0"},7.2,{"v":4.2,"d":"4.20"},0.0835,0.05,11.98]
["January",22,"5AM to 6AM",5,"January 22, 2019 5:00","2019-01-22T05:00:00",12.9,11.1,{"v":5,"d":"5.0"},7.2,{"v":4.2,"d":"4.20"},0.0835,0.05,11.98]
["January",22,"6AM to 7AM",6,"January 22, 2019 6:00","2019-01-22T06:00:00",12.9,11.7,8.1,8.4,4.38,0.0835,0.06,11.99]
["January",22,"7AM to 8AM",7,"January 22, 2019 7:00","2019-01-22T07:00:00",10.9,9.6,{"v":5,"d":"5.0"},7.2,3.72,0.0839,0.05,11.93]
["January",22,"8AM to 9AM",8,"January 22, 2019 8:00","2019-01-22T08:00:00",{"v":14,"d":"14.0"},12.9,{"v":10,"d":"10.0"},9.3,4.77,0.0833,0.06,12.02]
["January",22,"9AM to 10AM",9,{"$f":"A521&\" \"&B521&\", \"&$D$5&\" \"&D521&\":00\"","v":"January 22, 2019 9:00"},{"$f":"DATEVALUE(E521)+TIMEVALUE(E521)","v":"2019-01-22T09:00:00"},{"v":10,"d":"10.0"},8.9,{"v":5,"d":"5.0"},7.2,{"v":3.5,"d":"3.50"},{"v":0.084,"d":"0.0840"},0.05,11.91]
["January",22,"10AM to 11AM",{"$f":"IF(D521+1>23,0,D521+1)","v":10},"January 22, 2019 10:00","2019-01-22T10:00:00",{"v":10,"d":"10.0"},8.9,{"v":5,"d":"5.0"},7.2,{"v":3.5,"d":"3.50"},{"v":0.084,"d":"0.0840"},0.05,11.91]
["January",22,"11AM to 12PM",11,"January 22, 2019 11:00","2019-01-22T11:00:00",{"v":10,"d":"10.0"},8.9,{"v":5,"d":"5.0"},7.2,{"v":3.5,"d":"3.50"},{"v":0.084,"d":"0.0840"},0.05,11.91]
["January",22,"12PM to 1PM",12,"January 22, 2019 12:00","2019-01-22T12:00:00",{"v":12,"d":"12.0"},10.4,{"v":5,"d":"5.0"},7.2,3.98,0.0837,0.05,11.96]
["January",22,"1PM to 2PM",13,"January 22, 2019 13:00","2019-01-22T13:00:00",{"v":12,"d":"12.0"},10.6,6.1,7.6,4.04,0.0837,0.05,11.96]
["January",22,"2PM to 3PM",14,"January 22, 2019 14:00","2019-01-22T14:00:00",12.9,11.5,{"v":7,"d":"7.0"},7.9,4.31,0.0835,0.05,11.99]
["January",22,"3PM to 4PM",15,"January 22, 2019 15:00","2019-01-22T15:00:00",12.9,11.5,{"v":7,"d":"7.0"},7.9,4.31,0.0835,0.05,11.99]
["January",22,"4PM to 5PM",16,"January 22, 2019 16:00","2019-01-22T16:00:00",{"v":12,"d":"12.0"},10.8,{"v":7,"d":"7.0"},7.9,{"v":4.1,"d":"4.10"},0.0837,0.05,11.96]
["January",22,"5PM to 6PM",17,"January 22, 2019 17:00","2019-01-22T17:00:00",10.9,{"v":9,"d":"9.0"},1.9,6.1,3.56,0.0839,0.04,11.93]
["January",22,"6PM to 7PM",18,"January 22, 2019 18:00","2019-01-22T18:00:00",{"v":10,"d":"10.0"},9.1,6.1,7.6,3.56,{"v":0.084,"d":"0.0840"},0.05,11.91]
["January",22,"7PM to 8PM",19,"January 22, 2019 19:00","2019-01-22T19:00:00",{"v":9,"d":"9.0"},8.5,{"v":7,"d":"7.0"},7.9,3.36,0.0842,0.05,11.88]
["January",22,"8PM to 9PM",20,"January 22, 2019 20:00","2019-01-22T20:00:00",{"v":9,"d":"9.0"},8.1,{"v":5,"d":"5.0"},7.2,3.24,0.0842,0.05,11.88]
["January",22,"9PM to 10PM",21,"January 22, 2019 21:00","2019-01-22T21:00:00",8.1,{"v":7,"d":"7.0"},{"v":3,"d":"3.0"},6.5,2.92,0.0844,0.04,11.86]
["January",22,"10PM to 11PM",22,"January 22, 2019 22:00","2019-01-22T22:00:00",{"v":10,"d":"10.0"},9.3,{"v":7,"d":"7.0"},7.9,3.62,{"v":0.084,"d":"0.0840"},0.05,11.91]
["January",22,"11PM to 12AM",23,"January 22, 2019 23:00","2019-01-22T23:00:00",{"v":10,"d":"10.0"},9.6,8.1,8.4,3.69,{"v":0.084,"d":"0.0840"},0.06,11.91]
["January",23,"12AM to 1AM",0,"January 23, 2019 0:00","2019-01-23",8.1,7.6,6.1,7.6,3.09,0.0844,0.05,11.86]
["January",23,"1AM to 2AM",1,"January 23, 2019 1:00","2019-01-23T01:00:00",{"v":9,"d":"9.0"},8.7,8.1,8.4,3.43,0.0842,0.06,11.89]
["January",23,"2AM to 3AM",2,"January 23, 2019 2:00","2019-01-23T02:00:00",8.1,7.4,{"v":5,"d":"5.0"},7.2,3.03,0.0844,0.05,11.86]
["January",23,"3AM to 4AM",3,"January 23, 2019 3:00","2019-01-23T03:00:00",{"v":7,"d":"7.0"},6.8,6.1,7.6,2.83,0.0846,0.05,11.83]
["January",23,"4AM to 5AM",4,"January 23, 2019 4:00","2019-01-23T04:00:00",{"v":9,"d":"9.0"},8.1,{"v":5,"d":"5.0"},7.2,3.24,0.0842,0.05,11.88]
["January",23,"5AM to 6AM",5,"January 23, 2019 5:00","2019-01-23T05:00:00",{"v":12,"d":"12.0"},11.2,{"v":9,"d":"9.0"},8.8,4.22,0.0837,0.06,11.96]
["January",23,"6AM to 7AM",6,"January 23, 2019 6:00","2019-01-23T06:00:00",{"v":14,"d":"14.0"},13.2,10.9,9.7,4.84,0.0833,0.07,12.02]
["January",23,"7AM to 8AM",7,"January 23, 2019 7:00","2019-01-23T07:00:00",{"v":21,"d":"21.0"},20.3,{"v":19,"d":"19.0"},14.5,7.26,0.0821,{"v":0.1,"d":"0.10"},12.21]
["January",23,"8AM to 9AM",8,"January 23, 2019 8:00","2019-01-23T08:00:00",{"v":14,"d":"14.0"},13.5,{"v":12,"d":"12.0"},10.2,4.92,0.0833,0.07,12.02]
["January",23,"9AM to 10AM",9,"January 23, 2019 9:00","2019-01-23T09:00:00",{"v":14,"d":"14.0"},13.2,10.9,9.7,4.84,0.0833,0.07,12.02]
["January",23,"10AM to 11AM",10,"January 23, 2019 10:00","2019-01-23T10:00:00",{"v":14,"d":"14.0"},13.5,{"v":12,"d":"12.0"},10.2,4.92,0.0833,0.07,12.02]
["January",23,"11AM to 12PM",11,"January 23, 2019 11:00","2019-01-23T11:00:00",{"v":16,"d":"16.0"},15.4,{"v":14,"d":"14.0"},11.3,5.56,{"v":0.083,"d":"0.0830"},0.08,12.07]
["January",23,"12PM to 1PM",12,"January 23, 2019 12:00","2019-01-23T12:00:00",19.9,{"v":19,"d":"19.0"},17.1,13.1,6.79,0.0823,0.09,12.18]
["January",23,"1PM to 2PM",13,"January 23, 2019 13:00","2019-01-23T13:00:00",19.9,18.7,{"v":16,"d":"16.0"},12.5,6.69,0.0823,0.08,12.18]
["January",23,"2PM to 3PM",14,"January 23, 2019 14:00","2019-01-23T14:00:00",21.9,20.3,17.1,13.1,7.27,0.0819,0.09,12.23]
["January",23,"3PM to 4PM",15,"January 23, 2019 15:00","2019-01-23T15:00:00",21.9,20.6,{"v":18,"d":"18.0"},13.7,7.36,0.0819,0.09,12.23]
["January",23,"4PM to 5PM",16,"January 23, 2019 16:00","2019-01-23T16:00:00",{"v":21,"d":"21.0"},{"v":20,"d":"20.0"},{"v":18,"d":"18.0"},13.7,7.14,0.0821,0.09,12.21]
["January",23,"5PM to 6PM",17,"January 23, 2019 17:00","2019-01-23T17:00:00",19.9,19.3,{"v":18,"d":"18.0"},13.7,6.88,0.0823,0.09,12.18]
["January",23,"6PM to 7PM",18,"January 23, 2019 18:00","2019-01-23T18:00:00",{"v":19,"d":"19.0"},18.4,17.1,13.1,6.58,0.0824,0.09,12.15]
["January",23,"7PM to 8PM",19,"January 23, 2019 19:00","2019-01-23T19:00:00",17.1,16.5,15.1,11.9,5.91,0.0828,0.08,{"v":12.1,"d":"12.10"}]
["January",23,"8PM to 9PM",20,"January 23, 2019 20:00","2019-01-23T20:00:00",15.1,14.8,{"v":14,"d":"14.0"},11.3,5.34,0.0831,0.08,12.05]
["January",23,"9PM to 10PM",21,"January 23, 2019 21:00","2019-01-23T21:00:00",{"v":14,"d":"14.0"},13.2,10.9,9.7,4.84,0.0833,0.07,12.02]
["January",23,"10PM to 11PM",22,"January 23, 2019 22:00","2019-01-23T22:00:00",15.1,13.9,10.9,9.7,{"v":5.1,"d":"5.10"},0.0831,0.07,12.04]
["January",23,"11PM to 12AM",23,"January 23, 2019 23:00","2019-01-23T23:00:00",{"v":14,"d":"14.0"},13.7,12.9,10.7,4.99,0.0833,0.07,12.02]
["January",24,"12AM to 1AM",0,"January 24, 2019 0:00","2019-01-24",{"v":10,"d":"10.0"},9.1,6.1,7.6,3.56,{"v":0.084,"d":"0.0840"},0.05,11.91]
["January",24,"1AM to 2AM",1,"January 24, 2019 1:00","2019-01-24T01:00:00",8.1,7.2,3.9,6.8,2.97,0.0844,0.05,11.86]
["January",24,"2AM to 3AM",2,"January 24, 2019 2:00","2019-01-24T02:00:00",{"v":7,"d":"7.0"},6.5,{"v":5,"d":"5.0"},7.2,2.77,0.0846,0.05,11.83]
["January",24,"3AM to 4AM",3,"January 24, 2019 3:00","2019-01-24T03:00:00",{"v":5,"d":"5.0"},{"v":4,"d":"4.0"},{"v":0,"d":"0.0"},5.5,2.04,{"v":0.085,"d":"0.0850"},0.04,11.78]
["January",24,"4AM to 5AM",4,"January 24, 2019 4:00","2019-01-24T04:00:00",{"v":3,"d":"3.0"},2.6,{"v":1,"d":"1.0"},5.8,1.61,0.0853,0.04,11.73]
["January",24,"5AM to 6AM",5,"January 24, 2019 5:00","2019-01-24T05:00:00",3.9,3.4,{"v":1,"d":"1.0"},5.8,1.83,0.0852,0.04,11.75]
["January",24,"6AM to 7AM",6,"January 24, 2019 6:00","2019-01-24T06:00:00",3.9,3.2,{"v":0,"d":"0.0"},5.5,1.78,0.0852,0.04,11.75]
["January",24,"7AM to 8AM",7,"January 24, 2019 7:00","2019-01-24T07:00:00",3.9,3.2,{"v":0,"d":"0.0"},5.5,1.78,0.0852,0.04,11.75]
["January",24,"8AM to 9AM",8,"January 24, 2019 8:00","2019-01-24T08:00:00",1.9,1.4,-0.9,5.3,1.27,0.0855,0.04,{"v":11.7,"d":"11.70"}]
["January",24,"9AM to 10AM",9,"January 24, 2019 9:00","2019-01-24T09:00:00",{"v":0,"d":"0.0"},-0.7,{"v":-4,"d":"-4.0"},4.5,0.67,0.0859,0.03,11.65]
["January",24,"10AM to 11AM",10,"January 24, 2019 10:00","2019-01-24T10:00:00",1.9,1.3,{"v":-2,"d":"-2.0"},{"v":5,"d":"5.0"},1.22,0.0855,0.03,{"v":11.7,"d":"11.70"}]
["January",24,"11AM to 12PM",11,"January 24, 2019 11:00","2019-01-24T11:00:00",3.9,3.4,{"v":1,"d":"1.0"},5.8,1.83,0.0852,0.04,11.75]
["January",24,"12PM to 1PM",12,"January 24, 2019 12:00","2019-01-24T12:00:00",{"v":3,"d":"3.0"},2.3,-0.9,5.3,1.53,0.0853,0.04,11.73]
["January",24,"1PM to 2PM",13,"January 24, 2019 13:00","2019-01-24T13:00:00",1.9,1.3,{"v":-2,"d":"-2.0"},{"v":5,"d":"5.0"},1.22,0.0855,0.03,{"v":11.7,"d":"11.70"}]
["January",24,"2PM to 3PM",14,"January 24, 2019 14:00","2019-01-24T14:00:00",{"v":3,"d":"3.0"},2.3,-0.9,5.3,1.53,0.0853,0.04,11.73]
["January",24,"3PM to 4PM",15,"January 24, 2019 15:00","2019-01-24T15:00:00",1.9,1.3,{"v":-2,"d":"-2.0"},{"v":5,"d":"5.0"},1.22,0.0855,0.03,{"v":11.7,"d":"11.70"}]
["January",24,"4PM to 5PM",16,"January 24, 2019 16:00","2019-01-24T16:00:00",-0.9,-1.4,{"v":-4,"d":"-4.0"},4.5,0.45,0.0861,0.03,11.62]
["January",24,"5PM to 6PM",17,"January 24, 2019 17:00","2019-01-24T17:00:00",-0.9,-1.6,-5.1,4.2,0.42,0.0861,0.03,11.62]
["January",24,"6PM to 7PM",18,"January 24, 2019 18:00","2019-01-24T18:00:00",{"v":-4,"d":"-4.0"},-4.5,{"v":-8,"d":"-8.0"},3.6,-0.41,0.0867,0.02,11.54]
["January",24,"7PM to 8PM",19,"January 24, 2019 19:00","2019-01-24T19:00:00",-5.1,-5.6,{"v":-9,"d":"-9.0"},3.4,{"v":-0.7,"d":"-0.70"},0.0869,0.02,11.52]
["January",24,"8PM to 9PM",20,"January 24, 2019 20:00","2019-01-24T20:00:00",-5.1,-5.5,{"v":-8,"d":"-8.0"},3.6,-0.67,0.0869,0.02,11.52]
["January",24,"9PM to 10PM",21,"January 24, 2019 21:00","2019-01-24T21:00:00",-0.9,-1.3,-2.9,4.7,0.49,0.0861,0.03,11.63]
["January",24,"10PM to 11PM",22,"January 24, 2019 22:00","2019-01-24T22:00:00",{"v":0,"d":"0.0"},-0.7,{"v":-4,"d":"-4.0"},4.5,0.67,0.0859,0.03,11.65]
["January",24,"11PM to 12AM",23,"January 24, 2019 23:00","2019-01-24T23:00:00",1.9,1.3,{"v":-2,"d":"-2.0"},{"v":5,"d":"5.0"},1.22,0.0855,0.03,{"v":11.7,"d":"11.70"}]
["January",25,"12AM to 1AM",0,"January 25, 2019 0:00","2019-01-25",1.9,1.4,-0.9,5.3,1.27,0.0855,0.04,{"v":11.7,"d":"11.70"}]
["January",25,"1AM to 2AM",1,{"$f":"A585&\" \"&B585&\", \"&$D$5&\" \"&D585&\":00\"","v":"January 25, 2019 1:00"},{"$f":"DATEVALUE(E585)+TIMEVALUE(E585)","v":"2019-01-25T01:00:00"},-5.1,-5.6,{"v":-9,"d":"-9.0"},3.4,{"v":-0.7,"d":"-0.70"},0.0869,0.02,11.52]
["January",25,"2AM to 3AM",{"$f":"IF(D585+1>23,0,D585+1)","v":2},"January 25, 2019 2:00","2019-01-25T02:00:00",{"v":-6,"d":"-6.0"},-6.4,{"v":-9,"d":"-9.0"},3.4,-0.92,{"v":0.087,"d":"0.0870"},0.02,11.49]
["January",25,"3AM to 4AM",3,"January 25, 2019 3:00","2019-01-25T03:00:00",-7.1,-7.4,-9.9,3.3,{"v":-1.2,"d":"-1.20"},0.0873,0.02,11.47]
["January",25,"4AM to 5AM",4,"January 25, 2019 4:00","2019-01-25T04:00:00",{"v":-8,"d":"-8.0"},-8.5,{"v":-13,"d":"-13.0"},2.7,{"v":-1.5,"d":"-1.50"},0.0874,0.02,11.44]
["January",25,"5AM to 6AM",5,"January 25, 2019 5:00","2019-01-25T05:00:00",{"v":-4,"d":"-4.0"},-4.7,{"v":-9,"d":"-9.0"},3.4,-0.44,0.0867,0.02,11.54]
["January",25,"6AM to 7AM",6,"January 25, 2019 6:00","2019-01-25T06:00:00",{"v":-4,"d":"-4.0"},-4.7,{"v":-9,"d":"-9.0"},3.4,-0.44,0.0867,0.02,11.54]
["January",25,"7AM to 8AM",7,"January 25, 2019 7:00","2019-01-25T07:00:00",{"v":-4,"d":"-4.0"},-4.5,{"v":-8,"d":"-8.0"},3.6,-0.41,0.0867,0.02,11.54]
["January",25,"8AM to 9AM",8,"January 25, 2019 8:00","2019-01-25T08:00:00",{"v":-9,"d":"-9.0"},-9.6,-14.1,2.6,-1.78,0.0876,0.02,11.41]
["January",25,"9AM to 10AM",9,"January 25, 2019 9:00","2019-01-25T09:00:00",-9.9,-10.4,-14.1,2.6,-1.99,0.0878,0.02,11.39]
["January",25,"10AM to 11AM",10,"January 25, 2019 10:00","2019-01-25T10:00:00",-7.1,-7.4,-9.9,3.3,{"v":-1.2,"d":"-1.20"},0.0873,0.02,11.47]
["January",25,"11AM to 12PM",11,"January 25, 2019 11:00","2019-01-25T11:00:00",-5.1,-5.5,{"v":-8,"d":"-8.0"},3.6,-0.67,0.0869,0.02,11.52]
["January",25,"12PM to 1PM",12,"January 25, 2019 12:00","2019-01-25T12:00:00",-2.9,-3.4,{"v":-6,"d":"-6.0"},{"v":4,"d":"4.0"},-0.09,0.0865,0.03,11.57]
["January",25,"1PM to 2PM",13,"January 25, 2019 13:00","2019-01-25T13:00:00",{"v":-2,"d":"-2.0"},-2.6,{"v":-6,"d":"-6.0"},{"v":4,"d":"4.0"},0.13,0.0863,0.03,{"v":11.6,"d":"11.60"}]
["January",25,"2PM to 3PM",14,"January 25, 2019 14:00","2019-01-25T14:00:00",-0.9,-1.4,{"v":-4,"d":"-4.0"},4.5,0.45,0.0861,0.03,11.62]
["January",25,"3PM to 4PM",15,"January 25, 2019 15:00","2019-01-25T15:00:00",{"v":1,"d":"1.0"},0.5,{"v":-2,"d":"-2.0"},{"v":5,"d":"5.0"},{"v":1,"d":"1.00"},0.0857,0.03,11.68]
["January",25,"4PM to 5PM",16,"January 25, 2019 16:00","2019-01-25T16:00:00",{"v":-2,"d":"-2.0"},-2.6,{"v":-6,"d":"-6.0"},{"v":4,"d":"4.0"},0.13,0.0863,0.03,{"v":11.6,"d":"11.60"}]
["January",25,"5PM to 6PM",17,"January 25, 2019 17:00","2019-01-25T17:00:00",-0.9,-1.4,{"v":-4,"d":"-4.0"},4.5,0.45,0.0861,0.03,11.62]
["January",25,"6PM to 7PM",18,"January 25, 2019 18:00","2019-01-25T18:00:00",{"v":0,"d":"0.0"},-0.7,{"v":-4,"d":"-4.0"},4.5,0.67,0.0859,0.03,11.65]
["January",25,"7PM to 8PM",19,"January 25, 2019 19:00","2019-01-25T19:00:00",{"v":0,"d":"0.0"},-0.7,{"v":-4,"d":"-4.0"},4.5,0.67,0.0859,0.03,11.65]
["January",25,"8PM to 9PM",20,"January 25, 2019 20:00","2019-01-25T20:00:00",{"v":0,"d":"0.0"},-0.7,{"v":-4,"d":"-4.0"},4.5,0.67,0.0859,0.03,11.65]
["January",25,"9PM to 10PM",21,"January 25, 2019 21:00","2019-01-25T21:00:00",1.9,1.6,{"v":0,"d":"0.0"},5.5,{"v":1.3,"d":"1.30"},0.0855,0.04,{"v":11.7,"d":"11.70"}]
["January",25,"10PM to 11PM",22,"January 25, 2019 22:00","2019-01-25T22:00:00",1.9,1.3,{"v":-2,"d":"-2.0"},{"v":5,"d":"5.0"},1.22,0.0855,0.03,{"v":11.7,"d":"11.70"}]
["January",25,"11PM to 12AM",23,"January 25, 2019 23:00","2019-01-25T23:00:00",{"v":3,"d":"3.0"},2.5,{"v":0,"d":"0.0"},5.5,1.56,0.0853,0.04,11.73]
["January",26,"12AM to 1AM",0,"January 26, 2019 0:00","2019-01-26",3.9,3.5,1.9,6.1,1.87,0.0852,0.04,11.75]
["January",26,"1AM to 2AM",1,"January 26, 2019 1:00","2019-01-26T01:00:00",{"v":3,"d":"3.0"},2.6,{"v":1,"d":"1.0"},5.8,1.61,0.0853,0.04,11.73]
["January",26,"2AM to 3AM",2,"January 26, 2019 2:00","2019-01-26T02:00:00",1.9,1.6,{"v":0,"d":"0.0"},5.5,{"v":1.3,"d":"1.30"},0.0855,0.04,{"v":11.7,"d":"11.70"}]
["January",26,"3AM to 4AM",3,"January 26, 2019 3:00","2019-01-26T03:00:00",1.9,1.6,{"v":0,"d":"0.0"},5.5,{"v":1.3,"d":"1.30"},0.0855,0.04,{"v":11.7,"d":"11.70"}]
["January",26,"4AM to 5AM",4,"January 26, 2019 4:00","2019-01-26T04:00:00",{"v":3,"d":"3.0"},2.3,-0.9,5.3,1.53,0.0853,0.04,11.73]
["January",26,"5AM to 6AM",5,"January 26, 2019 5:00","2019-01-26T05:00:00",{"v":3,"d":"3.0"},2.5,{"v":0,"d":"0.0"},5.5,1.56,0.0853,0.04,11.73]
["January",26,"6AM to 7AM",6,"January 26, 2019 6:00","2019-01-26T06:00:00",{"v":3,"d":"3.0"},2.3,-0.9,5.3,1.53,0.0853,0.04,11.73]
["January",26,"7AM to 8AM",7,"January 26, 2019 7:00","2019-01-26T07:00:00",{"v":3,"d":"3.0"},2.3,-0.9,5.3,1.53,0.0853,0.04,11.73]
["January",26,"8AM to 9AM",8,"January 26, 2019 8:00","2019-01-26T08:00:00",{"v":1,"d":"1.0"},0.5,{"v":-2,"d":"-2.0"},{"v":5,"d":"5.0"},{"v":1,"d":"1.00"},0.0857,0.03,11.68]
["January",26,"9AM to 10AM",9,"January 26, 2019 9:00","2019-01-26T09:00:00",{"v":0,"d":"0.0"},-0.7,{"v":-4,"d":"-4.0"},4.5,0.67,0.0859,0.03,11.65]
["January",26,"10AM to 11AM",10,"January 26, 2019 10:00","2019-01-26T10:00:00",-5.1,-5.5,{"v":-8,"d":"-8.0"},3.6,-0.67,0.0869,0.02,11.52]
["January",26,"11AM to 12PM",11,"January 26, 2019 11:00","2019-01-26T11:00:00",{"v":-4,"d":"-4.0"},-4.4,-7.1,3.8,-0.38,0.0867,0.03,11.55]
["January",26,"12PM to 1PM",12,"January 26, 2019 12:00","2019-01-26T12:00:00",{"v":-4,"d":"-4.0"},-4.4,-7.1,3.8,-0.38,0.0867,0.03,11.55]
["January",26,"1PM to 2PM",13,"January 26, 2019 13:00","2019-01-26T13:00:00",{"v":-4,"d":"-4.0"},-4.4,-7.1,3.8,-0.38,0.0867,0.03,11.55]
["January",26,"2PM to 3PM",14,"January 26, 2019 14:00","2019-01-26T14:00:00",-2.9,-3.5,-7.1,3.8,-0.12,0.0865,0.03,11.57]
["January",26,"3PM to 4PM",15,"January 26, 2019 15:00","2019-01-26T15:00:00",-5.1,-5.6,{"v":-9,"d":"-9.0"},3.4,{"v":-0.7,"d":"-0.70"},0.0869,0.02,11.52]
["January",26,"4PM to 5PM",16,"January 26, 2019 16:00","2019-01-26T16:00:00",{"v":-2,"d":"-2.0"},-2.5,-5.1,4.2,0.16,0.0863,0.03,{"v":11.6,"d":"11.60"}]
["January",26,"5PM to 6PM",17,"January 26, 2019 17:00","2019-01-26T17:00:00",-0.9,-1.6,-5.1,4.2,0.42,0.0861,0.03,11.62]
["January",26,"6PM to 7PM",18,"January 26, 2019 18:00","2019-01-26T18:00:00",{"v":-2,"d":"-2.0"},-2.5,-5.1,4.2,0.16,0.0863,0.03,{"v":11.6,"d":"11.60"}]
["January",26,"7PM to 8PM",19,"January 26, 2019 19:00","2019-01-26T19:00:00",-2.9,-3.5,-7.1,3.8,-0.12,0.0865,0.03,11.57]
["January",26,"8PM to 9PM",20,"January 26, 2019 20:00","2019-01-26T20:00:00",-2.9,-3.5,-7.1,3.8,-0.12,0.0865,0.03,11.57]
["January",26,"9PM to 10PM",21,"January 26, 2019 21:00","2019-01-26T21:00:00",-2.9,-3.5,-7.1,3.8,-0.12,0.0865,0.03,11.57]
["January",26,"10PM to 11PM",22,"January 26, 2019 22:00","2019-01-26T22:00:00",-2.9,-3.5,-7.1,3.8,-0.12,0.0865,0.03,11.57]
["January",26,"11PM to 12AM",23,"January 26, 2019 23:00","2019-01-26T23:00:00",{"v":-2,"d":"-2.0"},-2.6,{"v":-6,"d":"-6.0"},{"v":4,"d":"4.0"},0.13,0.0863,0.03,{"v":11.6,"d":"11.60"}]
["January",27,"12AM to 1AM",0,"January 27, 2019 0:00","2019-01-27",-0.9,-1.6,-5.1,4.2,0.42,0.0861,0.03,11.62]
["January",27,"1AM to 2AM",1,"January 27, 2019 1:00","2019-01-27T01:00:00",-0.9,-1.6,-5.1,4.2,0.42,0.0861,0.03,11.62]
["January",27,"2AM to 3AM",2,"January 27, 2019 2:00","2019-01-27T02:00:00",-0.9,-1.6,-5.1,4.2,0.42,0.0861,0.03,11.62]
["January",27,"3AM to 4AM",3,"January 27, 2019 3:00","2019-01-27T03:00:00",{"v":0,"d":"0.0"},-0.8,-5.1,4.2,0.63,0.0859,0.03,11.65]
["January",27,"4AM to 5AM",4,"January 27, 2019 4:00","2019-01-27T04:00:00",{"v":1,"d":"1.0"},0.1,-5.1,4.2,0.89,0.0857,0.03,11.67]
["January",27,"5AM to 6AM",5,"January 27, 2019 5:00","2019-01-27T05:00:00",-0.9,-1.6,-5.1,4.2,0.42,0.0861,0.03,11.62]
["January",27,"6AM to 7AM",6,"January 27, 2019 6:00","2019-01-27T06:00:00",{"v":-2,"d":"-2.0"},-2.7,-7.1,3.8,0.09,0.0863,0.03,{"v":11.6,"d":"11.60"}]
["January",27,"7AM to 8AM",7,"January 27, 2019 7:00","2019-01-27T07:00:00",{"v":-2,"d":"-2.0"},-2.5,-5.1,4.2,0.16,0.0863,0.03,{"v":11.6,"d":"11.60"}]
["January",27,"8AM to 9AM",8,"January 27, 2019 8:00","2019-01-27T08:00:00",{"v":-2,"d":"-2.0"},-2.7,-7.1,3.8,0.09,0.0863,0.03,{"v":11.6,"d":"11.60"}]
["January",27,"9AM to 10AM",9,"January 27, 2019 9:00","2019-01-27T09:00:00",-2.9,-3.6,{"v":-8,"d":"-8.0"},3.6,-0.15,0.0865,0.02,11.57]
["January",27,"10AM to 11AM",10,"January 27, 2019 10:00","2019-01-27T10:00:00",-2.9,-3.6,{"v":-8,"d":"-8.0"},3.6,-0.15,0.0865,0.02,11.57]
["January",27,"11AM to 12PM",11,"January 27, 2019 11:00","2019-01-27T11:00:00",{"v":-2,"d":"-2.0"},-2.7,-7.1,3.8,0.09,0.0863,0.03,{"v":11.6,"d":"11.60"}]
["January",27,"12PM to 1PM",12,"January 27, 2019 12:00","2019-01-27T12:00:00",{"v":-2,"d":"-2.0"},-2.7,-7.1,3.8,0.09,0.0863,0.03,{"v":11.6,"d":"11.60"}]
["January",27,"1PM to 2PM",13,"January 27, 2019 13:00","2019-01-27T13:00:00",{"v":0,"d":"0.0"},-0.9,{"v":-6,"d":"-6.0"},{"v":4,"d":"4.0"},{"v":0.6,"d":"0.60"},0.0859,0.03,11.65]
["January",27,"2PM to 3PM",14,"January 27, 2019 14:00","2019-01-27T14:00:00",{"v":1,"d":"1.0"},0.1,-5.1,4.2,0.89,0.0857,0.03,11.67]
["January",27,"3PM to 4PM",15,"January 27, 2019 15:00","2019-01-27T15:00:00",1.9,0.7,{"v":-6,"d":"-6.0"},{"v":4,"d":"4.0"},1.08,0.0855,0.03,{"v":11.7,"d":"11.70"}]
["January",27,"4PM to 5PM",16,"January 27, 2019 16:00","2019-01-27T16:00:00",{"v":0,"d":"0.0"},-1.1,-7.1,3.8,0.57,0.0859,0.03,11.65]
["January",27,"5PM to 6PM",17,{"$f":"A649&\" \"&B649&\", \"&$D$5&\" \"&D649&\":00\"","v":"January 27, 2019 17:00"},{"$f":"DATEVALUE(E649)+TIMEVALUE(E649)","v":"2019-01-27T17:00:00"},-0.9,-1.9,{"v":-8,"d":"-8.0"},3.6,0.32,0.0861,0.02,11.62]
["January",27,"6PM to 7PM",{"$f":"IF(D649+1>23,0,D649+1)","v":18},"January 27, 2019 18:00","2019-01-27T18:00:00",{"v":-2,"d":"-2.0"},-2.9,{"v":-8,"d":"-8.0"},3.6,0.06,0.0863,0.02,11.59]
["January",27,"7PM to 8PM",19,"January 27, 2019 19:00","2019-01-27T19:00:00",-5.1,-5.7,-9.9,3.3,-0.73,0.0869,0.02,11.52]
["January",27,"8PM to 9PM",20,"January 27, 2019 20:00","2019-01-27T20:00:00",{"v":-6,"d":"-6.0"},-6.6,{"v":-11,"d":"-11.0"},3.1,-0.97,{"v":0.087,"d":"0.0870"},0.02,11.49]
["January",27,"9PM to 10PM",21,"January 27, 2019 21:00","2019-01-27T21:00:00",{"v":-6,"d":"-6.0"},-6.6,{"v":-11,"d":"-11.0"},3.1,-0.97,{"v":0.087,"d":"0.0870"},0.02,11.49]
["January",27,"10PM to 11PM",22,"January 27, 2019 22:00","2019-01-27T22:00:00",-7.1,-7.5,{"v":-11,"d":"-11.0"},3.1,-1.23,0.0873,0.02,11.47]
["January",27,"11PM to 12AM",23,"January 27, 2019 23:00","2019-01-27T23:00:00",-7.1,-7.6,-11.9,2.9,-1.25,0.0873,0.02,11.47]
["January",28,"12AM to 1AM",0,"January 28, 2019 0:00","2019-01-28",-7.1,-7.5,{"v":-11,"d":"-11.0"},3.1,-1.23,0.0873,0.02,11.47]
["January",28,"1AM to 2AM",1,"January 28, 2019 1:00","2019-01-28T01:00:00",-7.1,-7.6,-11.9,2.9,-1.25,0.0873,0.02,11.47]
["January",28,"2AM to 3AM",2,"January 28, 2019 2:00","2019-01-28T02:00:00",-7.1,-7.6,-11.9,2.9,-1.25,0.0873,0.02,11.47]
["January",28,"3AM to 4AM",3,"January 28, 2019 3:00","2019-01-28T03:00:00",{"v":-8,"d":"-8.0"},-8.5,{"v":-13,"d":"-13.0"},2.7,{"v":-1.5,"d":"-1.50"},0.0874,0.02,11.44]
["January",28,"4AM to 5AM",4,"January 28, 2019 4:00","2019-01-28T04:00:00",-7.1,-7.7,{"v":-13,"d":"-13.0"},2.7,-1.28,0.0873,0.02,11.46]
["January",28,"5AM to 6AM",5,"January 28, 2019 5:00","2019-01-28T05:00:00",{"v":-6,"d":"-6.0"},-6.7,-11.9,2.9,-0.99,{"v":0.087,"d":"0.0870"},0.02,11.49]
["January",28,"6AM to 7AM",6,"January 28, 2019 6:00","2019-01-28T06:00:00",-7.1,-7.7,{"v":-13,"d":"-13.0"},2.7,-1.28,0.0873,0.02,11.46]
["January",28,"7AM to 8AM",7,"January 28, 2019 7:00","2019-01-28T07:00:00",{"v":-8,"d":"-8.0"},-8.7,{"v":-15,"d":"-15.0"},2.5,-1.54,0.0874,0.02,11.44]
["January",28,"8AM to 9AM",8,"January 28, 2019 8:00","2019-01-28T08:00:00",-5.1,-5.9,-11.9,2.9,-0.78,0.0869,0.02,11.52]
["January",28,"9AM to 10AM",9,"January 28, 2019 9:00","2019-01-28T09:00:00",-2.9,-3.8,-9.9,3.3,-0.21,0.0865,0.02,11.57]
["January",28,"10AM to 11AM",10,"January 28, 2019 10:00","2019-01-28T10:00:00",{"v":-2,"d":"-2.0"},{"v":-3,"d":"-3.0"},{"v":-9,"d":"-9.0"},3.4,0.03,0.0863,0.02,11.59]
["January",28,"11AM to 12PM",11,"January 28, 2019 11:00","2019-01-28T11:00:00",-0.9,-1.9,{"v":-8,"d":"-8.0"},3.6,0.32,0.0861,0.02,11.62]
["January",28,"12PM to 1PM",12,"January 28, 2019 12:00","2019-01-28T12:00:00",1.9,0.6,-7.1,3.8,1.04,0.0855,0.03,{"v":11.7,"d":"11.70"}]
["January",28,"1PM to 2PM",13,"January 28, 2019 13:00","2019-01-28T13:00:00",3.9,2.6,{"v":-4,"d":"-4.0"},4.5,1.62,0.0852,0.03,11.75]
["January",28,"2PM to 3PM",14,"January 28, 2019 14:00","2019-01-28T14:00:00",{"v":5,"d":"5.0"},3.7,{"v":-2,"d":"-2.0"},{"v":5,"d":"5.0"},1.96,{"v":0.085,"d":"0.0850"},0.03,11.78]
["January",28,"3PM to 4PM",15,"January 28, 2019 15:00","2019-01-28T15:00:00",6.1,4.8,-0.9,5.3,2.26,0.0848,0.04,{"v":11.8,"d":"11.80"}]
["January",28,"4PM to 5PM",16,"January 28, 2019 16:00","2019-01-28T16:00:00",6.1,5.3,1.9,6.1,2.39,0.0848,0.04,11.81]
["January",28,"5PM to 6PM",17,"January 28, 2019 17:00","2019-01-28T17:00:00",6.1,5.5,{"v":3,"d":"3.0"},6.5,2.44,0.0848,0.04,11.81]
["January",28,"6PM to 7PM",18,"January 28, 2019 18:00","2019-01-28T18:00:00",{"v":7,"d":"7.0"},6.3,3.9,6.8,2.71,0.0846,0.05,11.83]
["January",28,"7PM to 8PM",19,"January 28, 2019 19:00","2019-01-28T19:00:00",{"v":7,"d":"7.0"},6.3,3.9,6.8,2.71,0.0846,0.05,11.83]
["January",28,"8PM to 9PM",20,"January 28, 2019 20:00","2019-01-28T20:00:00",8.1,7.4,{"v":5,"d":"5.0"},7.2,3.03,0.0844,0.05,11.86]
["January",28,"9PM to 10PM",21,"January 28, 2019 21:00","2019-01-28T21:00:00",{"v":9,"d":"9.0"},8.7,8.1,8.4,3.43,0.0842,0.06,11.89]
["January",28,"10PM to 11PM",22,"January 28, 2019 22:00","2019-01-28T22:00:00",{"v":10,"d":"10.0"},9.6,8.1,8.4,3.69,{"v":0.084,"d":"0.0840"},0.06,11.91]
["January",28,"11PM to 12AM",23,"January 28, 2019 23:00","2019-01-28T23:00:00",10.9,{"v":10,"d":"10.0"},{"v":7,"d":"7.0"},7.9,3.84,0.0839,0.05,11.93]
["January",29,"12AM to 1AM",0,"January 29, 2019 0:00","2019-01-29",10.9,10.4,{"v":9,"d":"9.0"},8.8,3.96,0.0839,0.06,11.94]
["January",29,"1AM to 2AM",1,"January 29, 2019 1:00","2019-01-29T01:00:00",{"v":12,"d":"12.0"},11.5,{"v":10,"d":"10.0"},9.3,{"v":4.3,"d":"4.30"},0.0837,0.06,11.97]
["January",29,"2AM to 3AM",2,"January 29, 2019 2:00","2019-01-29T02:00:00",{"v":12,"d":"12.0"},11.7,10.9,9.7,4.36,0.0837,0.07,11.97]
["January",29,"3AM to 4AM",3,"January 29, 2019 3:00","2019-01-29T03:00:00",12.9,11.9,{"v":9,"d":"9.0"},8.8,4.44,0.0835,0.06,11.99]
["January",29,"4AM to 5AM",4,"January 29, 2019 4:00","2019-01-29T04:00:00",12.9,12.4,10.9,9.7,4.58,0.0835,0.07,11.99]
["January",29,"5AM to 6AM",5,"January 29, 2019 5:00","2019-01-29T05:00:00",{"v":12,"d":"12.0"},11.5,{"v":10,"d":"10.0"},9.3,{"v":4.3,"d":"4.30"},0.0837,0.06,11.97]
["January",29,"6AM to 7AM",6,"January 29, 2019 6:00","2019-01-29T06:00:00",12.9,12.4,10.9,9.7,4.58,0.0835,0.07,11.99]
["January",29,"7AM to 8AM",7,"January 29, 2019 7:00","2019-01-29T07:00:00",{"v":14,"d":"14.0"},13.5,{"v":12,"d":"12.0"},10.2,4.92,0.0833,0.07,12.02]
["January",29,"8AM to 9AM",8,"January 29, 2019 8:00","2019-01-29T08:00:00",12.9,12.4,10.9,9.7,4.58,0.0835,0.07,11.99]
["January",29,"9AM to 10AM",9,"January 29, 2019 9:00","2019-01-29T09:00:00",{"v":12,"d":"12.0"},11.7,10.9,9.7,4.36,0.0837,0.07,11.97]
["January",29,"10AM to 11AM",10,"January 29, 2019 10:00","2019-01-29T10:00:00",{"v":12,"d":"12.0"},11.5,{"v":10,"d":"10.0"},9.3,{"v":4.3,"d":"4.30"},0.0837,0.06,11.97]
["January",29,"11AM to 12PM",11,"January 29, 2019 11:00","2019-01-29T11:00:00",{"v":12,"d":"12.0"},11.5,{"v":10,"d":"10.0"},9.3,{"v":4.3,"d":"4.30"},0.0837,0.06,11.97]
["January",29,"12PM to 1PM",12,"January 29, 2019 12:00","2019-01-29T12:00:00",{"v":9,"d":"9.0"},8.5,{"v":7,"d":"7.0"},7.9,3.36,0.0842,0.05,11.88]
["January",29,"1PM to 2PM",13,"January 29, 2019 13:00","2019-01-29T13:00:00",{"v":10,"d":"10.0"},9.3,{"v":7,"d":"7.0"},7.9,3.62,{"v":0.084,"d":"0.0840"},0.05,11.91]
["January",29,"2PM to 3PM",14,"January 29, 2019 14:00","2019-01-29T14:00:00",{"v":12,"d":"12.0"},11.2,{"v":9,"d":"9.0"},8.8,4.22,0.0837,0.06,11.96]
["January",29,"3PM to 4PM",15,"January 29, 2019 15:00","2019-01-29T15:00:00",15.1,14.2,{"v":12,"d":"12.0"},10.2,5.18,0.0831,0.07,12.05]
["January",29,"4PM to 5PM",16,"January 29, 2019 16:00","2019-01-29T16:00:00",{"v":16,"d":"16.0"},14.9,{"v":12,"d":"12.0"},10.2,{"v":5.4,"d":"5.40"},{"v":0.083,"d":"0.0830"},0.07,12.07]
["January",29,"5PM to 6PM",17,"January 29, 2019 17:00","2019-01-29T17:00:00",17.1,16.1,{"v":14,"d":"14.0"},11.3,5.82,0.0828,0.08,{"v":12.1,"d":"12.10"}]
["January",29,"6PM to 7PM",18,"January 29, 2019 18:00","2019-01-29T18:00:00",19.9,18.7,{"v":16,"d":"16.0"},12.5,6.69,0.0823,0.08,12.18]
["January",29,"7PM to 8PM",19,"January 29, 2019 19:00","2019-01-29T19:00:00",21.9,20.6,{"v":18,"d":"18.0"},13.7,7.36,0.0819,0.09,12.23]
["January",29,"8PM to 9PM",20,"January 29, 2019 20:00","2019-01-29T20:00:00",24.1,{"v":23,"d":"23.0"},{"v":21,"d":"21.0"},15.9,8.21,0.0815,0.11,12.29]
["January",29,"9PM to 10PM",21,"January 29, 2019 21:00","2019-01-29T21:00:00",{"v":28,"d":"28.0"},27.2,26.1,20.2,9.83,0.0809,0.14,{"v":12.4,"d":"12.40"}]
["January",29,"10PM to 11PM",22,"January 29, 2019 22:00","2019-01-29T22:00:00",28.9,27.7,26.1,20.2,10.05,0.0807,0.14,12.43]
["January",29,"11PM to 12AM",23,"January 29, 2019 23:00","2019-01-29T23:00:00",33.1,30.4,{"v":27,"d":"27.0"},21.1,11.18,{"v":0.08,"d":"0.0800"},0.14,12.53]
["January",30,"12AM to 1AM",0,"January 30, 2019 0:00","2019-01-30",35.1,32.1,{"v":28,"d":"28.0"},22.2,11.83,0.0797,0.15,12.59]
["January",30,"1AM to 2AM",1,"January 30, 2019 1:00","2019-01-30T01:00:00",{"v":34,"d":"34.0"},32.3,{"v":30,"d":"30.0"},24.3,11.89,0.0799,0.16,12.57]
["January",30,"2AM to 3AM",2,"January 30, 2019 2:00","2019-01-30T02:00:00",{"v":34,"d":"34.0"},31.7,28.9,23.1,11.71,0.0799,0.16,12.56]
["January",30,"3AM to 4AM",3,"January 30, 2019 3:00","2019-01-30T03:00:00",35.1,33.8,{"v":32,"d":"32.0"},26.7,12.51,0.0797,0.18,{"v":12.6,"d":"12.60"}]
["January",30,"4AM to 5AM",4,"January 30, 2019 4:00","2019-01-30T04:00:00",35.1,33.3,30.9,25.4,12.31,0.0797,0.17,{"v":12.6,"d":"12.60"}]
["January",30,"5AM to 6AM",5,"January 30, 2019 5:00","2019-01-30T05:00:00",{"v":34,"d":"34.0"},32.3,{"v":30,"d":"30.0"},24.3,11.89,0.0799,0.16,12.57]
["January",30,"6AM to 7AM",6,"January 30, 2019 6:00","2019-01-30T06:00:00",{"v":32,"d":"32.0"},30.6,28.9,23.1,11.23,0.0802,0.16,12.51]
["January",30,"7AM to 8AM",7,"January 30, 2019 7:00","2019-01-30T07:00:00",{"v":32,"d":"32.0"},30.6,28.9,23.1,11.23,0.0802,0.16,12.51]
["January",30,"8AM to 9AM",8,"January 30, 2019 8:00","2019-01-30T08:00:00",{"v":32,"d":"32.0"},30.6,28.9,23.1,11.23,0.0802,0.16,12.51]
["January",30,"9AM to 10AM",9,{"$f":"A713&\" \"&B713&\", \"&$D$5&\" \"&D713&\":00\"","v":"January 30, 2019 9:00"},{"$f":"DATEVALUE(E713)+TIMEVALUE(E713)","v":"2019-01-30T09:00:00"},{"v":30,"d":"30.0"},28.7,{"v":27,"d":"27.0"},21.1,10.44,0.0805,0.14,12.46]
["January",30,"10AM to 11AM",{"$f":"IF(D713+1>23,0,D713+1)","v":10},"January 30, 2019 10:00","2019-01-30T10:00:00",28.9,28.1,{"v":27,"d":"27.0"},21.1,10.18,0.0807,0.14,12.43]
["January",30,"11AM to 12PM",11,"January 30, 2019 11:00","2019-01-30T11:00:00",{"v":30,"d":"30.0"},28.7,{"v":27,"d":"27.0"},21.1,10.44,0.0805,0.14,12.46]
["January",30,"12PM to 1PM",12,"January 30, 2019 12:00","2019-01-30T12:00:00",{"v":30,"d":"30.0"},29.2,{"v":28,"d":"28.0"},22.2,10.61,0.0805,0.15,12.46]
["January",30,"1PM to 2PM",13,"January 30, 2019 13:00","2019-01-30T13:00:00",{"v":32,"d":"32.0"},30.6,28.9,23.1,11.23,0.0802,0.16,12.51]
["January",30,"2PM to 3PM",14,"January 30, 2019 14:00","2019-01-30T14:00:00",{"v":32,"d":"32.0"},30.6,28.9,23.1,11.23,0.0802,0.16,12.51]
["January",30,"3PM to 4PM",15,"January 30, 2019 15:00","2019-01-30T15:00:00",30.9,29.7,{"v":28,"d":"28.0"},22.2,10.83,0.0804,0.15,12.48]
["January",30,"4PM to 5PM",16,"January 30, 2019 16:00","2019-01-30T16:00:00",30.9,29.7,{"v":28,"d":"28.0"},22.2,10.83,0.0804,0.15,12.48]
["January",30,"5PM to 6PM",17,"January 30, 2019 17:00","2019-01-30T17:00:00",{"v":30,"d":"30.0"},29.2,{"v":28,"d":"28.0"},22.2,10.61,0.0805,0.15,12.46]
["January",30,"6PM to 7PM",18,"January 30, 2019 18:00","2019-01-30T18:00:00",{"v":30,"d":"30.0"},29.2,{"v":28,"d":"28.0"},22.2,10.61,0.0805,0.15,12.46]
["January",30,"7PM to 8PM",19,"January 30, 2019 19:00","2019-01-30T19:00:00",30.9,29.7,{"v":28,"d":"28.0"},22.2,10.83,0.0804,0.15,12.48]
["January",30,"8PM to 9PM",20,"January 30, 2019 20:00","2019-01-30T20:00:00",{"v":30,"d":"30.0"},29.5,28.9,23.1,10.75,0.0805,0.16,12.46]
["January",30,"9PM to 10PM",21,"January 30, 2019 21:00","2019-01-30T21:00:00",{"v":30,"d":"30.0"},{"v":30,"d":"30.0"},{"v":30,"d":"30.0"},24.3,10.94,0.0805,0.16,12.47]
["January",30,"10PM to 11PM",22,"January 30, 2019 22:00","2019-01-30T22:00:00",{"v":30,"d":"30.0"},29.5,28.9,23.1,10.75,0.0805,0.16,12.46]
["January",30,"11PM to 12AM",23,"January 30, 2019 23:00","2019-01-30T23:00:00",{"v":30,"d":"30.0"},29.5,28.9,23.1,10.75,0.0805,0.16,12.46]
["January",31,"12AM to 1AM",0,"January 31, 2019 0:00","2019-01-31",28.9,28.6,{"v":28,"d":"28.0"},22.2,10.35,0.0807,0.15,12.43]
["January",31,"1AM to 2AM",1,"January 31, 2019 1:00","2019-01-31T01:00:00",28.9,28.6,{"v":28,"d":"28.0"},22.2,10.35,0.0807,0.15,12.43]
["January",31,"2AM to 3AM",2,"January 31, 2019 2:00","2019-01-31T02:00:00",{"v":28,"d":"28.0"},27.2,26.1,20.2,9.83,0.0809,0.14,{"v":12.4,"d":"12.40"}]
["January",31,"3AM to 4AM",3,"January 31, 2019 3:00","2019-01-31T03:00:00",{"v":27,"d":"27.0"},26.6,26.1,20.2,9.57,{"v":0.081,"d":"0.0810"},0.14,12.38]
["January",31,"4AM to 5AM",4,"January 31, 2019 4:00","2019-01-31T04:00:00",26.1,25.6,{"v":25,"d":"25.0"},19.2,{"v":9.2,"d":"9.20"},0.0812,0.13,12.35]
["January",31,"5AM to 6AM",5,"January 31, 2019 5:00","2019-01-31T05:00:00",{"v":21,"d":"21.0"},20.6,19.9,15.1,7.35,0.0821,{"v":0.1,"d":"0.10"},12.21]
["January",31,"6AM to 7AM",6,"January 31, 2019 6:00","2019-01-31T06:00:00",19.9,19.9,19.9,15.1,7.09,0.0823,{"v":0.1,"d":"0.10"},12.18]
["January",31,"7AM to 8AM",7,"January 31, 2019 7:00","2019-01-31T07:00:00",{"v":19,"d":"19.0"},18.1,{"v":16,"d":"16.0"},12.5,6.47,0.0824,0.08,12.15]
["January",31,"8AM to 9AM",8,"January 31, 2019 8:00","2019-01-31T08:00:00",{"v":19,"d":"19.0"},18.7,{"v":18,"d":"18.0"},13.7,6.67,0.0824,0.09,12.16]
["January",31,"9AM to 10AM",9,"January 31, 2019 9:00","2019-01-31T09:00:00",{"v":18,"d":"18.0"},17.3,{"v":16,"d":"16.0"},12.5,6.21,0.0826,0.08,12.13]
["January",31,"10AM to 11AM",10,"January 31, 2019 10:00","2019-01-31T10:00:00",15.1,14.5,12.9,10.7,5.25,0.0831,0.07,12.05]
["January",31,"11AM to 12PM",11,"January 31, 2019 11:00","2019-01-31T11:00:00",{"v":9,"d":"9.0"},8.5,{"v":7,"d":"7.0"},7.9,3.36,0.0842,0.05,11.88]
["January",31,"12PM to 1PM",12,"January 31, 2019 12:00","2019-01-31T12:00:00",12.9,12.7,{"v":12,"d":"12.0"},10.2,4.66,0.0835,0.07,11.99]
["January",31,"1PM to 2PM",13,"January 31, 2019 13:00","2019-01-31T13:00:00",12.9,12.7,{"v":12,"d":"12.0"},10.2,4.66,0.0835,0.07,11.99]
["January",31,"2PM to 3PM",14,"January 31, 2019 14:00","2019-01-31T14:00:00",{"v":12,"d":"12.0"},11.5,{"v":10,"d":"10.0"},9.3,{"v":4.3,"d":"4.30"},0.0837,0.06,11.97]
["January",31,"3PM to 4PM",15,"January 31, 2019 15:00","2019-01-31T15:00:00",10.9,10.4,{"v":9,"d":"9.0"},8.8,3.96,0.0839,0.06,11.94]
["January",31,"4PM to 5PM",16,"January 31, 2019 16:00","2019-01-31T16:00:00",{"v":10,"d":"10.0"},9.6,8.1,8.4,3.69,{"v":0.084,"d":"0.0840"},0.06,11.91]
["January",31,"5PM to 6PM",17,"January 31, 2019 17:00","2019-01-31T17:00:00",8.1,7.2,3.9,6.8,2.97,0.0844,0.05,11.86]
["January",31,"6PM to 7PM",18,"January 31, 2019 18:00","2019-01-31T18:00:00",{"v":9,"d":"9.0"},8.3,6.1,7.6,{"v":3.3,"d":"3.30"},0.0842,0.05,11.88]
["January",31,"7PM to 8PM",19,"January 31, 2019 19:00","2019-01-31T19:00:00",{"v":9,"d":"9.0"},8.3,6.1,7.6,{"v":3.3,"d":"3.30"},0.0842,0.05,11.88]
["January",31,"8PM to 9PM",20,"January 31, 2019 20:00","2019-01-31T20:00:00",{"v":7,"d":"7.0"},6.5,{"v":5,"d":"5.0"},7.2,2.77,0.0846,0.05,11.83]
["January",31,"9PM to 10PM",21,"January 31, 2019 21:00","2019-01-31T21:00:00",5.2,4.5,1.8,6.1,2.17,0.0849,0.04,11.78]
["January",31,"10PM to 11PM",22,"January 31, 2019 22:00","2019-01-31T22:00:00",{"v":3,"d":"3.0"},2.2,-1.7,5.1,{"v":1.5,"d":"1.50"},0.0853,0.03,11.73]
["January",31,"11PM to 12AM",23,"January 31, 2019 23:00","2019-01-31T23:00:00",{"v":1,"d":"1.0"},0.1,-5.1,4.2,0.89,0.0857,0.03,11.67]
["February",1,"12AM to 1AM",0,"February 1, 2019 0:00","2019-02-01",-1.1,-2.1,-8.3,3.6,0.27,0.0861,0.02,11.62]
["February",1,"1AM to 2AM",1,"February 1, 2019 1:00","2019-02-01T01:00:00",-3.1,-4.2,-11.7,2.9,{"v":-0.3,"d":"-0.30"},0.0865,0.02,11.57]
["February",1,"2AM to 3AM",2,"February 1, 2019 2:00","2019-02-01T02:00:00",-5.3,-6.4,-15.2,2.4,-0.89,0.0869,0.02,11.51]
["February",1,"3AM to 4AM",3,"February 1, 2019 3:00","2019-02-01T03:00:00",-7.4,-8.5,-18.8,{"v":2,"d":"2.0"},-1.48,0.0873,0.01,11.45]
["February",1,"4AM to 5AM",4,"February 1, 2019 4:00","2019-02-01T04:00:00",-7.6,-8.7,-19.3,1.9,-1.53,0.0874,0.01,11.45]
["February",1,"5AM to 6AM",5,"February 1, 2019 5:00","2019-02-01T05:00:00",{"v":-8,"d":"-8.0"},-9.2,-20.9,1.8,-1.64,0.0874,0.01,11.44]
["February",1,"6AM to 7AM",6,"February 1, 2019 6:00","2019-02-01T06:00:00",-8.7,-9.7,-19.8,1.9,{"v":-1.8,"d":"-1.80"},0.0876,0.01,11.42]
["February",1,"7AM to 8AM",7,"February 1, 2019 7:00","2019-02-01T07:00:00",-9.2,-10.2,-20.6,1.8,-1.94,0.0877,0.01,11.41]
["February",1,"8AM to 9AM",8,"February 1, 2019 8:00","2019-02-01T08:00:00",-9.9,{"v":-11,"d":"-11.0"},{"v":-22,"d":"-22.0"},1.6,-2.14,0.0878,0.01,11.39]
["February",1,"9AM to 10AM",9,"February 1, 2019 9:00","2019-02-01T09:00:00",-10.3,-11.3,{"v":-22,"d":"-22.0"},1.6,-2.22,0.0879,0.01,11.38]
["February",1,"10AM to 11AM",10,"February 1, 2019 10:00","2019-02-01T10:00:00",-10.7,-11.7,-23.1,1.5,-2.32,{"v":0.088,"d":"0.0880"},0.01,11.37]
["February",1,"11AM to 12PM",11,"February 1, 2019 11:00","2019-02-01T11:00:00",{"v":-11,"d":"-11.0"},-12.1,{"v":-24,"d":"-24.0"},1.5,-2.42,{"v":0.088,"d":"0.0880"},0.01,11.36]
["February",1,"12PM to 1PM",12,"February 1, 2019 12:00","2019-02-01T12:00:00",-9.4,-10.5,-21.8,1.7,{"v":-2,"d":"-2.00"},0.0877,0.01,{"v":11.4,"d":"11.40"}]
["February",1,"1PM to 2PM",13,"February 1, 2019 13:00","2019-02-01T13:00:00",-7.6,-8.8,-20.4,1.8,-1.55,0.0874,0.01,11.45]
["February",1,"2PM to 3PM",14,"February 1, 2019 14:00","2019-02-01T14:00:00",{"v":-6,"d":"-6.0"},-7.4,{"v":-20,"d":"-20.0"},1.8,-1.16,0.0871,0.01,11.49]
["February",1,"3PM to 4PM",15,"February 1, 2019 15:00","2019-02-01T15:00:00",-7.1,-8.1,-17.9,2.1,-1.38,0.0873,0.01,11.46]
["February",1,"4PM to 5PM",16,"February 1, 2019 16:00","2019-02-01T16:00:00",{"v":-8,"d":"-8.0"},-8.9,-17.3,2.2,-1.58,0.0874,0.01,11.44]
["February",1,"5PM to 6PM",17,"February 1, 2019 17:00","2019-02-01T17:00:00",{"v":-9,"d":"-9.0"},-9.9,{"v":-18,"d":"-18.0"},2.1,-1.86,0.0876,0.01,11.41]
["February",1,"6PM to 7PM",18,"February 1, 2019 18:00","2019-02-01T18:00:00",{"v":-9,"d":"-9.0"},-9.8,-16.2,2.3,-1.82,0.0876,0.02,11.41]
["February",1,"7PM to 8PM",19,"February 1, 2019 19:00","2019-02-01T19:00:00",{"v":-9,"d":"-9.0"},-9.7,-16.1,2.3,-1.82,0.0876,0.02,11.41]
["February",1,"8PM to 9PM",20,"February 1, 2019 20:00","2019-02-01T20:00:00",{"v":-9,"d":"-9.0"},-9.8,{"v":-17,"d":"-17.0"},2.2,-1.84,0.0876,0.01,11.41]
["February",1,"9PM to 10PM",21,"February 1, 2019 21:00","2019-02-01T21:00:00",-9.8,-10.4,-16.4,2.3,{"v":-2,"d":"-2.00"},0.0878,0.02,{"v":11.4,"d":"11.40"}]
["February",1,"10PM to 11PM",22,"February 1, 2019 22:00","2019-02-01T22:00:00",-10.3,{"v":-11,"d":"-11.0"},-17.7,2.1,-2.15,0.0879,0.01,11.38]
["February",1,"11PM to 12AM",23,"February 1, 2019 23:00","2019-02-01T23:00:00",{"v":-11,"d":"-11.0"},-11.8,{"v":-20,"d":"-20.0"},1.8,-2.37,{"v":0.088,"d":"0.0880"},0.01,11.36]
["February",2,"12AM to 1AM",0,"February 2, 2019 0:00","2019-02-02",-11.7,-12.5,-20.9,1.8,-2.55,0.0882,0.01,11.34]
["February",2,"1AM to 2AM",1,{"$f":"A777&\" \"&B777&\", \"&$D$5&\" \"&D777&\":00\"","v":"February 2, 2019 1:00"},{"$f":"DATEVALUE(E777)+TIMEVALUE(E777)","v":"2019-02-02T01:00:00"},-12.3,-13.2,-23.4,1.5,-2.72,0.0883,0.01,11.33]
["February",2,"2AM to 3AM",{"$f":"IF(D777+1>23,0,D777+1)","v":2},"February 2, 2019 2:00","2019-02-02T02:00:00",{"v":-13,"d":"-13.0"},{"v":-14,"d":"-14.0"},{"v":-27,"d":"-27.0"},1.2,-2.93,0.0884,0.01,11.31]
["February",2,"3AM to 4AM",3,"February 2, 2019 3:00","2019-02-02T03:00:00",-13.4,-14.2,-25.6,1.3,{"v":-3,"d":"-3.00"},0.0885,0.01,{"v":11.3,"d":"11.30"}]
["February",2,"4AM to 5AM",4,"February 2, 2019 4:00","2019-02-02T04:00:00",-13.7,-14.6,-25.8,1.3,-3.09,0.0886,0.01,11.29]
["February",2,"5AM to 6AM",5,"February 2, 2019 5:00","2019-02-02T05:00:00",-14.1,{"v":-15,"d":"-15.0"},{"v":-27,"d":"-27.0"},1.2,-3.19,0.0886,0.01,11.28]
["February",2,"6AM to 7AM",6,"February 2, 2019 6:00","2019-02-02T06:00:00",-14.8,-15.6,-26.5,1.3,-3.36,0.0888,0.01,11.26]
["February",2,"7AM to 8AM",7,"February 2, 2019 7:00","2019-02-02T07:00:00",-15.3,-16.2,-27.8,1.2,{"v":-3.5,"d":"-3.50"},0.0889,0.01,11.25]
["February",2,"8AM to 9AM",8,"February 2, 2019 8:00","2019-02-02T08:00:00",-16.1,-16.9,-29.9,{"v":1,"d":"1.0"},{"v":-3.7,"d":"-3.70"},{"v":0.089,"d":"0.0890"},0.01,11.23]
["February",2,"9AM to 10AM",9,"February 2, 2019 9:00","2019-02-02T09:00:00",-14.1,-14.9,{"v":-26,"d":"-26.0"},1.3,-3.18,0.0886,0.01,11.28]
["February",2,"10AM to 11AM",10,"February 2, 2019 10:00","2019-02-02T10:00:00",-11.9,-12.8,-23.1,1.5,-2.63,0.0882,0.01,11.34]
["February",2,"11AM to 12PM",11,"February 2, 2019 11:00","2019-02-02T11:00:00",-9.9,-10.8,{"v":-20,"d":"-20.0"},1.8,-2.11,0.0878,0.01,11.39]
["February",2,"12PM to 1PM",12,"February 2, 2019 12:00","2019-02-02T12:00:00",{"v":-9,"d":"-9.0"},-9.9,-18.6,{"v":2,"d":"2.0"},-1.87,0.0876,0.01,11.41]
["February",2,"1PM to 2PM",13,"February 2, 2019 13:00","2019-02-02T13:00:00",{"v":-8,"d":"-8.0"},-8.9,-17.9,2.1,-1.59,0.0874,0.01,11.44]
["February",2,"2PM to 3PM",14,"February 2, 2019 14:00","2019-02-02T14:00:00",-7.1,-8.2,{"v":-18,"d":"-18.0"},2.1,-1.38,0.0873,0.01,11.46]
["February",2,"3PM to 4PM",15,"February 2, 2019 15:00","2019-02-02T15:00:00",-6.7,-7.6,-15.5,2.4,-1.25,0.0872,0.02,11.47]
["February",2,"4PM to 5PM",16,"February 2, 2019 16:00","2019-02-02T16:00:00",-6.3,-7.3,-14.6,2.5,-1.14,0.0871,0.02,11.48]
["February",2,"5PM to 6PM",17,"February 2, 2019 17:00","2019-02-02T17:00:00",{"v":-6,"d":"-6.0"},{"v":-7,"d":"-7.0"},{"v":-15,"d":"-15.0"},2.5,-1.06,0.0871,0.02,11.49]
["February",2,"6PM to 7PM",18,"February 2, 2019 18:00","2019-02-02T18:00:00",-5.6,-6.6,-14.4,2.5,-0.97,{"v":0.087,"d":"0.0870"},0.02,{"v":11.5,"d":"11.50"}]
["February",2,"7PM to 8PM",19,"February 2, 2019 19:00","2019-02-02T19:00:00",-5.4,-6.6,-15.7,2.4,-0.95,0.0869,0.02,{"v":11.5,"d":"11.50"}]
["February",2,"8PM to 9PM",20,"February 2, 2019 20:00","2019-02-02T20:00:00",-5.1,-6.4,{"v":-18,"d":"-18.0"},2.1,-0.91,0.0869,0.01,11.51]
["February",2,"9PM to 10PM",21,"February 2, 2019 21:00","2019-02-02T21:00:00",-5.4,-6.7,-17.3,2.2,-0.98,{"v":0.087,"d":"0.0870"},0.01,{"v":11.5,"d":"11.50"}]
["February",2,"10PM to 11PM",22,"February 2, 2019 22:00","2019-02-02T22:00:00",-5.6,-6.9,-18.6,{"v":2,"d":"2.0"},-1.04,{"v":0.087,"d":"0.0870"},0.01,{"v":11.5,"d":"11.50"}]
["February",2,"11PM to 12AM",23,"February 2, 2019 23:00","2019-02-02T23:00:00",{"v":-6,"d":"-6.0"},-7.4,-20.9,1.8,-1.17,0.0871,0.01,11.49]
["February",3,"12AM to 1AM",0,"February 3, 2019 0:00","2019-02-03",-4.7,{"v":-6,"d":"-6.0"},-16.4,2.3,-0.79,0.0868,0.02,11.52]
["February",3,"1AM to 2AM",1,"February 3, 2019 1:00","2019-02-03T01:00:00",-3.3,-4.5,-13.7,2.6,-0.39,0.0865,0.02,11.56]
["February",3,"2AM to 3AM",2,"February 3, 2019 2:00","2019-02-03T02:00:00",{"v":-2,"d":"-2.0"},-3.3,-11.9,2.9,-0.04,0.0863,0.02,11.59]
["February",3,"3AM to 4AM",3,"February 3, 2019 3:00","2019-02-03T03:00:00",-1.3,-2.3,-8.9,3.4,0.21,0.0862,0.02,11.61]
["February",3,"4AM to 5AM",4,"February 3, 2019 4:00","2019-02-03T04:00:00",-0.8,-1.7,-7.4,3.7,0.38,0.0861,0.03,11.63]
["February",3,"5AM to 6AM",5,"February 3, 2019 5:00","2019-02-03T05:00:00",{"v":0,"d":"0.0"},-1.1,-7.1,3.8,0.57,0.0859,0.03,11.65]
["February",3,"6AM to 7AM",6,"February 3, 2019 6:00","2019-02-03T06:00:00",{"v":0,"d":"0.0"},-0.9,-5.6,4.1,0.61,0.0859,0.03,11.65]
["February",3,"7AM to 8AM",7,"February 3, 2019 7:00","2019-02-03T07:00:00",{"v":0,"d":"0.0"},-0.9,{"v":-6,"d":"-6.0"},{"v":4,"d":"4.0"},{"v":0.6,"d":"0.60"},0.0859,0.03,11.65]
["February",3,"8AM to 9AM",8,"February 3, 2019 8:00","2019-02-03T08:00:00",{"v":0,"d":"0.0"},-1.1,-7.1,3.8,0.57,0.0859,0.03,11.65]
["February",3,"9AM to 10AM",9,"February 3, 2019 9:00","2019-02-03T09:00:00",{"v":0,"d":"0.0"},{"v":-1,"d":"-1.0"},-6.7,3.9,0.58,0.0859,0.03,11.65]
["February",3,"10AM to 11AM",10,"February 3, 2019 10:00","2019-02-03T10:00:00",{"v":0,"d":"0.0"},-1.1,-7.4,3.7,0.56,0.0859,0.03,11.65]
["February",3,"11AM to 12PM",11,"February 3, 2019 11:00","2019-02-03T11:00:00",{"v":0,"d":"0.0"},-1.2,{"v":-8,"d":"-8.0"},3.6,0.54,0.0859,0.02,11.64]
["February",3,"12PM to 1PM",12,"February 3, 2019 12:00","2019-02-03T12:00:00",0.7,-0.3,-5.8,4.1,0.78,0.0858,0.03,11.66]
["February",3,"1PM to 2PM",13,"February 3, 2019 13:00","2019-02-03T13:00:00",1.2,0.3,-4.4,4.4,0.96,0.0857,0.03,11.68]
["February",3,"2PM to 3PM",14,"February 3, 2019 14:00","2019-02-03T14:00:00",1.9,{"v":1,"d":"1.0"},{"v":-4,"d":"-4.0"},4.5,1.15,0.0855,0.03,{"v":11.7,"d":"11.70"}]
["February",3,"3PM to 4PM",15,"February 3, 2019 15:00","2019-02-03T15:00:00",2.7,1.7,-2.9,4.7,1.36,0.0854,0.03,11.72]
["February",3,"4PM to 5PM",16,"February 3, 2019 16:00","2019-02-03T16:00:00",3.2,2.1,-3.3,4.7,1.48,0.0853,0.03,11.73]
["February",3,"5PM to 6PM",17,"February 3, 2019 17:00","2019-02-03T17:00:00",3.9,2.4,-5.1,4.2,1.58,0.0852,0.03,11.75]
["February",3,"6PM to 7PM",18,"February 3, 2019 18:00","2019-02-03T18:00:00",{"v":3,"d":"3.0"},1.5,-6.5,3.9,1.32,0.0853,0.03,11.72]
["February",3,"7PM to 8PM",19,"February 3, 2019 19:00","2019-02-03T19:00:00",1.9,0.2,-9.8,3.3,0.96,0.0856,0.02,11.69]
["February",3,"8PM to 9PM",20,"February 3, 2019 20:00","2019-02-03T20:00:00",{"v":1,"d":"1.0"},-0.9,-14.1,2.6,0.64,0.0857,0.02,11.67]
["February",3,"9PM to 10PM",21,"February 3, 2019 21:00","2019-02-03T21:00:00",-0.2,-1.8,-12.1,2.9,0.39,{"v":0.086,"d":"0.0860"},0.02,11.64]
["February",3,"10PM to 11PM",22,"February 3, 2019 22:00","2019-02-03T22:00:00",-1.7,{"v":-3,"d":"-3.0"},-12.1,2.9,0.04,0.0862,0.02,{"v":11.6,"d":"11.60"}]
["February",3,"11PM to 12AM",23,"February 3, 2019 23:00","2019-02-03T23:00:00",-2.9,-4.2,{"v":-13,"d":"-13.0"},2.7,-0.28,0.0865,0.02,11.57]
["February",4,"12AM to 1AM",0,"February 4, 2019 0:00","2019-02-04",{"v":-2,"d":"-2.0"},-3.1,-9.9,3.3,0.01,0.0863,0.02,11.59]
["February",4,"1AM to 2AM",1,"February 4, 2019 1:00","2019-02-04T01:00:00",-0.9,{"v":-2,"d":"-2.0"},-8.3,3.6,0.31,0.0861,0.02,11.62]
["February",4,"2AM to 3AM",2,"February 4, 2019 2:00","2019-02-04T02:00:00",{"v":0,"d":"0.0"},-1.2,{"v":-8,"d":"-8.0"},3.6,0.54,0.0859,0.02,11.64]
["February",4,"3AM to 4AM",3,"February 4, 2019 3:00","2019-02-04T03:00:00",-2.7,-3.7,-9.8,3.3,-0.16,0.0864,0.02,11.58]
["February",4,"4AM to 5AM",4,"February 4, 2019 4:00","2019-02-04T04:00:00",-5.3,-6.2,-13.4,2.7,-0.85,0.0869,0.02,11.51]
["February",4,"5AM to 6AM",5,"February 4, 2019 5:00","2019-02-04T05:00:00",{"v":-8,"d":"-8.0"},-8.9,{"v":-18,"d":"-18.0"},2.1,{"v":-1.6,"d":"-1.60"},0.0874,0.01,11.44]
["February",4,"6AM to 7AM",6,"February 4, 2019 6:00","2019-02-04T06:00:00",-7.1,-7.9,{"v":-15,"d":"-15.0"},2.5,-1.32,0.0873,0.02,11.46]
["February",4,"7AM to 8AM",7,"February 4, 2019 7:00","2019-02-04T07:00:00",{"v":-6,"d":"-6.0"},-6.8,-13.5,2.7,-1.03,0.0871,0.02,11.49]
["February",4,"8AM to 9AM",8,"February 4, 2019 8:00","2019-02-04T08:00:00",-5.1,{"v":-6,"d":"-6.0"},{"v":-13,"d":"-13.0"},2.7,{"v":-0.8,"d":"-0.80"},0.0869,0.02,11.51]
["February",4,"9AM to 10AM",9,"February 4, 2019 9:00","2019-02-04T09:00:00",-4.4,-5.2,-11.2,{"v":3,"d":"3.0"},-0.59,0.0867,0.02,11.53]
["February",4,"10AM to 11AM",10,"February 4, 2019 10:00","2019-02-04T10:00:00",-3.6,-4.5,-10.7,3.1,{"v":-0.4,"d":"-0.40"},0.0866,0.02,11.55]
["February",4,"11AM to 12PM",11,"February 4, 2019 11:00","2019-02-04T11:00:00",-2.9,-3.8,-9.9,3.3,-0.21,0.0865,0.02,11.57]
["February",4,"12PM to 1PM",12,"February 4, 2019 12:00","2019-02-04T12:00:00",-2.6,-3.1,-6.5,3.9,-0.02,0.0864,0.03,11.58]
["February",4,"1PM to 2PM",13,"February 4, 2019 13:00","2019-02-04T13:00:00",-2.4,-2.6,-3.8,4.5,0.11,0.0864,0.03,11.59]
["February",4,"2PM to 3PM",14,"February 4, 2019 14:00","2019-02-04T14:00:00",{"v":-2,"d":"-2.0"},{"v":-2,"d":"-2.0"},{"v":-2,"d":"-2.0"},{"v":5,"d":"5.0"},0.27,0.0863,0.03,{"v":11.6,"d":"11.60"}]
["February",4,"3PM to 4PM",15,"February 4, 2019 15:00","2019-02-04T15:00:00",1.9,1.9,1.8,6.1,1.39,0.0855,0.04,{"v":11.7,"d":"11.70"}]
["February",4,"4PM to 5PM",16,"February 4, 2019 16:00","2019-02-04T16:00:00",6.1,5.7,4.1,6.9,{"v":2.5,"d":"2.50"},0.0848,0.05,11.81]
["February",4,"5PM to 6PM",17,{"$f":"A841&\" \"&B841&\", \"&$D$5&\" \"&D841&\":00\"","v":"February 4, 2019 17:00"},{"$f":"DATEVALUE(E841)+TIMEVALUE(E841)","v":"2019-02-04T17:00:00"},{"v":10,"d":"10.0"},8.9,{"v":5,"d":"5.0"},7.2,{"v":3.5,"d":"3.50"},{"v":0.084,"d":"0.0840"},0.05,11.91]
["February",4,"6PM to 7PM",{"$f":"IF(D841+1>23,0,D841+1)","v":18},"February 4, 2019 18:00","2019-02-04T18:00:00",{"v":10,"d":"10.0"},9.3,6.8,7.9,3.61,{"v":0.084,"d":"0.0840"},0.05,11.91]
["February",4,"7PM to 8PM",19,"February 4, 2019 19:00","2019-02-04T19:00:00",{"v":10,"d":"10.0"},9.3,{"v":7,"d":"7.0"},7.9,3.62,{"v":0.084,"d":"0.0840"},0.05,11.91]
["February",4,"8PM to 9PM",20,"February 4, 2019 20:00","2019-02-04T20:00:00",{"v":10,"d":"10.0"},9.1,6.1,7.6,3.56,{"v":0.084,"d":"0.0840"},0.05,11.91]
["February",4,"9PM to 10PM",21,"February 4, 2019 21:00","2019-02-04T21:00:00",{"v":10,"d":"10.0"},9.4,7.3,8.1,3.64,{"v":0.084,"d":"0.0840"},0.06,11.91]
["February",4,"10PM to 11PM",22,"February 4, 2019 22:00","2019-02-04T22:00:00",{"v":10,"d":"10.0"},9.2,6.6,7.8,{"v":3.6,"d":"3.60"},{"v":0.084,"d":"0.0840"},0.05,11.91]
["February",4,"11PM to 12AM",23,"February 4, 2019 23:00","2019-02-04T23:00:00",{"v":10,"d":"10.0"},8.9,{"v":5,"d":"5.0"},7.2,{"v":3.5,"d":"3.50"},{"v":0.084,"d":"0.0840"},0.05,11.91]
["February",5,"12AM to 1AM",0,"February 5, 2019 0:00","2019-02-05",8.8,7.9,4.8,7.1,3.19,0.0843,0.05,11.88]
["February",5,"1AM to 2AM",1,"February 5, 2019 1:00","2019-02-05T01:00:00",7.3,6.4,2.8,6.4,2.74,0.0845,0.04,11.84]
["February",5,"2AM to 3AM",2,"February 5, 2019 2:00","2019-02-05T02:00:00",6.1,4.9,{"v":0,"d":"0.0"},5.5,{"v":2.3,"d":"2.30"},0.0848,0.04,11.81]
["February",5,"3AM to 4AM",3,"February 5, 2019 3:00","2019-02-05T03:00:00",7.3,6.5,3.6,6.7,2.78,0.0845,0.05,11.84]
["February",5,"4AM to 5AM",4,"February 5, 2019 4:00","2019-02-05T04:00:00",8.8,{"v":8,"d":"8.0"},5.4,7.3,3.22,0.0843,0.05,11.88]
["February",5,"5AM to 6AM",5,"February 5, 2019 5:00","2019-02-05T05:00:00",{"v":10,"d":"10.0"},9.1,6.1,7.6,3.56,{"v":0.084,"d":"0.0840"},0.05,11.91]
["February",5,"6AM to 7AM",6,"February 5, 2019 6:00","2019-02-05T06:00:00",8.8,8.1,5.9,7.5,3.25,0.0843,0.05,11.88]
["February",5,"7AM to 8AM",7,"February 5, 2019 7:00","2019-02-05T07:00:00",7.3,6.6,3.9,6.8,2.79,0.0845,0.05,11.84]
["February",5,"8AM to 9AM",8,"February 5, 2019 8:00","2019-02-05T08:00:00",6.1,5.1,{"v":1,"d":"1.0"},5.8,2.35,0.0848,0.04,11.81]
["February",5,"9AM to 10AM",9,"February 5, 2019 9:00","2019-02-05T09:00:00",5.7,4.8,{"v":1,"d":"1.0"},5.8,2.26,0.0848,0.04,{"v":11.8,"d":"11.80"}]
["February",5,"10AM to 11AM",10,"February 5, 2019 10:00","2019-02-05T10:00:00",5.4,4.3,{"v":0,"d":"0.0"},5.5,2.13,0.0849,0.04,11.79]
["February",5,"11AM to 12PM",11,"February 5, 2019 11:00","2019-02-05T11:00:00",{"v":5,"d":"5.0"},3.9,-0.9,5.3,{"v":2,"d":"2.00"},{"v":0.085,"d":"0.0850"},0.04,11.78]
["February",5,"12PM to 1PM",12,"February 5, 2019 12:00","2019-02-05T12:00:00",5.4,4.3,-0.4,5.4,2.11,0.0849,0.04,11.79]
["February",5,"1PM to 2PM",13,"February 5, 2019 13:00","2019-02-05T13:00:00",5.7,4.5,-0.8,5.3,2.18,0.0848,0.04,{"v":11.8,"d":"11.80"}]
["February",5,"2PM to 3PM",14,"February 5, 2019 14:00","2019-02-05T14:00:00",6.1,4.6,{"v":-2,"d":"-2.0"},{"v":5,"d":"5.0"},2.22,0.0848,0.03,{"v":11.8,"d":"11.80"}]
["February",5,"3PM to 4PM",15,"February 5, 2019 15:00","2019-02-05T15:00:00",{"v":5,"d":"5.0"},3.8,-1.3,5.2,1.99,{"v":0.085,"d":"0.0850"},0.04,11.78]
["February",5,"4PM to 5PM",16,"February 5, 2019 16:00","2019-02-05T16:00:00",4.1,{"v":3,"d":"3.0"},{"v":-2,"d":"-2.0"},{"v":5,"d":"5.0"},1.74,0.0851,0.03,11.75]
["February",5,"5PM to 6PM",17,"February 5, 2019 17:00","2019-02-05T17:00:00",{"v":3,"d":"3.0"},1.8,{"v":-4,"d":"-4.0"},4.5,1.41,0.0853,0.03,11.72]
["February",5,"6PM to 7PM",18,"February 5, 2019 18:00","2019-02-05T18:00:00",1.9,1.1,-2.9,4.7,1.19,0.0855,0.03,{"v":11.7,"d":"11.70"}]
["February",5,"7PM to 8PM",19,"February 5, 2019 19:00","2019-02-05T19:00:00",{"v":1,"d":"1.0"},0.3,-3.5,4.6,0.95,0.0857,0.03,11.67]
["February",5,"8PM to 9PM",20,"February 5, 2019 20:00","2019-02-05T20:00:00",{"v":0,"d":"0.0"},-0.8,-5.1,4.2,0.63,0.0859,0.03,11.65]
["February",5,"9PM to 10PM",21,"February 5, 2019 21:00","2019-02-05T21:00:00",-0.9,-1.6,-5.1,4.2,0.42,0.0861,0.03,11.62]
["February",5,"10PM to 11PM",22,"February 5, 2019 22:00","2019-02-05T22:00:00",{"v":-2,"d":"-2.0"},-2.7,-7.1,3.8,0.09,0.0863,0.03,{"v":11.6,"d":"11.60"}]
["February",5,"11PM to 12AM",23,"February 5, 2019 23:00","2019-02-05T23:00:00",-2.9,-3.8,-9.9,3.3,-0.21,0.0865,0.02,11.57]
["February",6,"12AM to 1AM",0,"February 6, 2019 0:00","2019-02-06",-2.2,-3.1,-8.9,3.4,-0.01,0.0863,0.02,11.59]
["February",6,"1AM to 2AM",1,"February 6, 2019 1:00","2019-02-06T01:00:00",-1.7,-2.7,-9.4,3.3,0.11,0.0862,0.02,{"v":11.6,"d":"11.60"}]
["February",6,"2AM to 3AM",2,"February 6, 2019 2:00","2019-02-06T02:00:00",-0.9,-2.3,{"v":-11,"d":"-11.0"},3.1,0.24,0.0861,0.02,11.62]
["February",6,"3AM to 4AM",3,"February 6, 2019 3:00","2019-02-06T03:00:00",{"v":0,"d":"0.0"},-1.3,-8.5,3.5,0.52,0.0859,0.02,11.64]
["February",6,"4AM to 5AM",4,"February 6, 2019 4:00","2019-02-06T04:00:00",{"v":1,"d":"1.0"},-0.3,-7.8,3.7,{"v":0.8,"d":"0.80"},0.0857,0.02,11.67]
["February",6,"5AM to 6AM",5,"February 6, 2019 5:00","2019-02-06T05:00:00",1.9,0.5,{"v":-8,"d":"-8.0"},3.6,1.02,0.0856,0.02,{"v":11.7,"d":"11.70"}]
["February",6,"6AM to 7AM",6,"February 6, 2019 6:00","2019-02-06T06:00:00",3.4,2.2,-3.5,4.6,1.51,0.0853,0.03,11.73]
["February",6,"7AM to 8AM",7,"February 6, 2019 7:00","2019-02-06T07:00:00",4.6,3.6,-0.8,5.3,1.92,{"v":0.085,"d":"0.0850"},0.04,11.77]
["February",6,"8AM to 9AM",8,"February 6, 2019 8:00","2019-02-06T08:00:00",6.1,5.1,{"v":1,"d":"1.0"},5.8,2.35,0.0848,0.04,11.81]
["February",6,"9AM to 10AM",9,"February 6, 2019 9:00","2019-02-06T09:00:00",7.3,6.5,3.4,6.6,2.77,0.0845,0.04,11.84]
["February",6,"10AM to 11AM",10,"February 6, 2019 10:00","2019-02-06T10:00:00",8.8,7.9,4.6,{"v":7,"d":"7.0"},3.18,0.0843,0.05,11.88]
["February",6,"11AM to 12PM",11,"February 6, 2019 11:00","2019-02-06T11:00:00",{"v":10,"d":"10.0"},9.1,6.1,7.6,3.56,{"v":0.084,"d":"0.0840"},0.05,11.91]
["February",6,"12PM to 1PM",12,"February 6, 2019 12:00","2019-02-06T12:00:00",10.8,10.2,8.6,8.6,{"v":3.9,"d":"3.90"},0.0839,0.06,11.93]
["February",6,"1PM to 2PM",13,"February 6, 2019 13:00","2019-02-06T13:00:00",11.3,{"v":11,"d":"11.0"},10.2,9.4,4.14,0.0838,0.06,11.95]
["February",6,"2PM to 3PM",14,"February 6, 2019 14:00","2019-02-06T14:00:00",{"v":12,"d":"12.0"},11.7,10.9,9.7,4.36,0.0837,0.07,11.97]
["February",6,"3PM to 4PM",15,"February 6, 2019 15:00","2019-02-06T15:00:00",{"v":12,"d":"12.0"},{"v":12,"d":"12.0"},{"v":12,"d":"12.0"},10.2,4.44,0.0837,0.07,11.97]
["February",6,"4PM to 5PM",16,"February 6, 2019 16:00","2019-02-06T16:00:00",{"v":12,"d":"12.0"},{"v":12,"d":"12.0"},{"v":12,"d":"12.0"},10.2,4.44,0.0837,0.07,11.97]
["February",6,"5PM to 6PM",17,"February 6, 2019 17:00","2019-02-06T17:00:00",{"v":12,"d":"12.0"},11.7,10.9,9.7,4.36,0.0837,0.07,11.97]
["February",6,"6PM to 7PM",18,"February 6, 2019 18:00","2019-02-06T18:00:00",11.3,11.3,11.1,9.8,{"v":4.2,"d":"4.20"},0.0838,0.07,11.95]
["February",6,"7PM to 8PM",19,"February 6, 2019 19:00","2019-02-06T19:00:00",10.8,10.4,9.5,{"v":9,"d":"9.0"},3.96,0.0839,0.06,11.93]
["February",6,"8PM to 9PM",20,"February 6, 2019 20:00","2019-02-06T20:00:00",{"v":10,"d":"10.0"},9.3,{"v":7,"d":"7.0"},7.9,3.62,{"v":0.084,"d":"0.0840"},0.05,11.91]
["February",6,"9PM to 10PM",21,"February 6, 2019 21:00","2019-02-06T21:00:00",8.4,8.1,{"v":7,"d":"7.0"},7.9,3.23,0.0843,0.05,11.87]
["February",6,"10PM to 11PM",22,"February 6, 2019 22:00","2019-02-06T22:00:00",6.6,6.3,{"v":5,"d":"5.0"},7.2,2.68,0.0847,0.05,11.82]
["February",6,"11PM to 12AM",23,"February 6, 2019 23:00","2019-02-06T23:00:00",{"v":5,"d":"5.0"},4.4,1.9,6.1,2.13,{"v":0.085,"d":"0.0850"},0.04,11.78]
["February",7,"12AM to 1AM",0,"February 7, 2019 0:00","2019-02-07",{"v":5,"d":"5.0"},4.5,2.5,6.3,2.16,{"v":0.085,"d":"0.0850"},0.04,11.78]
["February",7,"1AM to 2AM",1,"February 7, 2019 1:00","2019-02-07T01:00:00",{"v":5,"d":"5.0"},4.3,1.2,5.9,{"v":2.1,"d":"2.10"},{"v":0.085,"d":"0.0850"},0.04,11.78]
["February",7,"2AM to 3AM",2,"February 7, 2019 2:00","2019-02-07T02:00:00",{"v":5,"d":"5.0"},3.9,-0.9,5.3,{"v":2,"d":"2.00"},{"v":0.085,"d":"0.0850"},0.04,11.78]
["February",7,"3AM to 4AM",3,"February 7, 2019 3:00","2019-02-07T03:00:00",4.6,3.9,0.9,5.8,1.99,{"v":0.085,"d":"0.0850"},0.04,11.77]
["February",7,"4AM to 5AM",4,"February 7, 2019 4:00","2019-02-07T04:00:00",4.3,3.6,0.9,5.8,1.91,0.0851,0.04,11.76]
["February",7,"5AM to 6AM",5,"February 7, 2019 5:00","2019-02-07T05:00:00",3.9,3.2,{"v":0,"d":"0.0"},5.5,1.78,0.0852,0.04,11.75]
["February",7,"6AM to 7AM",6,"February 7, 2019 6:00","2019-02-07T06:00:00",3.2,2.6,-0.2,5.5,{"v":1.6,"d":"1.60"},0.0853,0.04,11.73]
["February",7,"7AM to 8AM",7,"February 7, 2019 7:00","2019-02-07T07:00:00",2.7,1.8,-2.2,4.9,1.39,0.0854,0.03,11.72]
["February",7,"8AM to 9AM",8,"February 7, 2019 8:00","2019-02-07T08:00:00",1.9,0.8,-5.1,4.2,1.11,0.0855,0.03,{"v":11.7,"d":"11.70"}]
["February",7,"9AM to 10AM",9,{"$f":"A905&\" \"&B905&\", \"&$D$5&\" \"&D905&\":00\"","v":"February 7, 2019 9:00"},{"$f":"DATEVALUE(E905)+TIMEVALUE(E905)","v":"2019-02-07T09:00:00"},1.2,0.2,-5.6,4.1,0.92,0.0857,0.03,11.68]
["February",7,"10AM to 11AM",{"$f":"IF(D905+1>23,0,D905+1)","v":10},"February 7, 2019 10:00","2019-02-07T10:00:00",0.7,-0.5,-7.4,3.7,0.73,0.0858,0.03,11.66]
["February",7,"11AM to 12PM",11,"February 7, 2019 11:00","2019-02-07T11:00:00",{"v":0,"d":"0.0"},-1.3,{"v":-9,"d":"-9.0"},3.4,0.51,0.0859,0.02,11.64]
["February",7,"12PM to 1PM",12,"February 7, 2019 12:00","2019-02-07T12:00:00",0.3,-0.9,-7.8,3.7,0.63,0.0859,0.02,11.65]
["February",7,"1PM to 2PM",13,"February 7, 2019 13:00","2019-02-07T13:00:00",0.7,-0.5,-7.4,3.7,0.73,0.0858,0.03,11.66]
["February",7,"2PM to 3PM",14,"February 7, 2019 14:00","2019-02-07T14:00:00",{"v":1,"d":"1.0"},-0.3,{"v":-8,"d":"-8.0"},3.6,{"v":0.8,"d":"0.80"},0.0857,0.02,11.67]
["February",7,"3PM to 4PM",15,"February 7, 2019 15:00","2019-02-07T15:00:00",0.7,-0.5,-6.9,3.8,0.75,0.0858,0.03,11.66]
["February",7,"4PM to 5PM",16,"February 7, 2019 16:00","2019-02-07T16:00:00",0.3,-0.8,-7.2,3.8,0.65,0.0859,0.03,11.65]
["February",7,"5PM to 6PM",17,"February 7, 2019 17:00","2019-02-07T17:00:00",{"v":0,"d":"0.0"},-1.3,{"v":-9,"d":"-9.0"},3.4,0.51,0.0859,0.02,11.64]
["February",7,"6PM to 7PM",18,"February 7, 2019 18:00","2019-02-07T18:00:00",-1.7,-2.7,-8.9,3.4,0.12,0.0862,0.02,{"v":11.6,"d":"11.60"}]
["February",7,"7PM to 8PM",19,"February 7, 2019 19:00","2019-02-07T19:00:00",-3.5,-4.4,-10.5,3.2,-0.35,0.0866,0.02,11.56]
["February",7,"8PM to 9PM",20,"February 7, 2019 20:00","2019-02-07T20:00:00",-5.1,{"v":-6,"d":"-6.0"},{"v":-13,"d":"-13.0"},2.7,{"v":-0.8,"d":"-0.80"},0.0869,0.02,11.51]
["February",7,"9PM to 10PM",21,"February 7, 2019 21:00","2019-02-07T21:00:00",-1.7,-2.5,-7.8,3.7,0.16,0.0862,0.02,{"v":11.6,"d":"11.60"}]
["February",7,"10PM to 11PM",22,"February 7, 2019 22:00","2019-02-07T22:00:00",1.6,0.6,-4.4,4.4,1.05,0.0856,0.03,11.69]
["February",7,"11PM to 12AM",23,"February 7, 2019 23:00","2019-02-07T23:00:00",{"v":5,"d":"5.0"},3.7,{"v":-2,"d":"-2.0"},{"v":5,"d":"5.0"},1.96,{"v":0.085,"d":"0.0850"},0.03,11.78]
["February",8,"12AM to 1AM",0,"February 8, 2019 0:00","2019-02-08",3.9,{"v":3,"d":"3.0"},-1.3,5.2,1.73,0.0852,0.04,11.75]
["February",8,"1AM to 2AM",1,"February 8, 2019 1:00","2019-02-08T01:00:00",{"v":3,"d":"3.0"},2.1,{"v":-2,"d":"-2.0"},{"v":5,"d":"5.0"},1.48,0.0853,0.03,11.73]
["February",8,"2AM to 3AM",2,"February 8, 2019 2:00","2019-02-08T02:00:00",1.9,{"v":1,"d":"1.0"},{"v":-4,"d":"-4.0"},4.5,1.15,0.0855,0.03,{"v":11.7,"d":"11.70"}]
["February",8,"3AM to 4AM",3,"February 8, 2019 3:00","2019-02-08T03:00:00",5.5,{"v":5,"d":"5.0"},2.8,6.4,2.31,0.0849,0.04,11.79]
["February",8,"4AM to 5AM",4,"February 8, 2019 4:00","2019-02-08T04:00:00",9.3,{"v":9,"d":"9.0"},7.9,8.3,{"v":3.5,"d":"3.50"},0.0842,0.06,11.89]
["February",8,"5AM to 6AM",5,"February 8, 2019 5:00","2019-02-08T05:00:00",12.9,12.7,{"v":12,"d":"12.0"},10.2,4.66,0.0835,0.07,11.99]
["February",8,"6AM to 7AM",6,"February 8, 2019 6:00","2019-02-08T06:00:00",{"v":16,"d":"16.0"},{"v":16,"d":"16.0"},{"v":16,"d":"16.0"},12.5,5.74,{"v":0.083,"d":"0.0830"},0.08,12.08]
["February",8,"7AM to 8AM",7,"February 8, 2019 7:00","2019-02-08T07:00:00",18.9,18.9,18.9,14.3,6.72,0.0824,{"v":0.1,"d":"0.10"},12.15]
["February",8,"8AM to 9AM",8,"February 8, 2019 8:00","2019-02-08T08:00:00",21.9,21.6,{"v":21,"d":"21.0"},15.9,7.69,0.0819,0.11,12.24]
["February",8,"9AM to 10AM",9,"February 8, 2019 9:00","2019-02-08T09:00:00",25.9,25.4,24.8,{"v":19,"d":"19.0"},9.13,0.0812,0.13,12.35]
["February",8,"10AM to 11AM",10,"February 8, 2019 10:00","2019-02-08T10:00:00",{"v":30,"d":"30.0"},28.9,27.3,21.4,{"v":10.5,"d":"10.50"},0.0805,0.15,12.46]
["February",8,"11AM to 12PM",11,"February 8, 2019 11:00","2019-02-08T11:00:00",{"v":34,"d":"34.0"},32.3,{"v":30,"d":"30.0"},24.3,11.89,0.0799,0.16,12.57]
["February",8,"12PM to 1PM",12,"February 8, 2019 12:00","2019-02-08T12:00:00",35.1,33.5,31.5,{"v":26,"d":"26.0"},12.41,0.0797,0.18,{"v":12.6,"d":"12.60"}]
["February",8,"1PM to 2PM",13,"February 8, 2019 13:00","2019-02-08T13:00:00",{"v":36,"d":"36.0"},34.4,32.2,26.8,12.76,0.0795,0.18,12.62]
["February",8,"2PM to 3PM",14,"February 8, 2019 14:00","2019-02-08T14:00:00",{"v":37,"d":"37.0"},34.9,{"v":32,"d":"32.0"},26.7,12.99,0.0793,0.18,12.65]
["February",8,"3PM to 4PM",15,"February 8, 2019 15:00","2019-02-08T15:00:00",{"v":36,"d":"36.0"},{"v":35,"d":"35.0"},33.8,28.7,13.04,0.0795,0.19,12.63]
["February",8,"4PM to 5PM",16,"February 8, 2019 16:00","2019-02-08T16:00:00",35.1,34.7,34.2,29.1,12.89,0.0796,{"v":0.2,"d":"0.20"},12.61]
["February",8,"5PM to 6PM",17,"February 8, 2019 17:00","2019-02-08T17:00:00",{"v":34,"d":"34.0"},33.6,33.1,27.8,12.44,0.0798,0.19,12.58]
["February",8,"6PM to 7PM",18,"February 8, 2019 18:00","2019-02-08T18:00:00",34.3,34.3,34.2,29.1,12.71,0.0798,{"v":0.2,"d":"0.20"},12.59]
["February",8,"7PM to 8PM",19,"February 8, 2019 19:00","2019-02-08T19:00:00",34.7,34.2,33.6,28.5,{"v":12.7,"d":"12.70"},0.0797,0.19,{"v":12.6,"d":"12.60"}]
["February",8,"8PM to 9PM",20,"February 8, 2019 20:00","2019-02-08T20:00:00",35.1,33.8,{"v":32,"d":"32.0"},26.7,12.51,0.0797,0.18,{"v":12.6,"d":"12.60"}]
["February",8,"9PM to 10PM",21,"February 8, 2019 21:00","2019-02-08T21:00:00",33.4,{"v":33,"d":"33.0"},32.4,{"v":27,"d":"27.0"},12.18,0.0799,0.18,12.56]
["February",8,"10PM to 11PM",22,"February 8, 2019 22:00","2019-02-08T22:00:00",31.6,31.2,30.7,25.1,11.46,0.0802,0.17,12.51]
["February",8,"11PM to 12AM",23,"February 8, 2019 23:00","2019-02-08T23:00:00",{"v":30,"d":"30.0"},29.2,{"v":28,"d":"28.0"},22.2,10.61,0.0805,0.15,12.46]
["February",9,"12AM to 1AM",0,"February 9, 2019 0:00","2019-02-09",{"v":32,"d":"32.0"},31.3,30.4,24.7,11.48,0.0802,0.17,12.52]
["February",9,"1AM to 2AM",1,"February 9, 2019 1:00","2019-02-09T01:00:00",{"v":34,"d":"34.0"},32.8,31.3,25.8,12.12,0.0798,0.17,12.57]
["February",9,"2AM to 3AM",2,"February 9, 2019 2:00","2019-02-09T02:00:00",{"v":36,"d":"36.0"},33.8,30.9,25.4,12.53,0.0795,0.17,12.62]
["February",9,"3AM to 4AM",3,"February 9, 2019 3:00","2019-02-09T03:00:00",36.3,34.6,32.2,26.8,12.85,0.0795,0.18,12.63]
["February",9,"4AM to 5AM",4,"February 9, 2019 4:00","2019-02-09T04:00:00",36.7,34.6,31.6,26.2,12.84,0.0794,0.18,12.64]
["February",9,"5AM to 6AM",5,"February 9, 2019 5:00","2019-02-09T05:00:00",{"v":37,"d":"37.0"},34.1,{"v":30,"d":"30.0"},24.3,12.63,0.0794,0.16,12.64]
["February",9,"6AM to 7AM",6,"February 9, 2019 6:00","2019-02-09T06:00:00",{"v":36,"d":"36.0"},34.1,31.5,{"v":26,"d":"26.0"},12.63,0.0795,0.18,12.62]
["February",9,"7AM to 8AM",7,"February 9, 2019 7:00","2019-02-09T07:00:00",35.1,33.4,31.1,25.6,12.35,0.0797,0.17,{"v":12.6,"d":"12.60"}]
["February",9,"8AM to 9AM",8,"February 9, 2019 8:00","2019-02-09T08:00:00",{"v":34,"d":"34.0"},32.3,{"v":30,"d":"30.0"},24.3,11.89,0.0799,0.16,12.57]
["February",9,"9AM to 10AM",9,"February 9, 2019 9:00","2019-02-09T09:00:00",33.3,32.5,31.5,{"v":26,"d":"26.0"},11.98,{"v":0.08,"d":"0.0800"},0.18,12.55]
["February",9,"10AM to 11AM",10,"February 9, 2019 10:00","2019-02-09T10:00:00",32.7,32.3,31.6,26.2,11.88,{"v":0.08,"d":"0.0800"},0.18,12.54]
["February",9,"11AM to 12PM",11,"February 9, 2019 11:00","2019-02-09T11:00:00",{"v":32,"d":"32.0"},{"v":32,"d":"32.0"},{"v":32,"d":"32.0"},26.7,11.77,0.0802,0.18,12.52]
["February",9,"12PM to 1PM",12,"February 9, 2019 12:00","2019-02-09T12:00:00",33.3,33.3,33.3,{"v":28,"d":"28.0"},12.29,0.0799,0.19,12.56]
["February",9,"1PM to 2PM",13,"February 9, 2019 13:00","2019-02-09T13:00:00",34.7,34.2,33.6,28.5,{"v":12.7,"d":"12.70"},0.0797,0.19,{"v":12.6,"d":"12.60"}]
["February",9,"2PM to 3PM",14,"February 9, 2019 14:00","2019-02-09T14:00:00",{"v":36,"d":"36.0"},34.7,33.1,27.8,12.91,0.0795,0.19,12.63]
["February",9,"3PM to 4PM",15,"February 9, 2019 15:00","2019-02-09T15:00:00",35.2,34.9,34.5,29.5,{"v":13,"d":"13.00"},0.0796,{"v":0.2,"d":"0.20"},12.61]
["February",9,"4PM to 5PM",16,"February 9, 2019 16:00","2019-02-09T16:00:00",34.7,34.6,34.5,29.5,12.86,0.0797,{"v":0.2,"d":"0.20"},{"v":12.6,"d":"12.60"}]
["February",9,"5PM to 6PM",17,"February 9, 2019 17:00","2019-02-09T17:00:00",{"v":34,"d":"34.0"},33.6,33.1,27.8,12.44,0.0798,0.19,12.58]
["February",9,"6PM to 7PM",18,"February 9, 2019 18:00","2019-02-09T18:00:00",{"v":34,"d":"34.0"},{"v":34,"d":"34.0"},{"v":34,"d":"34.0"},28.9,12.59,0.0798,{"v":0.2,"d":"0.20"},12.58]
["February",9,"7PM to 8PM",19,"February 9, 2019 19:00","2019-02-09T19:00:00",{"v":34,"d":"34.0"},{"v":34,"d":"34.0"},{"v":34,"d":"34.0"},28.9,12.59,0.0798,{"v":0.2,"d":"0.20"},12.58]
["February",9,"8PM to 9PM",20,"February 9, 2019 20:00","2019-02-09T20:00:00",{"v":34,"d":"34.0"},33.6,33.1,27.8,12.44,0.0798,0.19,12.58]
["February",9,"9PM to 10PM",21,"February 9, 2019 21:00","2019-02-09T21:00:00",{"v":34,"d":"34.0"},{"v":34,"d":"34.0"},{"v":34,"d":"34.0"},28.9,12.59,0.0798,{"v":0.2,"d":"0.20"},12.58]
["February",9,"10PM to 11PM",22,"February 9, 2019 22:00","2019-02-09T22:00:00",{"v":34,"d":"34.0"},33.8,33.6,28.5,12.53,0.0798,0.19,12.58]
["February",9,"11PM to 12AM",23,"February 9, 2019 23:00","2019-02-09T23:00:00",{"v":34,"d":"34.0"},33.2,{"v":32,"d":"32.0"},26.7,12.25,0.0798,0.18,12.57]
["February",10,"12AM to 1AM",0,"February 10, 2019 0:00","2019-02-10",33.6,33.5,33.4,28.2,12.41,0.0799,0.19,12.57]
["February",10,"1AM to 2AM",1,{"$f":"A969&\" \"&B969&\", \"&$D$5&\" \"&D969&\":00\"","v":"February 10, 2019 1:00"},{"$f":"DATEVALUE(E969)+TIMEVALUE(E969)","v":"2019-02-10T01:00:00"},33.4,33.4,33.3,{"v":28,"d":"28.0"},12.34,0.0799,0.19,12.56]
["February",10,"2AM to 3AM",{"$f":"IF(D969+1>23,0,D969+1)","v":2},"February 10, 2019 2:00","2019-02-10T02:00:00",33.1,32.6,{"v":32,"d":"32.0"},26.7,12.04,{"v":0.08,"d":"0.0800"},0.18,12.55]
["February",10,"3AM to 4AM",3,"February 10, 2019 3:00","2019-02-10T03:00:00",{"v":32,"d":"32.0"},{"v":32,"d":"32.0"},{"v":32,"d":"32.0"},26.7,11.77,0.0802,0.18,12.52]
["February",10,"4AM to 5AM",4,"February 10, 2019 4:00","2019-02-10T04:00:00",31.1,30.9,30.6,24.9,11.29,0.0803,0.17,12.49]
["February",10,"5AM to 6AM",5,"February 10, 2019 5:00","2019-02-10T05:00:00",{"v":30,"d":"30.0"},29.2,{"v":28,"d":"28.0"},22.2,10.61,0.0805,0.15,12.46]
["February",10,"6AM to 7AM",6,"February 10, 2019 6:00","2019-02-10T06:00:00",{"v":30,"d":"30.0"},29.9,29.8,24.1,10.91,0.0805,0.16,12.46]
["February",10,"7AM to 8AM",7,"February 10, 2019 7:00","2019-02-10T07:00:00",{"v":30,"d":"30.0"},29.9,29.8,24.1,10.91,0.0805,0.16,12.46]
["February",10,"8AM to 9AM",8,"February 10, 2019 8:00","2019-02-10T08:00:00",{"v":30,"d":"30.0"},29.5,28.9,23.1,10.75,0.0805,0.16,12.46]
["February",10,"9AM to 10AM",9,"February 10, 2019 9:00","2019-02-10T09:00:00",28.9,28.6,{"v":28,"d":"28.0"},22.2,10.35,0.0807,0.15,12.43]
["February",10,"10AM to 11AM",10,"February 10, 2019 10:00","2019-02-10T10:00:00",{"v":28,"d":"28.0"},27.1,25.9,{"v":20,"d":"20.0"},{"v":9.8,"d":"9.80"},0.0809,0.14,{"v":12.4,"d":"12.40"}]
["February",10,"11AM to 12PM",11,"February 10, 2019 11:00","2019-02-10T11:00:00",{"v":27,"d":"27.0"},25.8,24.1,18.4,9.29,{"v":0.081,"d":"0.0810"},0.12,12.37]
["February",10,"12PM to 1PM",12,"February 10, 2019 12:00","2019-02-10T12:00:00",28.2,27.4,26.2,20.4,{"v":9.9,"d":"9.90"},0.0808,0.14,12.41]
["February",10,"1PM to 2PM",13,"February 10, 2019 13:00","2019-02-10T13:00:00",29.7,28.8,27.7,21.8,10.47,0.0806,0.15,12.45]
["February",10,"2PM to 3PM",14,"February 10, 2019 14:00","2019-02-10T14:00:00",30.9,29.7,{"v":28,"d":"28.0"},22.2,10.83,0.0804,0.15,12.48]
["February",10,"3PM to 4PM",15,"February 10, 2019 15:00","2019-02-10T15:00:00",31.6,31.2,30.7,25.1,11.46,0.0802,0.17,12.51]
["February",10,"4PM to 5PM",16,"February 10, 2019 16:00","2019-02-10T16:00:00",32.4,32.2,{"v":32,"d":"32.0"},26.7,11.86,0.0801,0.18,12.53]
["February",10,"5PM to 6PM",17,"February 10, 2019 17:00","2019-02-10T17:00:00",33.1,32.6,{"v":32,"d":"32.0"},26.7,12.04,{"v":0.08,"d":"0.0800"},0.18,12.55]
["February",10,"6PM to 7PM",18,"February 10, 2019 18:00","2019-02-10T18:00:00",{"v":34,"d":"34.0"},33.9,33.8,28.7,12.56,0.0798,0.19,12.58]
["February",10,"7PM to 8PM",19,"February 10, 2019 19:00","2019-02-10T19:00:00",35.1,34.6,{"v":34,"d":"34.0"},28.9,12.85,0.0797,{"v":0.2,"d":"0.20"},12.61]
["February",10,"8PM to 9PM",20,"February 10, 2019 20:00","2019-02-10T20:00:00",{"v":36,"d":"36.0"},34.7,33.1,27.8,12.91,0.0795,0.19,12.63]
["February",10,"9PM to 10PM",21,"February 10, 2019 21:00","2019-02-10T21:00:00",{"v":37,"d":"37.0"},{"v":36,"d":"36.0"},34.7,29.7,13.46,0.0793,{"v":0.2,"d":"0.20"},12.66]
["February",10,"10PM to 11PM",22,"February 10, 2019 22:00","2019-02-10T22:00:00",37.9,36.4,34.3,29.3,13.62,0.0792,{"v":0.2,"d":"0.20"},12.68]
["February",10,"11PM to 12AM",23,"February 10, 2019 23:00","2019-02-10T23:00:00",{"v":39,"d":"39.0"},36.5,33.1,27.8,13.65,{"v":0.079,"d":"0.0790"},0.19,{"v":12.7,"d":"12.70"}]
["February",11,"12AM to 1AM",0,"February 11, 2019 0:00","2019-02-11",39.7,37.4,34.5,29.5,14.08,0.0789,{"v":0.2,"d":"0.20"},12.73]
["February",11,"1AM to 2AM",1,"February 11, 2019 1:00","2019-02-11T01:00:00",40.3,37.7,34.3,29.3,14.18,0.0788,{"v":0.2,"d":"0.20"},12.74]
["February",11,"2AM to 3AM",2,"February 11, 2019 2:00","2019-02-11T02:00:00",{"v":41,"d":"41.0"},37.5,33.1,27.8,14.13,0.0787,0.19,12.75]
["February",11,"3AM to 4AM",3,"February 11, 2019 3:00","2019-02-11T03:00:00",39.9,37.4,34.2,29.1,14.06,0.0789,{"v":0.2,"d":"0.20"},12.73]
["February",11,"4AM to 5AM",4,"February 11, 2019 4:00","2019-02-11T04:00:00",{"v":39,"d":"39.0"},36.7,33.6,28.5,13.75,{"v":0.079,"d":"0.0790"},0.19,12.71]
["February",11,"5AM to 6AM",5,"February 11, 2019 5:00","2019-02-11T05:00:00",37.9,35.4,{"v":32,"d":"32.0"},26.7,13.21,0.0792,0.18,12.67]
["February",11,"6AM to 7AM",6,"February 11, 2019 6:00","2019-02-11T06:00:00",37.9,{"v":36,"d":"36.0"},33.4,28.2,13.46,0.0792,0.19,12.68]
["February",11,"7AM to 8AM",7,"February 11, 2019 7:00","2019-02-11T07:00:00",37.9,35.9,33.1,27.8,13.39,0.0792,0.19,12.68]
["February",11,"8AM to 9AM",8,"February 11, 2019 8:00","2019-02-11T08:00:00",37.9,35.4,{"v":32,"d":"32.0"},26.7,13.21,0.0792,0.18,12.67]
["February",11,"9AM to 10AM",9,"February 11, 2019 9:00","2019-02-11T09:00:00",37.6,35.4,32.4,{"v":27,"d":"27.0"},13.18,0.0793,0.18,12.67]
["February",11,"10AM to 11AM",10,"February 11, 2019 10:00","2019-02-11T10:00:00",37.4,34.9,31.5,{"v":26,"d":"26.0"},12.98,0.0793,0.18,12.66]
["February",11,"11AM to 12PM",11,"February 11, 2019 11:00","2019-02-11T11:00:00",{"v":37,"d":"37.0"},34.5,30.9,25.4,12.79,0.0794,0.17,12.65]
["February",11,"12PM to 1PM",12,"February 11, 2019 12:00","2019-02-11T12:00:00",36.7,34.9,32.5,27.2,{"v":13,"d":"13.00"},0.0794,0.18,12.64]
["February",11,"1PM to 2PM",13,"February 11, 2019 13:00","2019-02-11T13:00:00",36.3,{"v":35,"d":"35.0"},33.3,{"v":28,"d":"28.0"},13.03,0.0795,0.19,12.64]
["February",11,"2PM to 3PM",14,"February 11, 2019 14:00","2019-02-11T14:00:00",{"v":36,"d":"36.0"},34.7,33.1,27.8,12.91,0.0795,0.19,12.63]
["February",11,"3PM to 4PM",15,"February 11, 2019 15:00","2019-02-11T15:00:00",35.6,35.1,34.5,29.5,13.08,0.0796,{"v":0.2,"d":"0.20"},12.62]
["February",11,"4PM to 5PM",16,"February 11, 2019 16:00","2019-02-11T16:00:00",35.4,{"v":35,"d":"35.0"},34.5,29.5,13.04,0.0796,{"v":0.2,"d":"0.20"},12.62]
["February",11,"5PM to 6PM",17,"February 11, 2019 17:00","2019-02-11T17:00:00",35.1,34.2,33.1,27.8,{"v":12.7,"d":"12.70"},0.0797,0.19,{"v":12.6,"d":"12.60"}]
["February",11,"6PM to 7PM",18,"February 11, 2019 18:00","2019-02-11T18:00:00",34.7,34.5,34.2,29.1,{"v":12.8,"d":"12.80"},0.0797,{"v":0.2,"d":"0.20"},{"v":12.6,"d":"12.60"}]
["February",11,"7PM to 8PM",19,"February 11, 2019 19:00","2019-02-11T19:00:00",34.3,{"v":34,"d":"34.0"},33.6,28.5,12.62,0.0798,0.19,12.59]
["February",11,"8PM to 9PM",20,"February 11, 2019 20:00","2019-02-11T20:00:00",{"v":34,"d":"34.0"},33.2,{"v":32,"d":"32.0"},26.7,12.25,0.0798,0.18,12.57]
["February",11,"9PM to 10PM",21,"February 11, 2019 21:00","2019-02-11T21:00:00",32.9,32.9,32.9,27.6,12.14,{"v":0.08,"d":"0.0800"},0.19,12.55]
["February",11,"10PM to 11PM",22,"February 11, 2019 22:00","2019-02-11T22:00:00",{"v":32,"d":"32.0"},{"v":32,"d":"32.0"},{"v":32,"d":"32.0"},26.7,11.77,0.0802,0.18,12.52]
["February",11,"11PM to 12AM",23,"February 11, 2019 23:00","2019-02-11T23:00:00",30.9,30.5,{"v":30,"d":"30.0"},24.3,11.15,0.0804,0.16,12.49]
["February",12,"12AM to 1AM",0,"February 12, 2019 0:00","2019-02-12",30.2,30.2,30.2,24.5,11.01,0.0805,0.17,12.47]
["February",12,"1AM to 2AM",1,"February 12, 2019 1:00","2019-02-12T01:00:00",29.7,29.5,29.3,23.5,10.73,0.0806,0.16,12.45]
["February",12,"2AM to 3AM",2,"February 12, 2019 2:00","2019-02-12T02:00:00",28.9,28.1,{"v":27,"d":"27.0"},21.1,10.18,0.0807,0.14,12.43]
["February",12,"3AM to 4AM",3,"February 12, 2019 3:00","2019-02-12T03:00:00",27.3,27.2,27.1,21.3,9.82,{"v":0.081,"d":"0.0810"},0.14,12.39]
["February",12,"4AM to 5AM",4,"February 12, 2019 4:00","2019-02-12T04:00:00",25.7,25.6,25.5,19.7,9.19,0.0813,0.13,12.34]
["February",12,"5AM to 6AM",5,"February 12, 2019 5:00","2019-02-12T05:00:00",24.1,23.7,{"v":23,"d":"23.0"},17.5,8.46,0.0815,0.12,12.29]
["February",12,"6AM to 7AM",6,"February 12, 2019 6:00","2019-02-12T06:00:00",22.6,22.6,22.6,17.2,8.06,0.0818,0.12,12.26]
["February",12,"7AM to 8AM",7,"February 12, 2019 7:00","2019-02-12T07:00:00",21.4,21.4,21.4,16.2,7.61,{"v":0.082,"d":"0.0820"},0.11,12.22]
["February",12,"8AM to 9AM",8,"February 12, 2019 8:00","2019-02-12T08:00:00",19.9,19.9,19.9,15.1,7.09,0.0823,{"v":0.1,"d":"0.10"},12.18]
["February",12,"9AM to 10AM",9,"February 12, 2019 9:00","2019-02-12T09:00:00",21.6,21.6,21.6,16.3,7.67,{"v":0.082,"d":"0.0820"},0.11,12.23]
["February",12,"10AM to 11AM",10,"February 12, 2019 10:00","2019-02-12T10:00:00",23.4,23.2,{"v":23,"d":"23.0"},17.5,8.28,0.0817,0.12,12.28]
["February",12,"11AM to 12PM",11,"February 12, 2019 11:00","2019-02-12T11:00:00",{"v":25,"d":"25.0"},24.6,24.1,18.4,8.81,0.0814,0.12,12.32]
["February",12,"12PM to 1PM",12,"February 12, 2019 12:00","2019-02-12T12:00:00",25.7,25.5,25.2,19.4,9.14,0.0813,0.13,12.34]
["February",12,"1PM to 2PM",13,"February 12, 2019 13:00","2019-02-12T13:00:00",26.2,25.9,25.5,19.7,9.32,0.0812,0.13,12.36]
["February",12,"2PM to 3PM",14,"February 12, 2019 14:00","2019-02-12T14:00:00",{"v":27,"d":"27.0"},26.2,{"v":25,"d":"25.0"},19.2,9.41,{"v":0.081,"d":"0.0810"},0.13,12.37]
["February",12,"3PM to 4PM",15,"February 12, 2019 15:00","2019-02-12T15:00:00",27.7,27.6,27.5,21.6,9.96,0.0809,0.15,{"v":12.4,"d":"12.40"}]
["February",12,"4PM to 5PM",16,"February 12, 2019 16:00","2019-02-12T16:00:00",28.2,28.2,28.2,22.4,{"v":10.2,"d":"10.20"},0.0808,0.15,12.41]
["February",12,"5PM to 6PM",17,{"$f":"A1033&\" \"&B1033&\", \"&$D$5&\" \"&D1033&\":00\"","v":"February 12, 2019 17:00"},{"$f":"DATEVALUE(E1033)+TIMEVALUE(E1033)","v":"2019-02-12T17:00:00"},28.9,28.6,{"v":28,"d":"28.0"},22.2,10.35,0.0807,0.15,12.43]
["February",12,"6PM to 7PM",{"$f":"IF(D1033+1>23,0,D1033+1)","v":18},"February 12, 2019 18:00","2019-02-12T18:00:00",30.6,30.6,30.6,24.9,11.16,0.0804,0.17,12.48]
["February",12,"7PM to 8PM",19,"February 12, 2019 19:00","2019-02-12T19:00:00",32.4,32.4,32.4,{"v":27,"d":"27.0"},11.92,0.0801,0.18,12.53]
["February",12,"8PM to 9PM",20,"February 12, 2019 20:00","2019-02-12T20:00:00",{"v":34,"d":"34.0"},33.6,33.1,27.8,12.44,0.0798,0.19,12.58]
["February",12,"9PM to 10PM",21,"February 12, 2019 21:00","2019-02-12T21:00:00",33.6,33.6,33.6,28.5,12.44,0.0799,0.19,12.57]
["February",12,"10PM to 11PM",22,"February 12, 2019 22:00","2019-02-12T22:00:00",33.4,33.4,33.4,28.2,12.37,0.0799,0.19,12.56]
["February",12,"11PM to 12AM",23,"February 12, 2019 23:00","2019-02-12T23:00:00",33.1,32.6,{"v":32,"d":"32.0"},26.7,12.04,{"v":0.08,"d":"0.0800"},0.18,12.55]
["February",13,"12AM to 1AM",0,"February 13, 2019 0:00","2019-02-13",32.4,32.4,32.4,{"v":27,"d":"27.0"},11.92,0.0801,0.18,12.53]
["February",13,"1AM to 2AM",1,"February 13, 2019 1:00","2019-02-13T01:00:00",31.6,31.5,31.3,25.8,11.55,0.0802,0.17,12.51]
["February",13,"2AM to 3AM",2,"February 13, 2019 2:00","2019-02-13T02:00:00",30.9,{"v":30,"d":"30.0"},28.9,23.1,10.97,0.0804,0.16,12.48]
["February",13,"3AM to 4AM",3,"February 13, 2019 3:00","2019-02-13T03:00:00",31.6,31.6,31.5,{"v":26,"d":"26.0"},11.59,0.0802,0.18,12.51]
["February",13,"4AM to 5AM",4,"February 13, 2019 4:00","2019-02-13T04:00:00",32.4,32.3,32.2,26.8,11.89,0.0801,0.18,12.53]
["February",13,"5AM to 6AM",5,"February 13, 2019 5:00","2019-02-13T05:00:00",33.1,32.6,{"v":32,"d":"32.0"},26.7,12.04,{"v":0.08,"d":"0.0800"},0.18,12.55]
["February",13,"6AM to 7AM",6,"February 13, 2019 6:00","2019-02-13T06:00:00",{"v":34,"d":"34.0"},33.9,33.8,28.7,12.56,0.0798,0.19,12.58]
["February",13,"7AM to 8AM",7,"February 13, 2019 7:00","2019-02-13T07:00:00",35.1,34.5,33.8,28.7,12.82,0.0797,0.19,12.61]
["February",13,"8AM to 9AM",8,"February 13, 2019 8:00","2019-02-13T08:00:00",{"v":36,"d":"36.0"},34.7,33.1,27.8,12.91,0.0795,0.19,12.63]
["February",13,"9AM to 10AM",9,"February 13, 2019 9:00","2019-02-13T09:00:00",{"v":37,"d":"37.0"},35.6,33.8,28.7,{"v":13.3,"d":"13.30"},0.0793,0.19,12.66]
["February",13,"10AM to 11AM",10,"February 13, 2019 10:00","2019-02-13T10:00:00",37.9,35.9,33.3,{"v":28,"d":"28.0"},13.42,0.0792,0.19,12.68]
["February",13,"11AM to 12PM",11,"February 13, 2019 11:00","2019-02-13T11:00:00",{"v":39,"d":"39.0"},36.5,33.1,27.8,13.65,{"v":0.079,"d":"0.0790"},0.19,{"v":12.7,"d":"12.70"}]
["February",13,"12PM to 1PM",12,"February 13, 2019 12:00","2019-02-13T12:00:00",{"v":39,"d":"39.0"},36.7,33.6,28.5,13.75,{"v":0.079,"d":"0.0790"},0.19,12.71]
["February",13,"1PM to 2PM",13,"February 13, 2019 13:00","2019-02-13T13:00:00",{"v":39,"d":"39.0"},36.5,33.3,{"v":28,"d":"28.0"},13.68,{"v":0.079,"d":"0.0790"},0.19,12.71]
["February",13,"2PM to 3PM",14,"February 13, 2019 14:00","2019-02-13T14:00:00",{"v":39,"d":"39.0"},{"v":36,"d":"36.0"},{"v":32,"d":"32.0"},26.7,13.47,{"v":0.079,"d":"0.0790"},0.18,{"v":12.7,"d":"12.70"}]
["February",13,"3PM to 4PM",15,"February 13, 2019 15:00","2019-02-13T15:00:00",38.3,36.2,33.4,28.2,13.54,0.0791,0.19,12.69]
["February",13,"4PM to 5PM",16,"February 13, 2019 16:00","2019-02-13T16:00:00",37.8,35.9,33.4,28.2,13.41,0.0792,0.19,12.67]
["February",13,"5PM to 6PM",17,"February 13, 2019 17:00","2019-02-13T17:00:00",{"v":37,"d":"37.0"},34.9,{"v":32,"d":"32.0"},26.7,12.99,0.0793,0.18,12.65]
["February",13,"6PM to 7PM",18,"February 13, 2019 18:00","2019-02-13T18:00:00",36.7,35.3,33.4,28.2,13.15,0.0794,0.19,12.65]
["February",13,"7PM to 8PM",19,"February 13, 2019 19:00","2019-02-13T19:00:00",36.3,{"v":35,"d":"35.0"},33.3,{"v":28,"d":"28.0"},13.03,0.0795,0.19,12.64]
["February",13,"8PM to 9PM",20,"February 13, 2019 20:00","2019-02-13T20:00:00",{"v":36,"d":"36.0"},34.3,{"v":32,"d":"32.0"},26.7,12.73,0.0795,0.18,12.62]
["February",13,"9PM to 10PM",21,"February 13, 2019 21:00","2019-02-13T21:00:00",35.6,34.8,33.6,28.5,12.92,0.0796,0.19,12.62]
["February",13,"10PM to 11PM",22,"February 13, 2019 22:00","2019-02-13T22:00:00",35.4,34.5,33.3,{"v":28,"d":"28.0"},12.81,0.0796,0.19,12.61]
["February",13,"11PM to 12AM",23,"February 13, 2019 23:00","2019-02-13T23:00:00",35.1,33.8,{"v":32,"d":"32.0"},26.7,12.51,0.0797,0.18,{"v":12.6,"d":"12.60"}]
["February",14,"12AM to 1AM",0,"February 14, 2019 0:00","2019-02-14",34.3,{"v":34,"d":"34.0"},33.4,28.2,12.58,0.0798,0.19,12.59]
["February",14,"1AM to 2AM",1,"February 14, 2019 1:00","2019-02-14T01:00:00",33.8,33.6,33.3,{"v":28,"d":"28.0"},12.42,0.0799,0.19,12.57]
["February",14,"2AM to 3AM",2,"February 14, 2019 2:00","2019-02-14T02:00:00",33.1,32.6,{"v":32,"d":"32.0"},26.7,12.04,{"v":0.08,"d":"0.0800"},0.18,12.55]
["February",14,"3AM to 4AM",3,"February 14, 2019 3:00","2019-02-14T03:00:00",33.4,33.4,33.4,28.2,12.37,0.0799,0.19,12.56]
["February",14,"4AM to 5AM",4,"February 14, 2019 4:00","2019-02-14T04:00:00",33.6,33.6,33.6,28.5,12.44,0.0799,0.19,12.57]
["February",14,"5AM to 6AM",5,"February 14, 2019 5:00","2019-02-14T05:00:00",{"v":34,"d":"34.0"},33.6,33.1,27.8,12.44,0.0798,0.19,12.58]
["February",14,"6AM to 7AM",6,"February 14, 2019 6:00","2019-02-14T06:00:00",33.6,33.6,33.6,28.5,12.44,0.0799,0.19,12.57]
["February",14,"7AM to 8AM",7,"February 14, 2019 7:00","2019-02-14T07:00:00",33.4,33.4,33.4,28.2,12.37,0.0799,0.19,12.56]
["February",14,"8AM to 9AM",8,"February 14, 2019 8:00","2019-02-14T08:00:00",33.1,32.6,{"v":32,"d":"32.0"},26.7,12.04,{"v":0.08,"d":"0.0800"},0.18,12.55]
["February",14,"9AM to 10AM",9,"February 14, 2019 9:00","2019-02-14T09:00:00",33.1,32.9,32.7,27.4,12.16,{"v":0.08,"d":"0.0800"},0.19,12.55]
["February",14,"10AM to 11AM",10,"February 14, 2019 10:00","2019-02-14T10:00:00",33.1,32.7,32.2,26.8,12.06,{"v":0.08,"d":"0.0800"},0.18,12.55]
["February",14,"11AM to 12PM",11,"February 14, 2019 11:00","2019-02-14T11:00:00",33.1,32.6,{"v":32,"d":"32.0"},26.7,12.04,{"v":0.08,"d":"0.0800"},0.18,12.55]
["February",14,"12PM to 1PM",12,"February 14, 2019 12:00","2019-02-14T12:00:00",33.8,33.3,32.5,27.2,{"v":12.3,"d":"12.30"},0.0799,0.18,12.57]
["February",14,"1PM to 2PM",13,"February 14, 2019 13:00","2019-02-14T13:00:00",34.3,33.4,32.2,26.8,12.37,0.0798,0.18,12.58]
["February",14,"2PM to 3PM",14,"February 14, 2019 14:00","2019-02-14T14:00:00",35.1,33.3,30.9,25.4,12.31,0.0797,0.17,{"v":12.6,"d":"12.60"}]
["February",14,"3PM to 4PM",15,"February 14, 2019 15:00","2019-02-14T15:00:00",33.6,{"v":33,"d":"33.0"},{"v":32,"d":"32.0"},26.7,12.17,0.0799,0.18,12.56]
["February",14,"4PM to 5PM",16,"February 14, 2019 16:00","2019-02-14T16:00:00",32.4,{"v":32,"d":"32.0"},31.6,26.2,11.79,0.0801,0.18,12.53]
["February",14,"5PM to 6PM",17,"February 14, 2019 17:00","2019-02-14T17:00:00",30.9,30.5,{"v":30,"d":"30.0"},24.3,11.15,0.0804,0.16,12.49]
["February",14,"6PM to 7PM",18,"February 14, 2019 18:00","2019-02-14T18:00:00",29.7,29.7,29.7,23.9,10.79,0.0806,0.16,12.45]
["February",14,"7PM to 8PM",19,"February 14, 2019 19:00","2019-02-14T19:00:00",28.2,28.2,28.2,22.4,{"v":10.2,"d":"10.20"},0.0808,0.15,12.41]
["February",14,"8PM to 9PM",20,"February 14, 2019 20:00","2019-02-14T20:00:00",{"v":27,"d":"27.0"},26.6,26.1,20.2,9.57,{"v":0.081,"d":"0.0810"},0.14,12.38]
["February",14,"9PM to 10PM",21,"February 14, 2019 21:00","2019-02-14T21:00:00",26.2,26.2,26.2,20.4,9.42,0.0812,0.14,12.36]
["February",14,"10PM to 11PM",22,"February 14, 2019 22:00","2019-02-14T22:00:00",25.7,25.7,25.7,19.9,9.21,0.0812,0.13,12.34]
["February",14,"11PM to 12AM",23,"February 14, 2019 23:00","2019-02-14T23:00:00",{"v":25,"d":"25.0"},24.6,24.1,18.4,8.81,0.0814,0.12,12.32]
["February",15,"12AM to 1AM",0,"February 15, 2019 0:00","2019-02-15",24.3,24.3,24.3,18.6,8.66,0.0815,0.13,{"v":12.3,"d":"12.30"}]
["February",15,"1AM to 2AM",1,"February 15, 2019 1:00","2019-02-15T01:00:00",23.7,23.6,23.4,17.8,8.42,0.0816,0.12,12.29]
["February",15,"2AM to 3AM",2,"February 15, 2019 2:00","2019-02-15T02:00:00",{"v":23,"d":"23.0"},22.3,{"v":21,"d":"21.0"},15.9,7.95,0.0817,0.11,12.26]
["February",15,"3AM to 4AM",3,"February 15, 2019 3:00","2019-02-15T03:00:00",{"v":23,"d":"23.0"},22.7,22.1,16.7,8.08,0.0817,0.11,12.27]
["February",15,"4AM to 5AM",4,"February 15, 2019 4:00","2019-02-15T04:00:00",{"v":23,"d":"23.0"},22.5,21.6,16.3,8.02,0.0817,0.11,12.26]
["February",15,"5AM to 6AM",5,"February 15, 2019 5:00","2019-02-15T05:00:00",{"v":23,"d":"23.0"},21.9,19.9,15.1,7.83,0.0817,{"v":0.1,"d":"0.10"},12.26]
["February",15,"6AM to 7AM",6,"February 15, 2019 6:00","2019-02-15T06:00:00",21.9,21.4,20.5,15.5,7.63,0.0819,0.11,12.23]
["February",15,"7AM to 8AM",7,"February 15, 2019 7:00","2019-02-15T07:00:00",{"v":21,"d":"21.0"},20.4,19.2,14.6,7.27,0.0821,{"v":0.1,"d":"0.10"},12.21]
["February",15,"8AM to 9AM",8,"February 15, 2019 8:00","2019-02-15T08:00:00",19.9,{"v":19,"d":"19.0"},17.1,13.1,6.79,0.0823,0.09,12.18]
["February",15,"9AM to 10AM",9,{"$f":"A1097&\" \"&B1097&\", \"&$D$5&\" \"&D1097&\":00\"","v":"February 15, 2019 9:00"},{"$f":"DATEVALUE(E1097)+TIMEVALUE(E1097)","v":"2019-02-15T09:00:00"},21.4,20.5,18.7,14.2,{"v":7.3,"d":"7.30"},{"v":0.082,"d":"0.0820"},{"v":0.1,"d":"0.10"},12.22]
["February",15,"10AM to 11AM",{"$f":"IF(D1097+1>23,0,D1097+1)","v":10},"February 15, 2019 10:00","2019-02-15T10:00:00",22.6,21.4,19.2,14.6,7.66,0.0818,{"v":0.1,"d":"0.10"},12.25]
["February",15,"11AM to 12PM",11,"February 15, 2019 11:00","2019-02-15T11:00:00",24.1,22.6,19.9,15.1,8.09,0.0816,{"v":0.1,"d":"0.10"},12.29]
["February",15,"12PM to 1PM",12,"February 15, 2019 12:00","2019-02-15T12:00:00",{"v":25,"d":"25.0"},23.8,21.7,16.5,8.52,0.0814,0.11,12.31]
["February",15,"1PM to 2PM",13,"February 15, 2019 13:00","2019-02-15T13:00:00",26.1,24.8,22.8,17.3,8.91,0.0812,0.12,12.34]
["February",15,"2PM to 3PM",14,"February 15, 2019 14:00","2019-02-15T14:00:00",{"v":27,"d":"27.0"},25.4,{"v":23,"d":"23.0"},17.5,9.15,0.0811,0.12,12.37]
["February",15,"3PM to 4PM",15,"February 15, 2019 15:00","2019-02-15T15:00:00",26.6,25.6,24.1,18.4,{"v":9.2,"d":"9.20"},0.0811,0.12,12.36]
["February",15,"4PM to 5PM",16,"February 15, 2019 16:00","2019-02-15T16:00:00",26.4,25.4,23.7,18.1,9.11,0.0811,0.12,12.36]
["February",15,"5PM to 6PM",17,"February 15, 2019 17:00","2019-02-15T17:00:00",26.1,24.5,21.9,16.6,{"v":8.8,"d":"8.80"},0.0812,0.11,12.34]
["February",15,"6PM to 7PM",18,"February 15, 2019 18:00","2019-02-15T18:00:00",24.6,23.9,22.8,17.3,8.56,0.0814,0.12,12.31]
["February",15,"7PM to 8PM",19,"February 15, 2019 19:00","2019-02-15T19:00:00",23.4,22.8,21.9,16.6,8.15,0.0817,0.11,12.27]
["February",15,"8PM to 9PM",20,"February 15, 2019 20:00","2019-02-15T20:00:00",21.9,21.2,19.9,15.1,7.57,0.0819,{"v":0.1,"d":"0.10"},12.23]
["February",15,"9PM to 10PM",21,"February 15, 2019 21:00","2019-02-15T21:00:00",21.9,21.9,21.9,16.6,{"v":7.8,"d":"7.80"},0.0819,0.11,12.24]
["February",15,"10PM to 11PM",22,"February 15, 2019 22:00","2019-02-15T22:00:00",21.9,21.9,21.9,16.6,{"v":7.8,"d":"7.80"},0.0819,0.11,12.24]
["February",15,"11PM to 12AM",23,"February 15, 2019 23:00","2019-02-15T23:00:00",21.9,21.6,{"v":21,"d":"21.0"},15.9,7.69,0.0819,0.11,12.24]
["February",16,"12AM to 1AM",0,"February 16, 2019 0:00","2019-02-16",22.6,22.6,22.5,{"v":17,"d":"17.0"},8.04,0.0818,0.12,12.26]
["February",16,"1AM to 2AM",1,"February 16, 2019 1:00","2019-02-16T01:00:00",23.4,{"v":23,"d":"23.0"},22.3,16.9,8.19,0.0817,0.11,12.27]
["February",16,"2AM to 3AM",2,"February 16, 2019 2:00","2019-02-16T02:00:00",24.1,{"v":23,"d":"23.0"},{"v":21,"d":"21.0"},15.9,8.21,0.0815,0.11,12.29]
["February",16,"3AM to 4AM",3,"February 16, 2019 3:00","2019-02-16T03:00:00",21.7,21.4,20.8,15.8,7.63,0.0819,0.11,12.23]
["February",16,"4AM to 5AM",4,"February 16, 2019 4:00","2019-02-16T04:00:00",19.4,19.2,18.9,14.3,6.85,0.0824,{"v":0.1,"d":"0.10"},12.17]
["February",16,"5AM to 6AM",5,"February 16, 2019 5:00","2019-02-16T05:00:00",17.1,16.7,{"v":16,"d":"16.0"},12.5,{"v":6,"d":"6.00"},0.0828,0.08,{"v":12.1,"d":"12.10"}]
["February",16,"6AM to 7AM",6,"February 16, 2019 6:00","2019-02-16T06:00:00",{"v":16,"d":"16.0"},15.9,15.8,12.3,5.72,{"v":0.083,"d":"0.0830"},0.08,12.07]
["February",16,"7AM to 8AM",7,"February 16, 2019 7:00","2019-02-16T07:00:00",15.1,14.7,13.8,11.2,5.33,0.0831,0.08,12.05]
["February",16,"8AM to 9AM",8,"February 16, 2019 8:00","2019-02-16T08:00:00",{"v":14,"d":"14.0"},13.2,10.9,9.7,4.84,0.0833,0.07,12.02]
["February",16,"9AM to 10AM",9,"February 16, 2019 9:00","2019-02-16T09:00:00",14.7,14.3,13.1,10.8,5.18,0.0832,0.07,12.04]
["February",16,"10AM to 11AM",10,"February 16, 2019 10:00","2019-02-16T10:00:00",15.3,14.9,{"v":14,"d":"14.0"},11.3,5.39,0.0831,0.08,12.05]
["February",16,"11AM to 12PM",11,"February 16, 2019 11:00","2019-02-16T11:00:00",{"v":16,"d":"16.0"},15.7,15.1,11.9,5.65,{"v":0.083,"d":"0.0830"},0.08,12.07]
["February",16,"12PM to 1PM",12,"February 16, 2019 12:00","2019-02-16T12:00:00",16.3,16.2,{"v":16,"d":"16.0"},12.5,5.82,0.0829,0.08,12.08]
["February",16,"1PM to 2PM",13,"February 16, 2019 13:00","2019-02-16T13:00:00",16.7,16.5,{"v":16,"d":"16.0"},12.5,5.91,0.0828,0.08,12.09]
["February",16,"2PM to 3PM",14,"February 16, 2019 14:00","2019-02-16T14:00:00",17.1,16.5,15.1,11.9,5.91,0.0828,0.08,{"v":12.1,"d":"12.10"}]
["February",16,"3PM to 4PM",15,"February 16, 2019 15:00","2019-02-16T15:00:00",17.1,16.9,16.5,12.8,6.05,0.0828,0.09,{"v":12.1,"d":"12.10"}]
["February",16,"4PM to 5PM",16,"February 16, 2019 16:00","2019-02-16T16:00:00",17.1,16.9,16.5,12.8,6.05,0.0828,0.09,{"v":12.1,"d":"12.10"}]
["February",16,"5PM to 6PM",17,"February 16, 2019 17:00","2019-02-16T17:00:00",17.1,16.5,15.1,11.9,5.91,0.0828,0.08,{"v":12.1,"d":"12.10"}]
["February",16,"6PM to 7PM",18,"February 16, 2019 18:00","2019-02-16T18:00:00",16.3,16.2,15.8,12.3,5.81,0.0829,0.08,12.08]
["February",16,"7PM to 8PM",19,"February 16, 2019 19:00","2019-02-16T19:00:00",15.8,15.5,14.9,11.8,5.59,{"v":0.083,"d":"0.0830"},0.08,12.07]
["February",16,"8PM to 9PM",20,"February 16, 2019 20:00","2019-02-16T20:00:00",15.1,14.5,12.9,10.7,5.25,0.0831,0.07,12.05]
["February",16,"9PM to 10PM",21,"February 16, 2019 21:00","2019-02-16T21:00:00",15.1,14.9,14.5,11.6,5.39,0.0831,0.08,12.05]
["February",16,"10PM to 11PM",22,"February 16, 2019 22:00","2019-02-16T22:00:00",15.1,14.8,14.2,11.4,5.36,0.0831,0.08,12.05]
["February",16,"11PM to 12AM",23,"February 16, 2019 23:00","2019-02-16T23:00:00",15.1,14.5,12.9,10.7,5.25,0.0831,0.07,12.05]
["February",17,"12AM to 1AM",0,"February 17, 2019 0:00","2019-02-17",14.7,14.4,13.6,11.1,5.23,0.0832,0.08,12.04]
["February",17,"1AM to 2AM",1,"February 17, 2019 1:00","2019-02-17T01:00:00",14.4,{"v":14,"d":"14.0"},12.9,10.7,5.08,0.0833,0.07,12.03]
["February",17,"2AM to 3AM",2,"February 17, 2019 2:00","2019-02-17T02:00:00",{"v":14,"d":"14.0"},13.2,10.9,9.7,4.84,0.0833,0.07,12.02]
["February",17,"3AM to 4AM",3,"February 17, 2019 3:00","2019-02-17T03:00:00",13.3,12.9,11.8,10.1,4.73,0.0835,0.07,{"v":12,"d":"12.00"}]
["February",17,"4AM to 5AM",4,"February 17, 2019 4:00","2019-02-17T04:00:00",12.7,12.3,10.9,9.7,4.54,0.0836,0.07,11.99]
["February",17,"5AM to 6AM",5,"February 17, 2019 5:00","2019-02-17T05:00:00",{"v":12,"d":"12.0"},11.2,{"v":9,"d":"9.0"},8.8,4.22,0.0837,0.06,11.96]
["February",17,"6AM to 7AM",6,"February 17, 2019 6:00","2019-02-17T06:00:00",12.4,{"v":12,"d":"12.0"},11.1,9.8,4.46,0.0836,0.07,11.98]
["February",17,"7AM to 8AM",7,"February 17, 2019 7:00","2019-02-17T07:00:00",12.6,12.3,11.5,{"v":10,"d":"10.0"},4.53,0.0836,0.07,11.98]
["February",17,"8AM to 9AM",8,"February 17, 2019 8:00","2019-02-17T08:00:00",12.9,12.4,10.9,9.7,4.58,0.0835,0.07,11.99]
["February",17,"9AM to 10AM",9,"February 17, 2019 9:00","2019-02-17T09:00:00",12.9,12.6,11.7,10.1,4.63,0.0835,0.07,11.99]
["February",17,"10AM to 11AM",10,"February 17, 2019 10:00","2019-02-17T10:00:00",12.9,12.4,11.1,9.8,4.59,0.0835,0.07,11.99]
["February",17,"11AM to 12PM",11,"February 17, 2019 11:00","2019-02-17T11:00:00",12.9,12.4,10.9,9.7,4.58,0.0835,0.07,11.99]
["February",17,"12PM to 1PM",12,"February 17, 2019 12:00","2019-02-17T12:00:00",12.9,12.8,12.4,10.4,4.69,0.0835,0.07,11.99]
["February",17,"1PM to 2PM",13,"February 17, 2019 13:00","2019-02-17T13:00:00",12.9,12.9,12.9,10.7,4.73,0.0835,0.07,11.99]
["February",17,"2PM to 3PM",14,"February 17, 2019 14:00","2019-02-17T14:00:00",12.9,12.9,12.9,10.7,4.73,0.0835,0.07,11.99]
["February",17,"3PM to 4PM",15,"February 17, 2019 15:00","2019-02-17T15:00:00",12.9,12.9,12.9,10.7,4.73,0.0835,0.07,11.99]
["February",17,"4PM to 5PM",16,"February 17, 2019 16:00","2019-02-17T16:00:00",12.9,12.9,12.9,10.7,4.73,0.0835,0.07,11.99]
["February",17,"5PM to 6PM",17,"February 17, 2019 17:00","2019-02-17T17:00:00",12.9,12.9,12.9,10.7,4.73,0.0835,0.07,11.99]
["February",17,"6PM to 7PM",18,"February 17, 2019 18:00","2019-02-17T18:00:00",12.9,12.9,12.9,10.7,4.73,0.0835,0.07,11.99]
["February",17,"7PM to 8PM",19,"February 17, 2019 19:00","2019-02-17T19:00:00",12.9,12.9,12.9,10.7,4.73,0.0835,0.07,11.99]
["February",17,"8PM to 9PM",20,"February 17, 2019 20:00","2019-02-17T20:00:00",12.9,12.4,10.9,9.7,4.58,0.0835,0.07,11.99]
["February",17,"9PM to 10PM",21,"February 17, 2019 21:00","2019-02-17T21:00:00",12.9,12.8,12.6,10.5,{"v":4.7,"d":"4.70"},0.0835,0.07,11.99]
["February",17,"10PM to 11PM",22,"February 17, 2019 22:00","2019-02-17T22:00:00",12.9,12.7,12.2,10.3,4.68,0.0835,0.07,11.99]
["February",17,"11PM to 12AM",23,"February 17, 2019 23:00","2019-02-17T23:00:00",12.9,12.4,10.9,9.7,4.58,0.0835,0.07,11.99]
["February",18,"12AM to 1AM",0,"February 18, 2019 0:00","2019-02-18",12.9,12.6,11.7,10.1,4.63,0.0835,0.07,11.99]
["February",18,"1AM to 2AM",1,{"$f":"A1161&\" \"&B1161&\", \"&$D$5&\" \"&D1161&\":00\"","v":"February 18, 2019 1:00"},{"$f":"DATEVALUE(E1161)+TIMEVALUE(E1161)","v":"2019-02-18T01:00:00"},12.9,12.4,10.9,9.7,4.58,0.0835,0.07,11.99]
["February",18,"2AM to 3AM",{"$f":"IF(D1161+1>23,0,D1161+1)","v":2},"February 18, 2019 2:00","2019-02-18T02:00:00",12.9,11.9,{"v":9,"d":"9.0"},8.8,4.44,0.0835,0.06,11.99]
["February",18,"3AM to 4AM",3,"February 18, 2019 3:00","2019-02-18T03:00:00",11.7,10.9,8.8,8.7,4.12,0.0837,0.06,11.96]
["February",18,"4AM to 5AM",4,"February 18, 2019 4:00","2019-02-18T04:00:00",10.2,9.4,6.8,7.9,3.65,{"v":0.084,"d":"0.0840"},0.05,11.92]
["February",18,"5AM to 6AM",5,"February 18, 2019 5:00","2019-02-18T05:00:00",{"v":9,"d":"9.0"},7.9,3.9,6.8,3.18,0.0842,0.05,11.88]
["February",18,"6AM to 7AM",6,"February 18, 2019 6:00","2019-02-18T06:00:00",8.1,6.8,2.1,6.2,2.88,0.0844,0.04,11.86]
["February",18,"7AM to 8AM",7,"February 18, 2019 7:00","2019-02-18T07:00:00",{"v":7,"d":"7.0"},5.4,-1.5,5.1,2.45,0.0846,0.03,11.83]
["February",18,"8AM to 9AM",8,"February 18, 2019 8:00","2019-02-18T08:00:00",6.1,{"v":4,"d":"4.0"},{"v":-6,"d":"-6.0"},{"v":4,"d":"4.0"},2.07,0.0848,0.03,{"v":11.8,"d":"11.80"}]
["February",18,"9AM to 10AM",9,"February 18, 2019 9:00","2019-02-18T09:00:00",6.4,4.5,-4.5,4.4,2.21,0.0847,0.03,11.81]
["February",18,"10AM to 11AM",10,"February 18, 2019 10:00","2019-02-18T10:00:00",6.6,4.7,-4.4,4.4,2.26,0.0847,0.03,11.82]
["February",18,"11AM to 12PM",11,"February 18, 2019 11:00","2019-02-18T11:00:00",{"v":7,"d":"7.0"},{"v":5,"d":"5.0"},{"v":-4,"d":"-4.0"},4.5,2.36,0.0846,0.03,11.83]
["February",18,"12PM to 1PM",12,"February 18, 2019 12:00","2019-02-18T12:00:00",7.7,5.8,-2.7,4.8,2.58,0.0845,0.03,11.84]
["February",18,"1PM to 2PM",13,"February 18, 2019 13:00","2019-02-18T13:00:00",8.2,6.2,-2.4,4.9,2.72,0.0844,0.03,11.86]
["February",18,"2PM to 3PM",14,"February 18, 2019 14:00","2019-02-18T14:00:00",{"v":9,"d":"9.0"},6.7,-2.9,4.7,2.87,0.0843,0.03,11.88]
["February",18,"3PM to 4PM",15,"February 18, 2019 15:00","2019-02-18T15:00:00",9.3,7.2,-1.8,{"v":5,"d":"5.0"},{"v":3,"d":"3.00"},0.0842,0.03,11.89]
["February",18,"4PM to 5PM",16,"February 18, 2019 16:00","2019-02-18T16:00:00",9.7,7.4,-2.2,4.9,3.07,0.0841,0.03,11.89]
["February",18,"5PM to 6PM",17,"February 18, 2019 17:00","2019-02-18T17:00:00",{"v":10,"d":"10.0"},7.4,{"v":-4,"d":"-4.0"},4.5,3.09,0.0841,0.03,{"v":11.9,"d":"11.90"}]
["February",18,"6PM to 7PM",18,"February 18, 2019 18:00","2019-02-18T18:00:00",{"v":9,"d":"9.0"},6.7,-2.9,4.7,2.87,0.0843,0.03,11.88]
["February",18,"7PM to 8PM",19,"February 18, 2019 19:00","2019-02-18T19:00:00",8.1,5.9,-3.5,4.6,2.64,0.0844,0.03,11.85]
["February",18,"8PM to 9PM",20,"February 18, 2019 20:00","2019-02-18T20:00:00",{"v":7,"d":"7.0"},4.9,-5.1,4.2,2.32,0.0846,0.03,11.82]
["February",18,"9PM to 10PM",21,"February 18, 2019 21:00","2019-02-18T21:00:00",6.3,4.4,-4.2,4.4,2.18,0.0848,0.03,11.81]
["February",18,"10PM to 11PM",22,"February 18, 2019 22:00","2019-02-18T22:00:00",5.7,3.9,-5.1,4.2,2.02,0.0849,0.03,11.79]
["February",18,"11PM to 12AM",23,"February 18, 2019 23:00","2019-02-18T23:00:00",{"v":5,"d":"5.0"},{"v":3,"d":"3.0"},-7.1,3.8,1.78,{"v":0.085,"d":"0.0850"},0.03,11.77]
["February",19,"12AM to 1AM",0,"February 19, 2019 0:00","2019-02-19",3.9,2.3,{"v":-6,"d":"-6.0"},{"v":4,"d":"4.0"},1.55,0.0852,0.03,11.75]
["February",19,"1AM to 2AM",1,"February 19, 2019 1:00","2019-02-19T01:00:00",{"v":3,"d":"3.0"},1.5,-6.3,{"v":4,"d":"4.0"},1.33,0.0853,0.03,11.72]
["February",19,"2AM to 3AM",2,"February 19, 2019 2:00","2019-02-19T02:00:00",1.9,0.5,{"v":-8,"d":"-8.0"},3.6,1.02,0.0856,0.02,{"v":11.7,"d":"11.70"}]
["February",19,"3AM to 4AM",3,"February 19, 2019 3:00","2019-02-19T03:00:00",1.9,0.6,-6.9,3.8,1.05,0.0855,0.03,{"v":11.7,"d":"11.70"}]
["February",19,"4AM to 5AM",4,"February 19, 2019 4:00","2019-02-19T04:00:00",1.9,0.5,-7.4,3.7,1.03,0.0855,0.03,{"v":11.7,"d":"11.70"}]
["February",19,"5AM to 6AM",5,"February 19, 2019 5:00","2019-02-19T05:00:00",1.9,0.3,{"v":-9,"d":"-9.0"},3.4,0.98,0.0856,0.02,11.69]
["February",19,"6AM to 7AM",6,"February 19, 2019 6:00","2019-02-19T06:00:00",{"v":1,"d":"1.0"},-0.3,-8.3,3.6,0.79,0.0857,0.02,11.67]
["February",19,"7AM to 8AM",7,"February 19, 2019 7:00","2019-02-19T07:00:00",{"v":0,"d":"0.0"},-1.3,-9.2,3.4,{"v":0.5,"d":"0.50"},0.0859,0.02,11.64]
["February",19,"8AM to 9AM",8,"February 19, 2019 8:00","2019-02-19T08:00:00",-0.9,-2.3,{"v":-11,"d":"-11.0"},3.1,0.24,0.0861,0.02,11.62]
["February",19,"9AM to 10AM",9,"February 19, 2019 9:00","2019-02-19T09:00:00",0.3,-1.1,-9.6,3.3,0.58,0.0859,0.02,11.65]
["February",19,"10AM to 11AM",10,"February 19, 2019 10:00","2019-02-19T10:00:00",1.8,0.1,-9.4,3.3,0.93,0.0856,0.02,11.69]
["February",19,"11AM to 12PM",11,"February 19, 2019 11:00","2019-02-19T11:00:00",{"v":3,"d":"3.0"},1.2,{"v":-9,"d":"-9.0"},3.4,1.24,0.0854,0.02,11.72]
["February",19,"12PM to 1PM",12,"February 19, 2019 12:00","2019-02-19T12:00:00",4.3,2.5,-6.9,3.8,1.61,0.0851,0.03,11.75]
["February",19,"1PM to 2PM",13,"February 19, 2019 13:00","2019-02-19T13:00:00",5.7,3.8,-5.4,4.1,{"v":2,"d":"2.00"},0.0849,0.03,11.79]
["February",19,"2PM to 3PM",14,"February 19, 2019 14:00","2019-02-19T14:00:00",{"v":7,"d":"7.0"},4.9,-5.1,4.2,2.32,0.0846,0.03,11.82]
["February",19,"3PM to 4PM",15,"February 19, 2019 15:00","2019-02-19T15:00:00",{"v":7,"d":"7.0"},5.1,-3.6,4.6,2.37,0.0846,0.03,11.83]
["February",19,"4PM to 5PM",16,"February 19, 2019 16:00","2019-02-19T16:00:00",{"v":7,"d":"7.0"},5.1,-3.6,4.6,2.37,0.0846,0.03,11.83]
["February",19,"5PM to 6PM",17,"February 19, 2019 17:00","2019-02-19T17:00:00",{"v":7,"d":"7.0"},4.9,-5.1,4.2,2.32,0.0846,0.03,11.82]
["February",19,"6PM to 7PM",18,"February 19, 2019 18:00","2019-02-19T18:00:00",5.7,3.9,-4.9,4.3,2.02,0.0849,0.03,11.79]
["February",19,"7PM to 8PM",19,"February 19, 2019 19:00","2019-02-19T19:00:00",4.3,2.5,-6.5,3.9,1.62,0.0851,0.03,11.76]
["February",19,"8PM to 9PM",20,"February 19, 2019 20:00","2019-02-19T20:00:00",{"v":3,"d":"3.0"},1.2,{"v":-9,"d":"-9.0"},3.4,1.24,0.0854,0.02,11.72]
["February",19,"9PM to 10PM",21,"February 19, 2019 21:00","2019-02-19T21:00:00",1.8,0.3,-8.3,3.6,0.96,0.0856,0.02,11.69]
["February",19,"10PM to 11PM",22,"February 19, 2019 22:00","2019-02-19T22:00:00",0.3,-1.1,-9.6,3.3,0.58,0.0859,0.02,11.65]
["February",19,"11PM to 12AM",23,"February 19, 2019 23:00","2019-02-19T23:00:00",-0.9,-2.4,-11.9,2.9,0.22,0.0861,0.02,11.62]
["February",20,"12AM to 1AM",0,"February 20, 2019 0:00","2019-02-20",-1.3,-2.5,-10.5,3.2,0.17,0.0862,0.02,11.61]
["February",20,"1AM to 2AM",1,"February 20, 2019 1:00","2019-02-20T01:00:00",-1.7,-2.9,-10.7,3.1,0.08,0.0862,0.02,{"v":11.6,"d":"11.60"}]
["February",20,"2AM to 3AM",2,"February 20, 2019 2:00","2019-02-20T02:00:00",{"v":-2,"d":"-2.0"},-3.3,-11.9,2.9,-0.04,0.0863,0.02,11.59]
["February",20,"3AM to 4AM",3,"February 20, 2019 3:00","2019-02-20T03:00:00",{"v":-2,"d":"-2.0"},-3.2,-10.8,3.1,-0.02,0.0863,0.02,11.59]
["February",20,"4AM to 5AM",4,"February 20, 2019 4:00","2019-02-20T04:00:00",{"v":-2,"d":"-2.0"},-3.2,-11.4,{"v":3,"d":"3.0"},-0.03,0.0863,0.02,11.59]
["February",20,"5AM to 6AM",5,"February 20, 2019 5:00","2019-02-20T05:00:00",{"v":-2,"d":"-2.0"},-3.4,{"v":-13,"d":"-13.0"},2.7,-0.07,0.0863,0.02,11.59]
["February",20,"6AM to 7AM",6,"February 20, 2019 6:00","2019-02-20T06:00:00",-2.7,-3.9,-11.9,2.9,-0.22,0.0864,0.02,11.57]
["February",20,"7AM to 8AM",7,"February 20, 2019 7:00","2019-02-20T07:00:00",-3.3,-4.4,-12.6,2.8,-0.36,0.0865,0.02,11.56]
["February",20,"8AM to 9AM",8,"February 20, 2019 8:00","2019-02-20T08:00:00",{"v":-4,"d":"-4.0"},-5.2,-14.1,2.6,-0.57,0.0867,0.02,11.54]
["February",20,"9AM to 10AM",9,"February 20, 2019 9:00","2019-02-20T09:00:00",-2.4,-3.6,-11.9,2.9,-0.13,0.0864,0.02,11.58]
["February",20,"10AM to 11AM",10,"February 20, 2019 10:00","2019-02-20T10:00:00",-0.6,{"v":-2,"d":"-2.0"},{"v":-11,"d":"-11.0"},3.1,0.33,{"v":0.086,"d":"0.0860"},0.02,11.63]
["February",20,"11AM to 12PM",11,"February 20, 2019 11:00","2019-02-20T11:00:00",{"v":1,"d":"1.0"},-0.5,-9.9,3.3,0.74,0.0857,0.02,11.67]
["February",20,"12PM to 1PM",12,"February 20, 2019 12:00","2019-02-20T12:00:00",-0.2,-1.4,-8.5,3.5,0.48,{"v":0.086,"d":"0.0860"},0.02,11.64]
["February",20,"1PM to 2PM",13,"February 20, 2019 13:00","2019-02-20T13:00:00",-1.7,-2.5,-7.8,3.7,0.16,0.0862,0.02,{"v":11.6,"d":"11.60"}]
["February",20,"2PM to 3PM",14,"February 20, 2019 14:00","2019-02-20T14:00:00",-2.9,-3.6,{"v":-8,"d":"-8.0"},3.6,-0.15,0.0865,0.02,11.57]
["February",20,"3PM to 4PM",15,"February 20, 2019 15:00","2019-02-20T15:00:00",-0.6,-1.5,-6.5,3.9,0.45,{"v":0.086,"d":"0.0860"},0.03,11.63]
["February",20,"4PM to 5PM",16,"February 20, 2019 16:00","2019-02-20T16:00:00",1.6,0.3,-6.5,3.9,0.97,0.0856,0.03,11.69]
["February",20,"5PM to 6PM",17,{"$f":"A1225&\" \"&B1225&\", \"&$D$5&\" \"&D1225&\":00\"","v":"February 20, 2019 17:00"},{"$f":"DATEVALUE(E1225)+TIMEVALUE(E1225)","v":"2019-02-20T17:00:00"},3.9,2.1,{"v":-8,"d":"-8.0"},3.6,1.49,0.0852,0.02,11.75]
["February",20,"6PM to 7PM",{"$f":"IF(D1225+1>23,0,D1225+1)","v":18},"February 20, 2019 18:00","2019-02-20T18:00:00",4.3,2.7,-5.1,4.2,1.67,0.0851,0.03,11.76]
["February",20,"7PM to 8PM",19,"February 20, 2019 19:00","2019-02-20T19:00:00",4.6,3.2,{"v":-4,"d":"-4.0"},4.5,1.79,{"v":0.085,"d":"0.0850"},0.03,11.77]
["February",20,"8PM to 9PM",20,"February 20, 2019 20:00","2019-02-20T20:00:00",{"v":5,"d":"5.0"},3.4,{"v":-4,"d":"-4.0"},4.5,1.88,{"v":0.085,"d":"0.0850"},0.03,11.77]
["February",20,"9PM to 10PM",21,"February 20, 2019 21:00","2019-02-20T21:00:00",4.6,3.2,-3.5,4.6,1.81,{"v":0.085,"d":"0.0850"},0.03,11.77]
["February",20,"10PM to 11PM",22,"February 20, 2019 22:00","2019-02-20T22:00:00",4.3,2.8,-4.7,4.3,1.68,0.0851,0.03,11.76]
["February",20,"11PM to 12AM",23,"February 20, 2019 23:00","2019-02-20T23:00:00",3.9,2.2,-7.1,3.8,1.52,0.0852,0.03,11.75]
["February",21,"12AM to 1AM",0,"February 21, 2019 0:00","2019-02-21",3.9,2.4,-5.6,4.1,1.57,0.0852,0.03,11.75]
["February",21,"1AM to 2AM",1,"February 21, 2019 1:00","2019-02-21T01:00:00",3.9,2.3,-5.8,4.1,1.56,0.0852,0.03,11.75]
["February",21,"2AM to 3AM",2,"February 21, 2019 2:00","2019-02-21T02:00:00",3.9,2.2,-7.1,3.8,1.52,0.0852,0.03,11.75]
["February",21,"3AM to 4AM",3,"February 21, 2019 3:00","2019-02-21T03:00:00",3.2,1.7,-6.2,{"v":4,"d":"4.0"},1.37,0.0853,0.03,11.73]
["February",21,"4AM to 5AM",4,"February 21, 2019 4:00","2019-02-21T04:00:00",2.7,1.2,-7.1,3.8,1.22,0.0854,0.03,11.71]
["February",21,"5AM to 6AM",5,"February 21, 2019 5:00","2019-02-21T05:00:00",1.9,0.3,{"v":-9,"d":"-9.0"},3.4,0.98,0.0856,0.02,11.69]
["February",21,"6AM to 7AM",6,"February 21, 2019 6:00","2019-02-21T06:00:00",1.2,-0.1,{"v":-8,"d":"-8.0"},3.6,0.84,0.0857,0.02,11.68]
["February",21,"7AM to 8AM",7,"February 21, 2019 7:00","2019-02-21T07:00:00",0.7,-0.7,-8.5,3.5,{"v":0.7,"d":"0.70"},0.0858,0.02,11.66]
["February",21,"8AM to 9AM",8,"February 21, 2019 8:00","2019-02-21T08:00:00",{"v":0,"d":"0.0"},-1.4,-9.9,3.3,0.48,0.0859,0.02,11.64]
["February",21,"9AM to 10AM",9,"February 21, 2019 9:00","2019-02-21T09:00:00",0.3,-0.9,-8.3,3.6,0.62,0.0859,0.02,11.65]
["February",21,"10AM to 11AM",10,"February 21, 2019 10:00","2019-02-21T10:00:00",0.7,-0.6,-7.8,3.7,0.72,0.0858,0.02,11.66]
["February",21,"11AM to 12PM",11,"February 21, 2019 11:00","2019-02-21T11:00:00",{"v":1,"d":"1.0"},-0.2,-7.1,3.8,0.83,0.0857,0.03,11.67]
["February",21,"12PM to 1PM",12,"February 21, 2019 12:00","2019-02-21T12:00:00",1.8,0.6,-5.3,4.2,1.06,0.0856,0.03,11.69]
["February",21,"1PM to 2PM",13,"February 21, 2019 13:00","2019-02-21T13:00:00",2.3,1.2,-4.2,4.4,1.23,0.0855,0.03,11.71]
["February",21,"2PM to 3PM",14,"February 21, 2019 14:00","2019-02-21T14:00:00",{"v":3,"d":"3.0"},1.8,{"v":-4,"d":"-4.0"},4.5,1.41,0.0853,0.03,11.72]
["February",21,"3PM to 4PM",15,"February 21, 2019 15:00","2019-02-21T15:00:00",3.7,2.7,-2.2,4.9,1.65,0.0852,0.03,11.74]
["February",21,"4PM to 5PM",16,"February 21, 2019 16:00","2019-02-21T16:00:00",4.3,3.2,-1.8,{"v":5,"d":"5.0"},1.79,0.0851,0.03,11.76]
["February",21,"5PM to 6PM",17,"February 21, 2019 17:00","2019-02-21T17:00:00",{"v":5,"d":"5.0"},3.6,-2.9,4.7,1.92,{"v":0.085,"d":"0.0850"},0.03,11.78]
["February",21,"6PM to 7PM",18,"February 21, 2019 18:00","2019-02-21T18:00:00",5.4,4.2,-0.8,5.3,{"v":2.1,"d":"2.10"},0.0849,0.04,11.79]
["February",21,"7PM to 8PM",19,"February 21, 2019 19:00","2019-02-21T19:00:00",5.7,4.6,-0.4,5.4,{"v":2.2,"d":"2.20"},0.0848,0.04,{"v":11.8,"d":"11.80"}]
["February",21,"8PM to 9PM",20,"February 21, 2019 20:00","2019-02-21T20:00:00",6.1,4.8,-0.9,5.3,2.26,0.0848,0.04,{"v":11.8,"d":"11.80"}]
["February",21,"9PM to 10PM",21,"February 21, 2019 21:00","2019-02-21T21:00:00",6.4,5.5,1.6,{"v":6,"d":"6.0"},2.46,0.0847,0.04,11.82]
["February",21,"10PM to 11PM",22,"February 21, 2019 22:00","2019-02-21T22:00:00",6.6,5.7,2.3,6.2,2.54,0.0847,0.04,11.82]
["February",21,"11PM to 12AM",23,"February 21, 2019 23:00","2019-02-21T23:00:00",{"v":7,"d":"7.0"},{"v":6,"d":"6.0"},1.9,6.1,2.61,0.0846,0.04,11.83]
["February",22,"12AM to 1AM",0,"February 22, 2019 0:00","2019-02-22",5.4,4.5,{"v":1,"d":"1.0"},5.8,2.18,0.0849,0.04,11.79]
["February",22,"1AM to 2AM",1,"February 22, 2019 1:00","2019-02-22T01:00:00",3.6,2.7,-1.5,5.1,1.63,0.0852,0.03,11.74]
["February",22,"2AM to 3AM",2,"February 22, 2019 2:00","2019-02-22T02:00:00",1.9,0.8,-5.1,4.2,1.11,0.0855,0.03,{"v":11.7,"d":"11.70"}]
["February",22,"3AM to 4AM",3,"February 22, 2019 3:00","2019-02-22T03:00:00",0.7,-0.2,-4.9,4.3,0.81,0.0858,0.03,11.66]
["February",22,"4AM to 5AM",4,"February 22, 2019 4:00","2019-02-22T04:00:00",-0.8,-1.6,-6.5,3.9,0.41,0.0861,0.03,11.63]
["February",22,"5AM to 6AM",5,"February 22, 2019 5:00","2019-02-22T05:00:00",{"v":-2,"d":"-2.0"},{"v":-3,"d":"-3.0"},{"v":-9,"d":"-9.0"},3.4,0.03,0.0863,0.02,11.59]
["February",22,"6AM to 7AM",6,"February 22, 2019 6:00","2019-02-22T06:00:00",-2.4,-3.1,-7.6,3.7,-0.01,0.0864,0.03,11.59]
["February",22,"7AM to 8AM",7,"February 22, 2019 7:00","2019-02-22T07:00:00",-2.6,-3.3,{"v":-8,"d":"-8.0"},3.6,-0.07,0.0864,0.02,11.58]
["February",22,"8AM to 9AM",8,"February 22, 2019 8:00","2019-02-22T08:00:00",-2.9,-3.7,{"v":-9,"d":"-9.0"},3.4,-0.18,0.0865,0.02,11.57]
["February",22,"9AM to 10AM",9,"February 22, 2019 9:00","2019-02-22T09:00:00",-0.9,-1.8,-7.1,3.8,0.35,0.0861,0.03,11.62]
["February",22,"10AM to 11AM",10,"February 22, 2019 10:00","2019-02-22T10:00:00",{"v":1,"d":"1.0"},-0.1,-6.2,{"v":4,"d":"4.0"},0.86,0.0857,0.03,11.67]
["February",22,"11AM to 12PM",11,"February 22, 2019 11:00","2019-02-22T11:00:00",{"v":3,"d":"3.0"},1.7,-5.1,4.2,1.37,0.0853,0.03,11.72]
["February",22,"12PM to 1PM",12,"February 22, 2019 12:00","2019-02-22T12:00:00",3.7,2.5,-3.5,4.6,{"v":1.6,"d":"1.60"},0.0852,0.03,11.74]
["February",22,"1PM to 2PM",13,"February 22, 2019 13:00","2019-02-22T13:00:00",4.3,{"v":3,"d":"3.0"},-2.7,4.8,1.76,0.0851,0.03,11.76]
["February",22,"2PM to 3PM",14,"February 22, 2019 14:00","2019-02-22T14:00:00",{"v":5,"d":"5.0"},3.6,-2.9,4.7,1.92,{"v":0.085,"d":"0.0850"},0.03,11.78]
["February",22,"3PM to 4PM",15,"February 22, 2019 15:00","2019-02-22T15:00:00",5.7,4.5,-0.8,5.3,2.18,0.0848,0.04,{"v":11.8,"d":"11.80"}]
["February",22,"4PM to 5PM",16,"February 22, 2019 16:00","2019-02-22T16:00:00",6.3,{"v":5,"d":"5.0"},-0.2,5.5,2.33,0.0847,0.04,11.81]
["February",22,"5PM to 6PM",17,"February 22, 2019 17:00","2019-02-22T17:00:00",{"v":7,"d":"7.0"},5.5,-0.9,5.3,2.48,0.0846,0.04,11.83]
["February",22,"6PM to 7PM",18,"February 22, 2019 18:00","2019-02-22T18:00:00",8.1,6.8,2.1,6.2,2.88,0.0844,0.04,11.86]
["February",22,"7PM to 8PM",19,"February 22, 2019 19:00","2019-02-22T19:00:00",{"v":9,"d":"9.0"},7.8,3.6,6.7,3.16,0.0842,0.05,11.88]
["February",22,"8PM to 9PM",20,"February 22, 2019 20:00","2019-02-22T20:00:00",{"v":10,"d":"10.0"},8.7,3.9,6.8,3.44,0.0841,0.05,11.91]
["February",22,"9PM to 10PM",21,"February 22, 2019 21:00","2019-02-22T21:00:00",10.8,9.9,7.2,{"v":8,"d":"8.0"},{"v":3.8,"d":"3.80"},0.0839,0.05,11.93]
["February",22,"10PM to 11PM",22,"February 22, 2019 22:00","2019-02-22T22:00:00",11.3,10.6,8.6,8.6,4.03,0.0838,0.06,11.95]
["February",22,"11PM to 12AM",23,"February 22, 2019 23:00","2019-02-22T23:00:00",{"v":12,"d":"12.0"},11.2,{"v":9,"d":"9.0"},8.8,4.22,0.0837,0.06,11.96]
["February",23,"12AM to 1AM",0,"February 23, 2019 0:00","2019-02-23",12.4,11.9,10.4,9.4,4.41,0.0836,0.06,11.98]
["February",23,"1AM to 2AM",1,"February 23, 2019 1:00","2019-02-23T01:00:00",12.6,11.9,10.2,9.4,4.44,0.0836,0.06,11.98]
["February",23,"2AM to 3AM",2,"February 23, 2019 2:00","2019-02-23T02:00:00",12.9,11.9,{"v":9,"d":"9.0"},8.8,4.44,0.0835,0.06,11.99]
["February",23,"3AM to 4AM",3,"February 23, 2019 3:00","2019-02-23T03:00:00",12.9,12.3,10.4,9.4,4.54,0.0835,0.06,11.99]
["February",23,"4AM to 5AM",4,"February 23, 2019 4:00","2019-02-23T04:00:00",12.9,12.2,10.2,9.4,4.53,0.0835,0.06,11.99]
["February",23,"5AM to 6AM",5,"February 23, 2019 5:00","2019-02-23T05:00:00",12.9,11.9,{"v":9,"d":"9.0"},8.8,4.44,0.0835,0.06,11.99]
["February",23,"6AM to 7AM",6,"February 23, 2019 6:00","2019-02-23T06:00:00",13.3,12.8,11.5,{"v":10,"d":"10.0"},4.71,0.0835,0.07,{"v":12,"d":"12.00"}]
["February",23,"7AM to 8AM",7,"February 23, 2019 7:00","2019-02-23T07:00:00",13.6,13.2,12.2,10.3,4.85,0.0834,0.07,12.01]
["February",23,"8AM to 9AM",8,"February 23, 2019 8:00","2019-02-23T08:00:00",{"v":14,"d":"14.0"},13.5,{"v":12,"d":"12.0"},10.2,4.92,0.0833,0.07,12.02]
["February",23,"9AM to 10AM",9,{"$f":"A1289&\" \"&B1289&\", \"&$D$5&\" \"&D1289&\":00\"","v":"February 23, 2019 9:00"},{"$f":"DATEVALUE(E1289)+TIMEVALUE(E1289)","v":"2019-02-23T09:00:00"},15.1,14.6,13.5,{"v":11,"d":"11.0"},{"v":5.3,"d":"5.30"},0.0831,0.07,12.05]
["February",23,"10AM to 11AM",{"$f":"IF(D1289+1>23,0,D1289+1)","v":10},"February 23, 2019 10:00","2019-02-23T10:00:00",{"v":16,"d":"16.0"},15.3,13.6,11.1,5.53,{"v":0.083,"d":"0.0830"},0.08,12.07]
["February",23,"11AM to 12PM",11,"February 23, 2019 11:00","2019-02-23T11:00:00",17.1,16.1,{"v":14,"d":"14.0"},11.3,5.82,0.0828,0.08,{"v":12.1,"d":"12.10"}]
["February",23,"12PM to 1PM",12,"February 23, 2019 12:00","2019-02-23T12:00:00",16.3,15.6,13.8,11.2,5.63,0.0829,0.08,12.08]
["February",23,"1PM to 2PM",13,"February 23, 2019 13:00","2019-02-23T13:00:00",15.8,{"v":15,"d":"15.0"},12.9,10.7,5.43,{"v":0.083,"d":"0.0830"},0.07,12.07]
["February",23,"2PM to 3PM",14,"February 23, 2019 14:00","2019-02-23T14:00:00",15.1,13.9,10.9,9.7,{"v":5.1,"d":"5.10"},0.0831,0.07,12.04]
["February",23,"3PM to 4PM",15,"February 23, 2019 15:00","2019-02-23T15:00:00",14.4,13.7,{"v":12,"d":"12.0"},10.2,5.01,0.0833,0.07,12.03]
["February",23,"4PM to 5PM",16,"February 23, 2019 16:00","2019-02-23T16:00:00",13.6,13.1,11.7,10.1,4.81,0.0834,0.07,12.01]
["February",23,"5PM to 6PM",17,"February 23, 2019 17:00","2019-02-23T17:00:00",12.9,12.2,{"v":10,"d":"10.0"},9.3,4.51,0.0835,0.06,11.99]
["February",23,"6PM to 7PM",18,"February 23, 2019 18:00","2019-02-23T18:00:00",11.7,11.3,10.2,9.4,4.22,0.0837,0.06,11.96]
["February",23,"7PM to 8PM",19,"February 23, 2019 19:00","2019-02-23T19:00:00",10.2,9.8,8.6,8.6,3.77,{"v":0.084,"d":"0.0840"},0.06,11.92]
["February",23,"8PM to 9PM",20,"February 23, 2019 20:00","2019-02-23T20:00:00",{"v":9,"d":"9.0"},8.3,6.1,7.6,{"v":3.3,"d":"3.30"},0.0842,0.05,11.88]
["February",23,"9PM to 10PM",21,"February 23, 2019 21:00","2019-02-23T21:00:00",6.6,5.9,3.4,6.6,2.59,0.0847,0.04,11.82]
["February",23,"10PM to 11PM",22,"February 23, 2019 22:00","2019-02-23T22:00:00",4.3,3.3,-1.3,5.2,1.81,0.0851,0.04,11.76]
["February",23,"11PM to 12AM",23,"February 23, 2019 23:00","2019-02-23T23:00:00",1.9,0.6,-7.1,3.8,1.04,0.0855,0.03,{"v":11.7,"d":"11.70"}]
["February",24,"12AM to 1AM",0,"February 24, 2019 0:00","2019-02-24",2.3,1.2,-4.2,4.4,1.23,0.0855,0.03,11.71]
["February",24,"1AM to 2AM",1,"February 24, 2019 1:00","2019-02-24T01:00:00",2.7,1.7,-3.1,4.7,1.35,0.0854,0.03,11.72]
["February",24,"2AM to 3AM",2,"February 24, 2019 2:00","2019-02-24T02:00:00",{"v":3,"d":"3.0"},{"v":2,"d":"2.0"},-2.9,4.7,1.45,0.0853,0.03,11.73]
["February",24,"3AM to 4AM",3,"February 24, 2019 3:00","2019-02-24T03:00:00",3.7,2.7,-2.2,4.9,1.65,0.0852,0.03,11.74]
["February",24,"4AM to 5AM",4,"February 24, 2019 4:00","2019-02-24T04:00:00",4.3,{"v":3,"d":"3.0"},-3.1,4.7,1.74,0.0851,0.03,11.76]
["February",24,"5AM to 6AM",5,"February 24, 2019 5:00","2019-02-24T05:00:00",{"v":5,"d":"5.0"},3.3,-5.1,4.2,1.84,{"v":0.085,"d":"0.0850"},0.03,11.77]
["February",24,"6AM to 7AM",6,"February 24, 2019 6:00","2019-02-24T06:00:00",4.3,2.8,-4.4,4.4,{"v":1.7,"d":"1.70"},0.0851,0.03,11.76]
["February",24,"7AM to 8AM",7,"February 24, 2019 7:00","2019-02-24T07:00:00",3.7,2.3,-5.3,4.2,1.53,0.0852,0.03,11.74]
["February",24,"8AM to 9AM",8,"February 24, 2019 8:00","2019-02-24T08:00:00",{"v":3,"d":"3.0"},1.4,-7.1,3.8,{"v":1.3,"d":"1.30"},0.0853,0.03,11.72]
["February",24,"9AM to 10AM",9,"February 24, 2019 9:00","2019-02-24T09:00:00",5.4,3.7,-4.4,4.4,1.95,0.0849,0.03,11.78]
["February",24,"10AM to 11AM",10,"February 24, 2019 10:00","2019-02-24T10:00:00",7.7,5.8,-2.7,4.8,2.58,0.0845,0.03,11.84]
["February",24,"11AM to 12PM",11,"February 24, 2019 11:00","2019-02-24T11:00:00",{"v":10,"d":"10.0"},7.8,-0.9,5.3,3.21,0.0841,0.04,{"v":11.9,"d":"11.90"}]
["February",24,"12PM to 1PM",12,"February 24, 2019 12:00","2019-02-24T12:00:00",13.3,{"v":11,"d":"11.0"},3.2,6.5,4.18,0.0835,0.04,11.99]
["February",24,"1PM to 2PM",13,"February 24, 2019 13:00","2019-02-24T13:00:00",16.7,14.1,6.6,7.8,{"v":5.2,"d":"5.20"},0.0829,0.05,12.08]
["February",24,"2PM to 3PM",14,"February 24, 2019 14:00","2019-02-24T14:00:00",19.9,16.9,{"v":9,"d":"9.0"},8.8,6.13,0.0823,0.06,12.17]
["February",24,"3PM to 4PM",15,"February 24, 2019 15:00","2019-02-24T15:00:00",20.3,17.4,10.4,9.4,6.32,0.0822,0.06,12.18]
["February",24,"4PM to 5PM",16,"February 24, 2019 16:00","2019-02-24T16:00:00",20.7,17.7,10.4,9.4,{"v":6.4,"d":"6.40"},0.0822,0.06,12.19]
["February",24,"5PM to 6PM",17,"February 24, 2019 17:00","2019-02-24T17:00:00",{"v":21,"d":"21.0"},17.6,{"v":9,"d":"9.0"},8.8,6.39,0.0821,0.06,12.19]
["February",24,"6PM to 7PM",18,"February 24, 2019 18:00","2019-02-24T18:00:00",21.7,19.1,13.1,10.8,6.87,{"v":0.082,"d":"0.0820"},0.07,12.22]
["February",24,"7PM to 8PM",19,"February 24, 2019 19:00","2019-02-24T19:00:00",22.3,20.1,15.6,12.2,7.22,0.0819,0.08,12.23]
["February",24,"8PM to 9PM",20,"February 24, 2019 20:00","2019-02-24T20:00:00",{"v":23,"d":"23.0"},{"v":21,"d":"21.0"},17.1,13.1,7.53,0.0818,0.09,12.26]
["February",24,"9PM to 10PM",21,"February 24, 2019 21:00","2019-02-24T21:00:00",24.1,{"v":23,"d":"23.0"},{"v":21,"d":"21.0"},15.9,8.21,0.0815,0.11,12.29]
["February",24,"10PM to 11PM",22,"February 24, 2019 22:00","2019-02-24T22:00:00",{"v":25,"d":"25.0"},24.2,{"v":23,"d":"23.0"},17.5,8.67,0.0814,0.12,12.32]
["February",24,"11PM to 12AM",23,"February 24, 2019 23:00","2019-02-24T23:00:00",26.1,25.3,24.1,18.4,9.07,0.0812,0.12,12.35]
["February",25,"12AM to 1AM",0,"February 25, 2019 0:00","2019-02-25",25.3,24.8,23.9,18.2,8.88,0.0813,0.12,12.33]
["February",25,"1AM to 2AM",1,"February 25, 2019 1:00","2019-02-25T01:00:00",24.8,23.7,21.9,16.6,{"v":8.5,"d":"8.50"},0.0814,0.11,12.31]
["February",25,"2AM to 3AM",2,"February 25, 2019 2:00","2019-02-25T02:00:00",24.1,22.3,{"v":19,"d":"19.0"},14.5,7.99,0.0816,{"v":0.1,"d":"0.10"},12.29]
["February",25,"3AM to 4AM",3,"February 25, 2019 3:00","2019-02-25T03:00:00",23.4,22.3,20.5,15.5,7.98,0.0817,0.11,12.27]
["February",25,"4AM to 5AM",4,"February 25, 2019 4:00","2019-02-25T04:00:00",22.6,21.8,20.3,15.4,7.78,0.0818,{"v":0.1,"d":"0.10"},12.25]
["February",25,"5AM to 6AM",5,"February 25, 2019 5:00","2019-02-25T05:00:00",21.9,20.9,{"v":19,"d":"19.0"},14.5,7.47,0.0819,{"v":0.1,"d":"0.10"},12.23]
["February",25,"6AM to 7AM",6,"February 25, 2019 6:00","2019-02-25T06:00:00",18.3,17.9,16.9,{"v":13,"d":"13.0"},6.38,0.0826,0.09,12.14]
["February",25,"7AM to 8AM",7,"February 25, 2019 7:00","2019-02-25T07:00:00",14.5,14.1,12.9,10.7,5.12,0.0832,0.07,12.03]
["February",25,"8AM to 9AM",8,"February 25, 2019 8:00","2019-02-25T08:00:00",10.9,10.2,8.1,8.4,{"v":3.9,"d":"3.90"},0.0839,0.06,11.94]
["February",25,"9AM to 10AM",9,"February 25, 2019 9:00","2019-02-25T09:00:00",10.6,{"v":10,"d":"10.0"},8.4,8.5,3.84,0.0839,0.06,11.93]
["February",25,"10AM to 11AM",10,"February 25, 2019 10:00","2019-02-25T10:00:00",10.4,9.7,7.5,8.2,3.74,{"v":0.084,"d":"0.0840"},0.06,11.92]
["February",25,"11AM to 12PM",11,"February 25, 2019 11:00","2019-02-25T11:00:00",{"v":10,"d":"10.0"},9.3,{"v":7,"d":"7.0"},7.9,3.62,{"v":0.084,"d":"0.0840"},0.05,11.91]
["February",25,"12PM to 1PM",12,"February 25, 2019 12:00","2019-02-25T12:00:00",10.9,10.3,8.4,8.5,3.93,0.0839,0.06,11.94]
["February",25,"1PM to 2PM",13,"February 25, 2019 13:00","2019-02-25T13:00:00",{"v":12,"d":"12.0"},11.3,9.1,8.9,4.23,0.0837,0.06,11.96]
["February",25,"2PM to 3PM",14,"February 25, 2019 14:00","2019-02-25T14:00:00",12.9,11.9,{"v":9,"d":"9.0"},8.8,4.44,0.0835,0.06,11.99]
["February",25,"3PM to 4PM",15,"February 25, 2019 15:00","2019-02-25T15:00:00",11.3,10.8,9.1,8.9,4.06,0.0838,0.06,11.95]
["February",25,"4PM to 5PM",16,"February 25, 2019 16:00","2019-02-25T16:00:00",9.7,9.2,7.7,8.2,3.58,0.0841,0.06,{"v":11.9,"d":"11.90"}]
["February",25,"5PM to 6PM",17,"February 25, 2019 17:00","2019-02-25T17:00:00",8.1,7.4,{"v":5,"d":"5.0"},7.2,3.03,0.0844,0.05,11.86]
["February",25,"6PM to 7PM",18,"February 25, 2019 18:00","2019-02-25T18:00:00",6.4,5.8,3.2,6.5,2.54,0.0847,0.04,11.82]
["February",25,"7PM to 8PM",19,"February 25, 2019 19:00","2019-02-25T19:00:00",4.6,3.7,-0.4,5.4,1.94,{"v":0.085,"d":"0.0850"},0.04,11.77]
["February",25,"8PM to 9PM",20,"February 25, 2019 20:00","2019-02-25T20:00:00",{"v":3,"d":"3.0"},1.7,-5.1,4.2,1.37,0.0853,0.03,11.72]
["February",25,"9PM to 10PM",21,"February 25, 2019 21:00","2019-02-25T21:00:00",3.4,2.3,-2.7,4.8,1.54,0.0853,0.03,11.73]
["February",25,"10PM to 11PM",22,"February 25, 2019 22:00","2019-02-25T22:00:00",3.6,2.5,-2.4,4.9,{"v":1.6,"d":"1.60"},0.0852,0.03,11.74]
["February",25,"11PM to 12AM",23,"February 25, 2019 23:00","2019-02-25T23:00:00",3.9,2.7,-2.9,4.7,1.66,0.0852,0.03,11.75]
["February",26,"12AM to 1AM",0,"February 26, 2019 0:00","2019-02-26",3.2,2.2,-2.6,4.8,{"v":1.5,"d":"1.50"},0.0853,0.03,11.73]
["February",26,"1AM to 2AM",1,{"$f":"A1353&\" \"&B1353&\", \"&$D$5&\" \"&D1353&\":00\"","v":"February 26, 2019 1:00"},{"$f":"DATEVALUE(E1353)+TIMEVALUE(E1353)","v":"2019-02-26T01:00:00"},2.7,1.6,-3.6,4.6,1.33,0.0854,0.03,11.72]
["February",26,"2AM to 3AM",{"$f":"IF(D1353+1>23,0,D1353+1)","v":2},"February 26, 2019 2:00","2019-02-26T02:00:00",1.9,0.7,{"v":-6,"d":"-6.0"},{"v":4,"d":"4.0"},1.08,0.0855,0.03,{"v":11.7,"d":"11.70"}]
["February",26,"3AM to 4AM",3,"February 26, 2019 3:00","2019-02-26T03:00:00",0.7,-0.3,-5.8,4.1,0.78,0.0858,0.03,11.66]
["February",26,"4AM to 5AM",4,"February 26, 2019 4:00","2019-02-26T04:00:00",-0.8,-1.7,-7.4,3.7,0.38,0.0861,0.03,11.63]
["February",26,"5AM to 6AM",5,"February 26, 2019 5:00","2019-02-26T05:00:00",{"v":-2,"d":"-2.0"},-3.1,-9.9,3.3,0.01,0.0863,0.02,11.59]
["February",26,"6AM to 7AM",6,"February 26, 2019 6:00","2019-02-26T06:00:00",-1.7,-2.6,-8.1,3.6,0.15,0.0862,0.02,{"v":11.6,"d":"11.60"}]
["February",26,"7AM to 8AM",7,"February 26, 2019 7:00","2019-02-26T07:00:00",-1.3,-2.3,-8.1,3.6,0.23,0.0862,0.02,11.61]
["February",26,"8AM to 9AM",8,"February 26, 2019 8:00","2019-02-26T08:00:00",-0.9,-2.1,{"v":-9,"d":"-9.0"},3.4,0.29,0.0861,0.02,11.62]
["February",26,"9AM to 10AM",9,"February 26, 2019 9:00","2019-02-26T09:00:00",{"v":0,"d":"0.0"},-1.2,{"v":-8,"d":"-8.0"},3.6,0.54,0.0859,0.02,11.64]
["February",26,"10AM to 11AM",10,"February 26, 2019 10:00","2019-02-26T10:00:00",{"v":1,"d":"1.0"},-0.3,-8.1,3.6,0.79,0.0857,0.02,11.67]
["February",26,"11AM to 12PM",11,"February 26, 2019 11:00","2019-02-26T11:00:00",1.9,0.5,{"v":-8,"d":"-8.0"},3.6,1.02,0.0856,0.02,{"v":11.7,"d":"11.70"}]
["February",26,"12PM to 1PM",12,"February 26, 2019 12:00","2019-02-26T12:00:00",3.9,2.4,-5.1,4.2,1.58,0.0852,0.03,11.75]
["February",26,"1PM to 2PM",13,"February 26, 2019 13:00","2019-02-26T13:00:00",6.1,4.4,-3.1,4.7,2.17,0.0848,0.03,{"v":11.8,"d":"11.80"}]
["February",26,"2PM to 3PM",14,"February 26, 2019 14:00","2019-02-26T14:00:00",8.1,6.1,{"v":-2,"d":"-2.0"},{"v":5,"d":"5.0"},2.69,0.0844,0.03,11.85]
["February",26,"3PM to 4PM",15,"February 26, 2019 15:00","2019-02-26T15:00:00",9.3,7.6,{"v":1,"d":"1.0"},5.8,3.13,0.0842,0.04,11.89]
["February",26,"4PM to 5PM",16,"February 26, 2019 16:00","2019-02-26T16:00:00",10.8,{"v":9,"d":"9.0"},2.7,6.4,3.55,0.0839,0.04,11.93]
["February",26,"5PM to 6PM",17,"February 26, 2019 17:00","2019-02-26T17:00:00",{"v":12,"d":"12.0"},{"v":10,"d":"10.0"},{"v":3,"d":"3.0"},6.5,3.87,0.0837,0.04,11.96]
["February",26,"6PM to 7PM",18,"February 26, 2019 18:00","2019-02-26T18:00:00",11.3,9.7,4.1,6.9,3.76,0.0838,0.05,11.94]
["February",26,"7PM to 8PM",19,"February 26, 2019 19:00","2019-02-26T19:00:00",10.8,9.2,3.6,6.7,{"v":3.6,"d":"3.60"},0.0839,0.05,11.93]
["February",26,"8PM to 9PM",20,"February 26, 2019 20:00","2019-02-26T20:00:00",{"v":10,"d":"10.0"},8.3,1.9,6.1,3.34,0.0841,0.04,11.91]
["February",26,"9PM to 10PM",21,"February 26, 2019 21:00","2019-02-26T21:00:00",{"v":9,"d":"9.0"},7.9,3.9,6.8,3.18,0.0842,0.05,11.88]
["February",26,"10PM to 11PM",22,"February 26, 2019 22:00","2019-02-26T22:00:00",8.1,7.2,3.9,6.8,2.97,0.0844,0.05,11.86]
["February",26,"11PM to 12AM",23,"February 26, 2019 23:00","2019-02-26T23:00:00",{"v":7,"d":"7.0"},6.2,{"v":3,"d":"3.0"},6.5,2.66,0.0846,0.04,11.83]
["February",27,"12AM to 1AM",0,"February 27, 2019 0:00","2019-02-27",7.3,6.7,4.5,{"v":7,"d":"7.0"},2.82,0.0845,0.05,11.84]
["February",27,"1AM to 2AM",1,"February 27, 2019 1:00","2019-02-27T01:00:00",7.7,{"v":7,"d":"7.0"},4.3,6.9,{"v":2.9,"d":"2.90"},0.0845,0.05,11.85]
["February",27,"2AM to 3AM",2,"February 27, 2019 2:00","2019-02-27T02:00:00",8.1,{"v":7,"d":"7.0"},{"v":3,"d":"3.0"},6.5,2.92,0.0844,0.04,11.86]
["February",27,"3AM to 4AM",3,"February 27, 2019 3:00","2019-02-27T03:00:00",{"v":7,"d":"7.0"},6.3,3.6,6.7,2.69,0.0846,0.05,11.83]
["February",27,"4AM to 5AM",4,"February 27, 2019 4:00","2019-02-27T04:00:00",6.1,5.3,2.3,6.2,2.41,0.0848,0.04,11.81]
["February",27,"5AM to 6AM",5,"February 27, 2019 5:00","2019-02-27T05:00:00",{"v":5,"d":"5.0"},{"v":4,"d":"4.0"},{"v":0,"d":"0.0"},5.5,2.04,{"v":0.085,"d":"0.0850"},0.04,11.78]
["February",27,"6AM to 7AM",6,"February 27, 2019 6:00","2019-02-27T06:00:00",3.9,{"v":3,"d":"3.0"},-1.3,5.2,1.73,0.0852,0.04,11.75]
["February",27,"7AM to 8AM",7,"February 27, 2019 7:00","2019-02-27T07:00:00",{"v":3,"d":"3.0"},1.8,-4.2,4.4,{"v":1.4,"d":"1.40"},0.0853,0.03,11.72]
["February",27,"8AM to 9AM",8,"February 27, 2019 8:00","2019-02-27T08:00:00",1.9,0.5,{"v":-8,"d":"-8.0"},3.6,1.02,0.0856,0.02,{"v":11.7,"d":"11.70"}]
["February",27,"9AM to 10AM",9,"February 27, 2019 9:00","2019-02-27T09:00:00",3.4,1.8,-6.3,{"v":4,"d":"4.0"},1.41,0.0853,0.03,11.73]
["February",27,"10AM to 11AM",10,"February 27, 2019 10:00","2019-02-27T10:00:00",4.6,2.9,-5.8,4.1,1.73,{"v":0.085,"d":"0.0850"},0.03,11.76]
["February",27,"11AM to 12PM",11,"February 27, 2019 11:00","2019-02-27T11:00:00",6.1,4.2,-5.1,4.2,{"v":2.1,"d":"2.10"},0.0848,0.03,{"v":11.8,"d":"11.80"}]
["February",27,"12PM to 1PM",12,"February 27, 2019 12:00","2019-02-27T12:00:00",6.4,4.7,-2.9,4.7,2.27,0.0847,0.03,11.81]
["February",27,"1PM to 2PM",13,"February 27, 2019 13:00","2019-02-27T13:00:00",6.6,5.1,-1.5,5.1,2.37,0.0847,0.03,11.82]
["February",27,"2PM to 3PM",14,"February 27, 2019 14:00","2019-02-27T14:00:00",{"v":7,"d":"7.0"},5.5,-0.9,5.3,2.48,0.0846,0.04,11.83]
["February",27,"3PM to 4PM",15,"February 27, 2019 15:00","2019-02-27T15:00:00",7.7,6.4,1.2,5.9,2.75,0.0845,0.04,11.85]
["February",27,"4PM to 5PM",16,"February 27, 2019 16:00","2019-02-27T16:00:00",8.2,6.9,1.8,6.1,{"v":2.9,"d":"2.90"},0.0844,0.04,11.86]
["February",27,"5PM to 6PM",17,"February 27, 2019 17:00","2019-02-27T17:00:00",{"v":9,"d":"9.0"},7.3,{"v":1,"d":"1.0"},5.8,3.04,0.0843,0.04,11.88]
["February",27,"6PM to 7PM",18,"February 27, 2019 18:00","2019-02-27T18:00:00",{"v":9,"d":"9.0"},7.6,2.5,6.3,3.11,0.0842,0.04,11.88]
["February",27,"7PM to 8PM",19,"February 27, 2019 19:00","2019-02-27T19:00:00",{"v":9,"d":"9.0"},7.6,2.3,6.2,{"v":3.1,"d":"3.10"},0.0843,0.04,11.88]
["February",27,"8PM to 9PM",20,"February 27, 2019 20:00","2019-02-27T20:00:00",{"v":9,"d":"9.0"},7.3,{"v":1,"d":"1.0"},5.8,3.04,0.0843,0.04,11.88]
["February",27,"9PM to 10PM",21,"February 27, 2019 21:00","2019-02-27T21:00:00",9.3,{"v":8,"d":"8.0"},{"v":3,"d":"3.0"},6.5,3.22,0.0842,0.04,11.89]
["February",27,"10PM to 11PM",22,"February 27, 2019 22:00","2019-02-27T22:00:00",9.7,8.2,{"v":3,"d":"3.0"},6.5,3.31,0.0841,0.04,{"v":11.9,"d":"11.90"}]
["February",27,"11PM to 12AM",23,"February 27, 2019 23:00","2019-02-27T23:00:00",{"v":10,"d":"10.0"},8.3,1.9,6.1,3.34,0.0841,0.04,11.91]
["February",28,"12AM to 1AM",0,"February 28, 2019 0:00","2019-02-28",{"v":9,"d":"9.0"},7.6,2.5,6.3,3.11,0.0842,0.04,11.88]
["February",28,"1AM to 2AM",1,"February 28, 2019 1:00","2019-02-28T01:00:00",8.1,6.7,1.2,5.9,2.83,0.0844,0.04,11.86]
["February",28,"2AM to 3AM",2,"February 28, 2019 2:00","2019-02-28T02:00:00",{"v":7,"d":"7.0"},5.5,-0.9,5.3,2.48,0.0846,0.04,11.83]
["February",28,"3AM to 4AM",3,"February 28, 2019 3:00","2019-02-28T03:00:00",5.9,4.7,-0.4,5.4,2.24,0.0848,0.04,{"v":11.8,"d":"11.80"}]
["February",28,"4AM to 5AM",4,"February 28, 2019 4:00","2019-02-28T04:00:00",{"v":5,"d":"5.0"},3.8,-1.7,5.1,1.97,{"v":0.085,"d":"0.0850"},0.03,11.78]
["February",28,"5AM to 6AM",5,"February 28, 2019 5:00","2019-02-28T05:00:00",3.9,2.6,{"v":-4,"d":"-4.0"},4.5,1.62,0.0852,0.03,11.75]
["February",28,"6AM to 7AM",6,"February 28, 2019 6:00","2019-02-28T06:00:00",3.6,2.4,-2.9,4.7,1.58,0.0852,0.03,11.74]
["February",28,"7AM to 8AM",7,"February 28, 2019 7:00","2019-02-28T07:00:00",3.4,2.2,-3.6,4.6,1.51,0.0853,0.03,11.73]
["February",28,"8AM to 9AM",8,"February 28, 2019 8:00","2019-02-28T08:00:00",{"v":3,"d":"3.0"},1.7,-5.1,4.2,1.37,0.0853,0.03,11.72]
["February",28,"9AM to 10AM",9,"February 28, 2019 9:00","2019-02-28T09:00:00",4.3,2.9,-3.6,4.6,1.72,0.0851,0.03,11.76]
["February",28,"10AM to 11AM",10,"February 28, 2019 10:00","2019-02-28T10:00:00",5.7,4.1,-3.5,4.6,2.07,0.0848,0.03,11.79]
["February",28,"11AM to 12PM",11,"February 28, 2019 11:00","2019-02-28T11:00:00",{"v":7,"d":"7.0"},5.2,-2.9,4.7,{"v":2.4,"d":"2.40"},0.0846,0.03,11.83]
["February",28,"12PM to 1PM",12,"February 28, 2019 12:00","2019-02-28T12:00:00",{"v":9,"d":"9.0"},7.4,1.2,5.9,3.05,0.0843,0.04,11.88]
["February",28,"1PM to 2PM",13,"February 28, 2019 13:00","2019-02-28T13:00:00",10.9,9.5,4.6,{"v":7,"d":"7.0"},{"v":3.7,"d":"3.70"},0.0839,0.05,11.93]
["February",28,"2PM to 3PM",14,"February 28, 2019 14:00","2019-02-28T14:00:00",12.9,11.5,{"v":7,"d":"7.0"},7.9,4.31,0.0835,0.05,11.99]
["February",28,"3PM to 4PM",15,"February 28, 2019 15:00","2019-02-28T15:00:00",{"v":14,"d":"14.0"},12.7,9.1,8.9,4.71,0.0833,0.06,12.01]
["February",28,"4PM to 5PM",16,"February 28, 2019 16:00","2019-02-28T16:00:00",14.9,13.5,9.7,9.1,4.97,0.0832,0.06,12.04]
["February",28,"5PM to 6PM",17,{"$f":"A1417&\" \"&B1417&\", \"&$D$5&\" \"&D1417&\":00\"","v":"February 28, 2019 17:00"},{"$f":"DATEVALUE(E1417)+TIMEVALUE(E1417)","v":"2019-02-28T17:00:00"},{"v":16,"d":"16.0"},14.1,{"v":9,"d":"9.0"},8.8,5.18,{"v":0.083,"d":"0.0830"},0.06,12.06]
["February",28,"6PM to 7PM",{"$f":"IF(D1417+1>23,0,D1417+1)","v":18},"February 28, 2019 18:00","2019-02-28T18:00:00",{"v":14,"d":"14.0"},12.6,8.8,8.7,4.69,0.0833,0.06,12.01]
["February",28,"7PM to 8PM",19,"February 28, 2019 19:00","2019-02-28T19:00:00",{"v":12,"d":"12.0"},10.8,6.8,7.9,4.08,0.0837,0.05,11.96]
["February",28,"8PM to 9PM",20,"February 28, 2019 20:00","2019-02-28T20:00:00",{"v":10,"d":"10.0"},8.7,3.9,6.8,3.44,0.0841,0.05,11.91]
["February",28,"9PM to 10PM",21,"February 28, 2019 21:00","2019-02-28T21:00:00",9.1,7.9,3.6,6.7,3.21,0.0842,0.05,11.89]
["February",28,"10PM to 11PM",22,"February 28, 2019 22:00","2019-02-28T22:00:00",8.2,7.1,{"v":3,"d":"3.0"},6.5,2.96,0.0844,0.04,11.86]
["February",28,"11PM to 12AM",23,"February 28, 2019 23:00","2019-02-28T23:00:00",7.2,6.2,2.5,6.3,2.68,0.0846,0.04,11.83]
["March",1,"12AM to 1AM",0,"March 1, 2019 0:00","2019-03-01",6.3,5.4,1.8,6.1,2.43,0.0847,0.04,11.81]
["March",1,"1AM to 2AM",1,"March 1, 2019 1:00","2019-03-01T01:00:00",5.2,4.4,1.2,5.9,2.14,0.0849,0.04,11.78]
["March",1,"2AM to 3AM",2,"March 1, 2019 2:00","2019-03-01T02:00:00",4.3,3.6,0.7,5.7,{"v":1.9,"d":"1.90"},0.0851,0.04,11.76]
["March",1,"3AM to 4AM",3,"March 1, 2019 3:00","2019-03-01T03:00:00",{"v":3,"d":"3.0"},2.5,{"v":0,"d":"0.0"},5.5,1.56,0.0853,0.04,11.73]
["March",1,"4AM to 5AM",4,"March 1, 2019 4:00","2019-03-01T04:00:00",1.9,1.4,-0.9,5.3,1.27,0.0855,0.04,{"v":11.7,"d":"11.70"}]
["March",1,"5AM to 6AM",5,"March 1, 2019 5:00","2019-03-01T05:00:00",1.9,1.4,-0.9,5.3,1.27,0.0855,0.04,{"v":11.7,"d":"11.70"}]
["March",1,"6AM to 7AM",6,"March 1, 2019 6:00","2019-03-01T06:00:00",1.9,1.4,-0.9,5.3,1.27,0.0855,0.04,{"v":11.7,"d":"11.70"}]
["March",1,"7AM to 8AM",7,"March 1, 2019 7:00","2019-03-01T07:00:00",{"v":3,"d":"3.0"},2.5,{"v":0,"d":"0.0"},5.5,1.56,0.0853,0.04,11.73]
["March",1,"8AM to 9AM",8,"March 1, 2019 8:00","2019-03-01T08:00:00",{"v":3,"d":"3.0"},2.6,{"v":1,"d":"1.0"},5.8,1.61,0.0853,0.04,11.73]
["March",1,"9AM to 10AM",9,"March 1, 2019 9:00","2019-03-01T09:00:00",3.9,3.5,1.9,6.1,1.87,0.0852,0.04,11.75]
["March",1,"10AM to 11AM",10,"March 1, 2019 10:00","2019-03-01T10:00:00",{"v":5,"d":"5.0"},4.6,{"v":3,"d":"3.0"},6.5,2.18,{"v":0.085,"d":"0.0850"},0.04,11.78]
["March",1,"11AM to 12PM",11,"March 1, 2019 11:00","2019-03-01T11:00:00",8.1,7.6,6.1,7.6,3.09,0.0844,0.05,11.86]
["March",1,"12PM to 1PM",12,"March 1, 2019 12:00","2019-03-01T12:00:00",{"v":10,"d":"10.0"},9.6,8.1,8.4,3.69,{"v":0.084,"d":"0.0840"},0.06,11.91]
["March",1,"1PM to 2PM",13,"March 1, 2019 13:00","2019-03-01T13:00:00",12.9,12.4,10.9,9.7,4.58,0.0835,0.07,11.99]
["March",1,"2PM to 3PM",14,"March 1, 2019 14:00","2019-03-01T14:00:00",17.1,16.5,15.1,11.9,5.91,0.0828,0.08,{"v":12.1,"d":"12.10"}]
["March",1,"3PM to 4PM",15,"March 1, 2019 15:00","2019-03-01T15:00:00",24.1,23.7,{"v":23,"d":"23.0"},17.5,8.46,0.0815,0.12,12.29]
["March",1,"4PM to 5PM",16,"March 1, 2019 16:00","2019-03-01T16:00:00",{"v":12,"d":"12.0"},11.5,{"v":10,"d":"10.0"},9.3,{"v":4.3,"d":"4.30"},0.0837,0.06,11.97]
["March",1,"5PM to 6PM",17,"March 1, 2019 17:00","2019-03-01T17:00:00",8.1,7.4,{"v":5,"d":"5.0"},7.2,3.03,0.0844,0.05,11.86]
["March",1,"6PM to 7PM",18,"March 1, 2019 18:00","2019-03-01T18:00:00",{"v":3,"d":"3.0"},2.5,{"v":0,"d":"0.0"},5.5,1.56,0.0853,0.04,11.73]
["March",1,"7PM to 8PM",19,"March 1, 2019 19:00","2019-03-01T19:00:00",{"v":1,"d":"1.0"},0.1,-5.1,4.2,0.89,0.0857,0.03,11.67]
["March",1,"8PM to 9PM",20,"March 1, 2019 20:00","2019-03-01T20:00:00",-2.9,-3.4,{"v":-6,"d":"-6.0"},{"v":4,"d":"4.0"},-0.09,0.0865,0.03,11.57]
["March",1,"9PM to 10PM",21,"March 1, 2019 21:00","2019-03-01T21:00:00",{"v":-2,"d":"-2.0"},-2.3,{"v":-4,"d":"-4.0"},4.5,0.19,0.0863,0.03,{"v":11.6,"d":"11.60"}]
["March",1,"10PM to 11PM",22,"March 1, 2019 22:00","2019-03-01T22:00:00",1.9,1.4,-0.9,5.3,1.27,0.0855,0.04,{"v":11.7,"d":"11.70"}]
["March",1,"11PM to 12AM",23,"March 1, 2019 23:00","2019-03-01T23:00:00",{"v":3,"d":"3.0"},2.5,{"v":0,"d":"0.0"},5.5,1.56,0.0853,0.04,11.73]
["March",2,"12AM to 1AM",0,"March 2, 2019 0:00","2019-03-02",{"v":5,"d":"5.0"},4.4,1.9,6.1,2.13,{"v":0.085,"d":"0.0850"},0.04,11.78]
["March",2,"1AM to 2AM",1,"March 2, 2019 1:00","2019-03-02T01:00:00",{"v":7,"d":"7.0"},6.5,{"v":5,"d":"5.0"},7.2,2.77,0.0846,0.05,11.83]
["March",2,"2AM to 3AM",2,"March 2, 2019 2:00","2019-03-02T02:00:00",8.1,7.6,6.1,7.6,3.09,0.0844,0.05,11.86]
["March",2,"3AM to 4AM",3,"March 2, 2019 3:00","2019-03-02T03:00:00",{"v":9,"d":"9.0"},8.7,8.1,8.4,3.43,0.0842,0.06,11.89]
["March",2,"4AM to 5AM",4,"March 2, 2019 4:00","2019-03-02T04:00:00",{"v":10,"d":"10.0"},9.6,8.1,8.4,3.69,{"v":0.084,"d":"0.0840"},0.06,11.91]
["March",2,"5AM to 6AM",5,"March 2, 2019 5:00","2019-03-02T05:00:00",10.9,10.4,{"v":9,"d":"9.0"},8.8,3.96,0.0839,0.06,11.94]
["March",2,"6AM to 7AM",6,"March 2, 2019 6:00","2019-03-02T06:00:00",10.9,10.4,{"v":9,"d":"9.0"},8.8,3.96,0.0839,0.06,11.94]
["March",2,"7AM to 8AM",7,"March 2, 2019 7:00","2019-03-02T07:00:00",10.9,10.4,{"v":9,"d":"9.0"},8.8,3.96,0.0839,0.06,11.94]
["March",2,"8AM to 9AM",8,"March 2, 2019 8:00","2019-03-02T08:00:00",10.9,10.4,{"v":9,"d":"9.0"},8.8,3.96,0.0839,0.06,11.94]
["March",2,"9AM to 10AM",9,"March 2, 2019 9:00","2019-03-02T09:00:00",10.9,10.7,{"v":10,"d":"10.0"},9.3,4.04,0.0839,0.06,11.94]
["March",2,"10AM to 11AM",10,"March 2, 2019 10:00","2019-03-02T10:00:00",{"v":12,"d":"12.0"},11.5,{"v":10,"d":"10.0"},9.3,{"v":4.3,"d":"4.30"},0.0837,0.06,11.97]
["March",2,"11AM to 12PM",11,"March 2, 2019 11:00","2019-03-02T11:00:00",{"v":10,"d":"10.0"},9.6,8.1,8.4,3.69,{"v":0.084,"d":"0.0840"},0.06,11.91]
["March",2,"12PM to 1PM",12,"March 2, 2019 12:00","2019-03-02T12:00:00",{"v":10,"d":"10.0"},9.6,8.1,8.4,3.69,{"v":0.084,"d":"0.0840"},0.06,11.91]
["March",2,"1PM to 2PM",13,"March 2, 2019 13:00","2019-03-02T13:00:00",{"v":12,"d":"12.0"},11.5,{"v":10,"d":"10.0"},9.3,{"v":4.3,"d":"4.30"},0.0837,0.06,11.97]
["March",2,"2PM to 3PM",14,"March 2, 2019 14:00","2019-03-02T14:00:00",12.9,12.4,10.9,9.7,4.58,0.0835,0.07,11.99]
["March",2,"3PM to 4PM",15,"March 2, 2019 15:00","2019-03-02T15:00:00",12.9,12.7,{"v":12,"d":"12.0"},10.2,4.66,0.0835,0.07,11.99]
["March",2,"4PM to 5PM",16,"March 2, 2019 16:00","2019-03-02T16:00:00",12.9,12.4,10.9,9.7,4.58,0.0835,0.07,11.99]
["March",2,"5PM to 6PM",17,"March 2, 2019 17:00","2019-03-02T17:00:00",12.9,12.4,10.9,9.7,4.58,0.0835,0.07,11.99]
["March",2,"6PM to 7PM",18,"March 2, 2019 18:00","2019-03-02T18:00:00",12.9,12.4,10.9,9.7,4.58,0.0835,0.07,11.99]
["March",2,"7PM to 8PM",19,"March 2, 2019 19:00","2019-03-02T19:00:00",{"v":14,"d":"14.0"},13.5,{"v":12,"d":"12.0"},10.2,4.92,0.0833,0.07,12.02]
["March",2,"8PM to 9PM",20,"March 2, 2019 20:00","2019-03-02T20:00:00",15.1,14.5,12.9,10.7,5.25,0.0831,0.07,12.05]
["March",2,"9PM to 10PM",21,"March 2, 2019 21:00","2019-03-02T21:00:00",15.1,14.8,{"v":14,"d":"14.0"},11.3,5.34,0.0831,0.08,12.05]
["March",2,"10PM to 11PM",22,"March 2, 2019 22:00","2019-03-02T22:00:00",15.1,14.8,{"v":14,"d":"14.0"},11.3,5.34,0.0831,0.08,12.05]
["March",2,"11PM to 12AM",23,"March 2, 2019 23:00","2019-03-02T23:00:00",15.1,14.5,12.9,10.7,5.25,0.0831,0.07,12.05]
["March",3,"12AM to 1AM",0,"March 3, 2019 0:00","2019-03-03",{"v":12,"d":"12.0"},11.7,10.9,9.7,4.36,0.0837,0.07,11.97]
["March",3,"1AM to 2AM",1,"March 3, 2019 1:00","2019-03-03T01:00:00",8.1,7.6,6.1,7.6,3.09,0.0844,0.05,11.86]
["March",3,"2AM to 3AM",2,"March 3, 2019 2:00","2019-03-03T02:00:00",8.1,7.6,6.1,7.6,3.09,0.0844,0.05,11.86]
["March",3,"3AM to 4AM",3,"March 3, 2019 3:00","2019-03-03T03:00:00",{"v":7,"d":"7.0"},6.5,{"v":5,"d":"5.0"},7.2,2.77,0.0846,0.05,11.83]
["March",3,"4AM to 5AM",4,"March 3, 2019 4:00","2019-03-03T04:00:00",3.9,3.4,{"v":1,"d":"1.0"},5.8,1.83,0.0852,0.04,11.75]
["March",3,"5AM to 6AM",5,"March 3, 2019 5:00","2019-03-03T05:00:00",1.9,1.4,-0.9,5.3,1.27,0.0855,0.04,{"v":11.7,"d":"11.70"}]
["March",3,"6AM to 7AM",6,"March 3, 2019 6:00","2019-03-03T06:00:00",{"v":1,"d":"1.0"},0.5,{"v":-2,"d":"-2.0"},{"v":5,"d":"5.0"},{"v":1,"d":"1.00"},0.0857,0.03,11.68]
["March",3,"7AM to 8AM",7,"March 3, 2019 7:00","2019-03-03T07:00:00",{"v":-2,"d":"-2.0"},-2.5,-5.1,4.2,0.16,0.0863,0.03,{"v":11.6,"d":"11.60"}]
["March",3,"8AM to 9AM",8,"March 3, 2019 8:00","2019-03-03T08:00:00",{"v":-4,"d":"-4.0"},-4.5,{"v":-8,"d":"-8.0"},3.6,-0.41,0.0867,0.02,11.54]
["March",3,"9AM to 10AM",9,{"$f":"A1481&\" \"&B1481&\", \"&$D$5&\" \"&D1481&\":00\"","v":"March 3, 2019 9:00"},{"$f":"DATEVALUE(E1481)+TIMEVALUE(E1481)","v":"2019-03-03T09:00:00"},{"v":0,"d":"0.0"},-0.5,-2.9,4.7,0.71,0.0859,0.03,11.65]
["March",3,"10AM to 11AM",{"$f":"IF(D1481+1>23,0,D1481+1)","v":10},"March 3, 2019 10:00","2019-03-03T10:00:00",3.9,3.5,1.9,6.1,1.87,0.0852,0.04,11.75]
["March",3,"11AM to 12PM",11,"March 3, 2019 11:00","2019-03-03T11:00:00",{"v":7,"d":"7.0"},6.5,{"v":5,"d":"5.0"},7.2,2.77,0.0846,0.05,11.83]
["March",3,"12PM to 1PM",12,"March 3, 2019 12:00","2019-03-03T12:00:00",{"v":9,"d":"9.0"},8.3,6.1,7.6,{"v":3.3,"d":"3.30"},0.0842,0.05,11.88]
["March",3,"1PM to 2PM",13,"March 3, 2019 13:00","2019-03-03T13:00:00",{"v":12,"d":"12.0"},11.2,{"v":9,"d":"9.0"},8.8,4.22,0.0837,0.06,11.96]
["March",3,"2PM to 3PM",14,"March 3, 2019 14:00","2019-03-03T14:00:00",{"v":12,"d":"12.0"},11.2,{"v":9,"d":"9.0"},8.8,4.22,0.0837,0.06,11.96]
["March",3,"3PM to 4PM",15,"March 3, 2019 15:00","2019-03-03T15:00:00",12.9,12.2,{"v":10,"d":"10.0"},9.3,4.51,0.0835,0.06,11.99]
["March",3,"4PM to 5PM",16,"March 3, 2019 16:00","2019-03-03T16:00:00",12.9,12.2,{"v":10,"d":"10.0"},9.3,4.51,0.0835,0.06,11.99]
["March",3,"5PM to 6PM",17,"March 3, 2019 17:00","2019-03-03T17:00:00",{"v":12,"d":"12.0"},11.2,{"v":9,"d":"9.0"},8.8,4.22,0.0837,0.06,11.96]
["March",3,"6PM to 7PM",18,"March 3, 2019 18:00","2019-03-03T18:00:00",{"v":12,"d":"12.0"},11.5,{"v":10,"d":"10.0"},9.3,{"v":4.3,"d":"4.30"},0.0837,0.06,11.97]
["March",3,"7PM to 8PM",19,"March 3, 2019 19:00","2019-03-03T19:00:00",{"v":12,"d":"12.0"},11.2,{"v":9,"d":"9.0"},8.8,4.22,0.0837,0.06,11.96]
["March",3,"8PM to 9PM",20,"March 3, 2019 20:00","2019-03-03T20:00:00",{"v":12,"d":"12.0"},11.5,{"v":10,"d":"10.0"},9.3,{"v":4.3,"d":"4.30"},0.0837,0.06,11.97]
["March",3,"9PM to 10PM",21,"March 3, 2019 21:00","2019-03-03T21:00:00",10.9,10.7,{"v":10,"d":"10.0"},9.3,4.04,0.0839,0.06,11.94]
["March",3,"10PM to 11PM",22,"March 3, 2019 22:00","2019-03-03T22:00:00",{"v":12,"d":"12.0"},11.5,{"v":10,"d":"10.0"},9.3,{"v":4.3,"d":"4.30"},0.0837,0.06,11.97]
["March",3,"11PM to 12AM",23,"March 3, 2019 23:00","2019-03-03T23:00:00",{"v":12,"d":"12.0"},11.2,{"v":9,"d":"9.0"},8.8,4.22,0.0837,0.06,11.96]
["March",4,"12AM to 1AM",0,"March 4, 2019 0:00","2019-03-04",10.9,10.4,{"v":9,"d":"9.0"},8.8,3.96,0.0839,0.06,11.94]
["March",4,"1AM to 2AM",1,"March 4, 2019 1:00","2019-03-04T01:00:00",{"v":12,"d":"12.0"},11.5,{"v":10,"d":"10.0"},9.3,{"v":4.3,"d":"4.30"},0.0837,0.06,11.97]
["March",4,"2AM to 3AM",2,"March 4, 2019 2:00","2019-03-04T02:00:00",{"v":12,"d":"12.0"},11.7,10.9,9.7,4.36,0.0837,0.07,11.97]
["March",4,"3AM to 4AM",3,"March 4, 2019 3:00","2019-03-04T03:00:00",{"v":10,"d":"10.0"},9.8,{"v":9,"d":"9.0"},8.8,3.75,{"v":0.084,"d":"0.0840"},0.06,11.91]
["March",4,"4AM to 5AM",4,"March 4, 2019 4:00","2019-03-04T04:00:00",3.9,3.5,1.9,6.1,1.87,0.0852,0.04,11.75]
["March",4,"5AM to 6AM",5,"March 4, 2019 5:00","2019-03-04T05:00:00",{"v":3,"d":"3.0"},2.3,-0.9,5.3,1.53,0.0853,0.04,11.73]
["March",4,"6AM to 7AM",6,"March 4, 2019 6:00","2019-03-04T06:00:00",1.9,1.4,-0.9,5.3,1.27,0.0855,0.04,{"v":11.7,"d":"11.70"}]
["March",4,"7AM to 8AM",7,"March 4, 2019 7:00","2019-03-04T07:00:00",-0.9,-1.4,{"v":-4,"d":"-4.0"},4.5,0.45,0.0861,0.03,11.62]
["March",4,"8AM to 9AM",8,"March 4, 2019 8:00","2019-03-04T08:00:00",-2.9,-3.5,-7.1,3.8,-0.12,0.0865,0.03,11.57]
["March",4,"9AM to 10AM",9,"March 4, 2019 9:00","2019-03-04T09:00:00",-5.1,-5.6,{"v":-9,"d":"-9.0"},3.4,{"v":-0.7,"d":"-0.70"},0.0869,0.02,11.52]
["March",4,"10AM to 11AM",10,"March 4, 2019 10:00","2019-03-04T10:00:00",-7.1,-7.5,{"v":-11,"d":"-11.0"},3.1,-1.23,0.0873,0.02,11.47]
["March",4,"11AM to 12PM",11,"March 4, 2019 11:00","2019-03-04T11:00:00",{"v":-8,"d":"-8.0"},-8.5,{"v":-13,"d":"-13.0"},2.7,{"v":-1.5,"d":"-1.50"},0.0874,0.02,11.44]
["March",4,"12PM to 1PM",12,"March 4, 2019 12:00","2019-03-04T12:00:00",-7.1,-7.6,-11.9,2.9,-1.25,0.0873,0.02,11.47]
["March",4,"1PM to 2PM",13,"March 4, 2019 13:00","2019-03-04T13:00:00",{"v":-6,"d":"-6.0"},-6.6,{"v":-11,"d":"-11.0"},3.1,-0.97,{"v":0.087,"d":"0.0870"},0.02,11.49]
["March",4,"2PM to 3PM",14,"March 4, 2019 14:00","2019-03-04T14:00:00",{"v":-6,"d":"-6.0"},-6.5,-9.9,3.3,-0.94,{"v":0.087,"d":"0.0870"},0.02,11.49]
["March",4,"3PM to 4PM",15,"March 4, 2019 15:00","2019-03-04T15:00:00",{"v":-4,"d":"-4.0"},-4.7,{"v":-9,"d":"-9.0"},3.4,-0.44,0.0867,0.02,11.54]
["March",4,"4PM to 5PM",16,"March 4, 2019 16:00","2019-03-04T16:00:00",{"v":-4,"d":"-4.0"},-4.5,{"v":-8,"d":"-8.0"},3.6,-0.41,0.0867,0.02,11.54]
["March",4,"5PM to 6PM",17,"March 4, 2019 17:00","2019-03-04T17:00:00",{"v":-4,"d":"-4.0"},-4.5,{"v":-8,"d":"-8.0"},3.6,-0.41,0.0867,0.02,11.54]
["March",4,"6PM to 7PM",18,"March 4, 2019 18:00","2019-03-04T18:00:00",{"v":-6,"d":"-6.0"},-6.6,{"v":-11,"d":"-11.0"},3.1,-0.97,{"v":0.087,"d":"0.0870"},0.02,11.49]
["March",4,"7PM to 8PM",19,"March 4, 2019 19:00","2019-03-04T19:00:00",-9.9,-10.3,{"v":-13,"d":"-13.0"},2.7,-1.97,0.0878,0.02,11.39]
["March",4,"8PM to 9PM",20,"March 4, 2019 20:00","2019-03-04T20:00:00",{"v":-11,"d":"-11.0"},-11.5,-16.1,2.3,{"v":-2.3,"d":"-2.30"},{"v":0.088,"d":"0.0880"},0.02,11.36]
["March",4,"9PM to 10PM",21,"March 4, 2019 21:00","2019-03-04T21:00:00",-11.9,-12.4,{"v":-17,"d":"-17.0"},2.2,-2.53,0.0882,0.01,11.34]
["March",4,"10PM to 11PM",22,"March 4, 2019 22:00","2019-03-04T22:00:00",-11.9,-12.4,{"v":-17,"d":"-17.0"},2.2,-2.53,0.0882,0.01,11.34]
["March",4,"11PM to 12AM",23,"March 4, 2019 23:00","2019-03-04T23:00:00",{"v":-13,"d":"-13.0"},-13.4,{"v":-17,"d":"-17.0"},2.2,-2.79,0.0884,0.01,11.31]
["March",5,"12AM to 1AM",0,"March 5, 2019 0:00","2019-03-05",-14.1,-14.5,-18.9,{"v":2,"d":"2.0"},-3.08,0.0886,0.01,11.28]
["March",5,"1AM to 2AM",1,"March 5, 2019 1:00","2019-03-05T01:00:00",-16.1,-16.4,-20.9,1.8,-3.59,{"v":0.089,"d":"0.0890"},0.01,11.23]
["March",5,"2AM to 3AM",2,"March 5, 2019 2:00","2019-03-05T02:00:00",-16.1,-16.4,{"v":-20,"d":"-20.0"},1.8,-3.58,{"v":0.089,"d":"0.0890"},0.01,11.23]
["March",5,"3AM to 4AM",3,"March 5, 2019 3:00","2019-03-05T03:00:00",{"v":-17,"d":"-17.0"},-17.3,{"v":-22,"d":"-22.0"},1.6,-3.82,0.0892,0.01,11.21]
["March",5,"4AM to 5AM",4,"March 5, 2019 4:00","2019-03-05T04:00:00",{"v":-18,"d":"-18.0"},-18.4,-23.1,1.5,{"v":-4.1,"d":"-4.10"},0.0894,0.01,11.18]
["March",5,"5AM to 6AM",5,"March 5, 2019 5:00","2019-03-05T05:00:00",{"v":-18,"d":"-18.0"},-18.4,-23.1,1.5,{"v":-4.1,"d":"-4.10"},0.0894,0.01,11.18]
["March",5,"6AM to 7AM",6,"March 5, 2019 6:00","2019-03-05T06:00:00",{"v":-18,"d":"-18.0"},-18.4,-23.1,1.5,{"v":-4.1,"d":"-4.10"},0.0894,0.01,11.18]
["March",5,"7AM to 8AM",7,"March 5, 2019 7:00","2019-03-05T07:00:00",-18.9,-19.3,{"v":-24,"d":"-24.0"},1.5,-4.32,0.0896,0.01,11.16]
["March",5,"8AM to 9AM",8,"March 5, 2019 8:00","2019-03-05T08:00:00",-18.9,-19.3,{"v":-24,"d":"-24.0"},1.5,-4.32,0.0896,0.01,11.16]
["March",5,"9AM to 10AM",9,"March 5, 2019 9:00","2019-03-05T09:00:00",-18.9,-19.2,-23.1,1.5,-4.31,0.0896,0.01,11.16]
["March",5,"10AM to 11AM",10,"March 5, 2019 10:00","2019-03-05T10:00:00",{"v":-18,"d":"-18.0"},-18.4,-23.1,1.5,{"v":-4.1,"d":"-4.10"},0.0894,0.01,11.18]
["March",5,"11AM to 12PM",11,"March 5, 2019 11:00","2019-03-05T11:00:00",-16.1,-16.4,{"v":-20,"d":"-20.0"},1.8,-3.58,{"v":0.089,"d":"0.0890"},0.01,11.23]
["March",5,"12PM to 1PM",12,"March 5, 2019 12:00","2019-03-05T12:00:00",{"v":-15,"d":"-15.0"},-15.3,-18.9,{"v":2,"d":"2.0"},{"v":-3.3,"d":"-3.30"},0.0888,0.01,11.26]
["March",5,"1PM to 2PM",13,"March 5, 2019 13:00","2019-03-05T13:00:00",-11.9,-12.4,{"v":-17,"d":"-17.0"},2.2,-2.53,0.0882,0.01,11.34]
["March",5,"2PM to 3PM",14,"March 5, 2019 14:00","2019-03-05T14:00:00",-9.9,-10.5,{"v":-15,"d":"-15.0"},2.5,-2.01,0.0878,0.02,11.39]
["March",5,"3PM to 4PM",15,"March 5, 2019 15:00","2019-03-05T15:00:00",{"v":-9,"d":"-9.0"},-9.6,-14.1,2.6,-1.78,0.0876,0.02,11.41]
["March",5,"4PM to 5PM",16,"March 5, 2019 16:00","2019-03-05T16:00:00",{"v":-9,"d":"-9.0"},-9.6,-14.1,2.6,-1.78,0.0876,0.02,11.41]
["March",5,"5PM to 6PM",17,"March 5, 2019 17:00","2019-03-05T17:00:00",-9.9,-10.5,{"v":-15,"d":"-15.0"},2.5,-2.01,0.0878,0.02,11.39]
["March",5,"6PM to 7PM",18,"March 5, 2019 18:00","2019-03-05T18:00:00",-11.9,-12.4,{"v":-17,"d":"-17.0"},2.2,-2.53,0.0882,0.01,11.34]
["March",5,"7PM to 8PM",19,"March 5, 2019 19:00","2019-03-05T19:00:00",{"v":-13,"d":"-13.0"},-13.6,{"v":-20,"d":"-20.0"},1.8,-2.84,0.0884,0.01,11.31]
["March",5,"8PM to 9PM",20,"March 5, 2019 20:00","2019-03-05T20:00:00",{"v":-13,"d":"-13.0"},-13.4,{"v":-18,"d":"-18.0"},2.1,-2.81,0.0884,0.01,11.31]
["March",5,"9PM to 10PM",21,"March 5, 2019 21:00","2019-03-05T21:00:00",-14.1,-14.4,{"v":-18,"d":"-18.0"},2.1,-3.07,0.0886,0.01,11.29]
["March",5,"10PM to 11PM",22,"March 5, 2019 22:00","2019-03-05T22:00:00",-14.1,-14.4,{"v":-18,"d":"-18.0"},2.1,-3.07,0.0886,0.01,11.29]
["March",5,"11PM to 12AM",23,"March 5, 2019 23:00","2019-03-05T23:00:00",{"v":-17,"d":"-17.0"},-17.3,-20.9,1.8,-3.81,0.0892,0.01,11.21]
["March",6,"12AM to 1AM",0,"March 6, 2019 0:00","2019-03-06",-16.1,-16.4,-20.9,1.8,-3.59,{"v":0.089,"d":"0.0890"},0.01,11.23]
["March",6,"1AM to 2AM",1,{"$f":"A1545&\" \"&B1545&\", \"&$D$5&\" \"&D1545&\":00\"","v":"March 6, 2019 1:00"},{"$f":"DATEVALUE(E1545)+TIMEVALUE(E1545)","v":"2019-03-06T01:00:00"},-16.1,-16.4,-20.9,1.8,-3.59,{"v":0.089,"d":"0.0890"},0.01,11.23]
["March",6,"2AM to 3AM",{"$f":"IF(D1545+1>23,0,D1545+1)","v":2},"March 6, 2019 2:00","2019-03-06T02:00:00",{"v":-20,"d":"-20.0"},-20.3,{"v":-24,"d":"-24.0"},1.5,-4.58,0.0898,0.01,11.13]
["March",6,"3AM to 4AM",3,"March 6, 2019 3:00","2019-03-06T03:00:00",-23.1,-23.4,{"v":-29,"d":"-29.0"},1.1,-5.37,0.0905,0.01,11.05]
["March",6,"4AM to 5AM",4,"March 6, 2019 4:00","2019-03-06T04:00:00",{"v":-20,"d":"-20.0"},-20.4,{"v":-26,"d":"-26.0"},1.3,-4.61,0.0898,0.01,11.13]
["March",6,"5AM to 6AM",5,"March 6, 2019 5:00","2019-03-06T05:00:00",-23.1,-23.3,-27.9,1.2,-5.36,0.0905,0.01,11.05]
["March",6,"6AM to 7AM",6,"March 6, 2019 6:00","2019-03-06T06:00:00",-23.1,-23.3,-27.9,1.2,-5.36,0.0905,0.01,11.05]
["March",6,"7AM to 8AM",7,"March 6, 2019 7:00","2019-03-06T07:00:00",{"v":-22,"d":"-22.0"},-22.4,{"v":-29,"d":"-29.0"},1.1,-5.12,0.0902,0.01,11.08]
["March",6,"8AM to 9AM",8,"March 6, 2019 8:00","2019-03-06T08:00:00",{"v":-27,"d":"-27.0"},-27.3,-32.1,0.9,-6.35,0.0913,0.01,10.95]
["March",6,"9AM to 10AM",9,"March 6, 2019 9:00","2019-03-06T09:00:00",{"v":-20,"d":"-20.0"},-20.3,-25.1,1.4,{"v":-4.6,"d":"-4.60"},0.0898,0.01,11.13]
["March",6,"10AM to 11AM",10,"March 6, 2019 10:00","2019-03-06T10:00:00",{"v":-17,"d":"-17.0"},-17.3,-20.9,1.8,-3.81,0.0892,0.01,11.21]
["March",6,"11AM to 12PM",11,"March 6, 2019 11:00","2019-03-06T11:00:00",{"v":-20,"d":"-20.0"},-20.3,{"v":-24,"d":"-24.0"},1.5,-4.58,0.0898,0.01,11.13]
["March",6,"12PM to 1PM",12,"March 6, 2019 12:00","2019-03-06T12:00:00",{"v":-15,"d":"-15.0"},-15.4,{"v":-20,"d":"-20.0"},1.8,-3.32,0.0888,0.01,11.26]
["March",6,"1PM to 2PM",13,"March 6, 2019 13:00","2019-03-06T13:00:00",-14.1,-14.5,-18.9,{"v":2,"d":"2.0"},-3.08,0.0886,0.01,11.28]
["March",6,"2PM to 3PM",14,"March 6, 2019 14:00","2019-03-06T14:00:00",-11.9,-12.4,{"v":-17,"d":"-17.0"},2.2,-2.53,0.0882,0.01,11.34]
["March",6,"3PM to 4PM",15,"March 6, 2019 15:00","2019-03-06T15:00:00",{"v":-13,"d":"-13.0"},-13.4,{"v":-17,"d":"-17.0"},2.2,-2.79,0.0884,0.01,11.31]
["March",6,"4PM to 5PM",16,"March 6, 2019 16:00","2019-03-06T16:00:00",{"v":-15,"d":"-15.0"},-15.4,{"v":-20,"d":"-20.0"},1.8,-3.32,0.0888,0.01,11.26]
["March",6,"5PM to 6PM",17,"March 6, 2019 17:00","2019-03-06T17:00:00",{"v":-15,"d":"-15.0"},-15.4,{"v":-20,"d":"-20.0"},1.8,-3.32,0.0888,0.01,11.26]
["March",6,"6PM to 7PM",18,"March 6, 2019 18:00","2019-03-06T18:00:00",{"v":-15,"d":"-15.0"},-15.4,{"v":-20,"d":"-20.0"},1.8,-3.32,0.0888,0.01,11.26]
["March",6,"7PM to 8PM",19,"March 6, 2019 19:00","2019-03-06T19:00:00",-18.9,-19.3,-25.1,1.4,-4.34,0.0896,0.01,11.16]
["March",6,"8PM to 9PM",20,"March 6, 2019 20:00","2019-03-06T20:00:00",{"v":-20,"d":"-20.0"},-20.3,-25.1,1.4,{"v":-4.6,"d":"-4.60"},0.0898,0.01,11.13]
["March",6,"9PM to 10PM",21,"March 6, 2019 21:00","2019-03-06T21:00:00",{"v":-22,"d":"-22.0"},-22.3,{"v":-27,"d":"-27.0"},1.2,{"v":-5.1,"d":"-5.10"},0.0902,0.01,11.08]
["March",6,"10PM to 11PM",22,"March 6, 2019 22:00","2019-03-06T22:00:00",{"v":-22,"d":"-22.0"},-22.3,{"v":-27,"d":"-27.0"},1.2,{"v":-5.1,"d":"-5.10"},0.0902,0.01,11.08]
["March",6,"11PM to 12AM",23,"March 6, 2019 23:00","2019-03-06T23:00:00",-20.9,-21.2,{"v":-26,"d":"-26.0"},1.3,-4.82,{"v":0.09,"d":"0.0900"},0.01,11.11]
["March",7,"12AM to 1AM",0,"March 7, 2019 0:00","2019-03-07",-23.1,-23.3,-27.9,1.2,-5.36,0.0905,0.01,11.05]
["March",7,"1AM to 2AM",1,"March 7, 2019 1:00","2019-03-07T01:00:00",{"v":-24,"d":"-24.0"},-24.2,{"v":-29,"d":"-29.0"},1.1,-5.59,0.0907,0.01,11.03]
["March",7,"2AM to 3AM",2,"March 7, 2019 2:00","2019-03-07T02:00:00",{"v":-24,"d":"-24.0"},-24.2,{"v":-29,"d":"-29.0"},1.1,-5.59,0.0907,0.01,11.03]
["March",7,"3AM to 4AM",3,"March 7, 2019 3:00","2019-03-07T03:00:00",{"v":-24,"d":"-24.0"},-24.3,-29.9,{"v":1,"d":"1.0"},{"v":-5.6,"d":"-5.60"},0.0907,0.01,11.03]
["March",7,"4AM to 5AM",4,"March 7, 2019 4:00","2019-03-07T04:00:00",-23.1,-23.4,-29.9,{"v":1,"d":"1.0"},-5.38,0.0905,0.01,11.05]
["March",7,"5AM to 6AM",5,"March 7, 2019 5:00","2019-03-07T05:00:00",-20.9,-21.2,{"v":-26,"d":"-26.0"},1.3,-4.82,{"v":0.09,"d":"0.0900"},0.01,11.11]
["March",7,"6AM to 7AM",6,"March 7, 2019 6:00","2019-03-07T06:00:00",-18.9,-19.3,{"v":-24,"d":"-24.0"},1.5,-4.32,0.0896,0.01,11.16]
["March",7,"7AM to 8AM",7,"March 7, 2019 7:00","2019-03-07T07:00:00",-18.9,-19.3,-25.1,1.4,-4.34,0.0896,0.01,11.16]
["March",7,"8AM to 9AM",8,"March 7, 2019 8:00","2019-03-07T08:00:00",{"v":-18,"d":"-18.0"},-18.4,-23.1,1.5,{"v":-4.1,"d":"-4.10"},0.0894,0.01,11.18]
["March",7,"9AM to 10AM",9,"March 7, 2019 9:00","2019-03-07T09:00:00",-16.1,-16.4,-20.9,1.8,-3.59,{"v":0.089,"d":"0.0890"},0.01,11.23]
["March",7,"10AM to 11AM",10,"March 7, 2019 10:00","2019-03-07T10:00:00",{"v":-13,"d":"-13.0"},-13.4,{"v":-17,"d":"-17.0"},2.2,-2.79,0.0884,0.01,11.31]
["March",7,"11AM to 12PM",11,"March 7, 2019 11:00","2019-03-07T11:00:00",{"v":-9,"d":"-9.0"},-9.5,{"v":-13,"d":"-13.0"},2.7,-1.75,0.0876,0.02,11.41]
["March",7,"12PM to 1PM",12,"March 7, 2019 12:00","2019-03-07T12:00:00",{"v":-8,"d":"-8.0"},-8.4,-11.9,2.9,-1.47,0.0874,0.02,11.44]
["March",7,"1PM to 2PM",13,"March 7, 2019 13:00","2019-03-07T13:00:00",{"v":-6,"d":"-6.0"},-6.5,-9.9,3.3,-0.94,{"v":0.087,"d":"0.0870"},0.02,11.49]
["March",7,"2PM to 3PM",14,"March 7, 2019 14:00","2019-03-07T14:00:00",{"v":-6,"d":"-6.0"},-6.4,{"v":-9,"d":"-9.0"},3.4,-0.92,{"v":0.087,"d":"0.0870"},0.02,11.49]
["March",7,"3PM to 4PM",15,"March 7, 2019 15:00","2019-03-07T15:00:00",{"v":-4,"d":"-4.0"},-4.5,{"v":-8,"d":"-8.0"},3.6,-0.41,0.0867,0.02,11.54]
["March",7,"4PM to 5PM",16,"March 7, 2019 16:00","2019-03-07T16:00:00",{"v":-4,"d":"-4.0"},-4.5,{"v":-8,"d":"-8.0"},3.6,-0.41,0.0867,0.02,11.54]
["March",7,"5PM to 6PM",17,"March 7, 2019 17:00","2019-03-07T17:00:00",{"v":-4,"d":"-4.0"},-4.5,{"v":-8,"d":"-8.0"},3.6,-0.41,0.0867,0.02,11.54]
["March",7,"6PM to 7PM",18,"March 7, 2019 18:00","2019-03-07T18:00:00",{"v":-4,"d":"-4.0"},-4.5,{"v":-8,"d":"-8.0"},3.6,-0.41,0.0867,0.02,11.54]
["March",7,"7PM to 8PM",19,"March 7, 2019 19:00","2019-03-07T19:00:00",{"v":-4,"d":"-4.0"},-4.5,{"v":-8,"d":"-8.0"},3.6,-0.41,0.0867,0.02,11.54]
["March",7,"8PM to 9PM",20,"March 7, 2019 20:00","2019-03-07T20:00:00",{"v":-4,"d":"-4.0"},-4.5,{"v":-8,"d":"-8.0"},3.6,-0.41,0.0867,0.02,11.54]
["March",7,"9PM to 10PM",21,"March 7, 2019 21:00","2019-03-07T21:00:00",{"v":-4,"d":"-4.0"},-4.5,{"v":-8,"d":"-8.0"},3.6,-0.41,0.0867,0.02,11.54]
["March",7,"10PM to 11PM",22,"March 7, 2019 22:00","2019-03-07T22:00:00",{"v":-4,"d":"-4.0"},-4.5,{"v":-8,"d":"-8.0"},3.6,-0.41,0.0867,0.02,11.54]
["March",7,"11PM to 12AM",23,"March 7, 2019 23:00","2019-03-07T23:00:00",-5.1,-5.6,{"v":-9,"d":"-9.0"},3.4,{"v":-0.7,"d":"-0.70"},0.0869,0.02,11.52]
["March",8,"12AM to 1AM",0,"March 8, 2019 0:00","2019-03-08",{"v":-2,"d":"-2.0"},-2.5,-5.1,4.2,0.16,0.0863,0.03,{"v":11.6,"d":"11.60"}]
["March",8,"1AM to 2AM",1,"March 8, 2019 1:00","2019-03-08T01:00:00",{"v":3,"d":"3.0"},2.5,{"v":0,"d":"0.0"},5.5,1.56,0.0853,0.04,11.73]
["March",8,"2AM to 3AM",2,"March 8, 2019 2:00","2019-03-08T02:00:00",3.9,3.2,{"v":0,"d":"0.0"},5.5,1.78,0.0852,0.04,11.75]
["March",8,"3AM to 4AM",3,"March 8, 2019 3:00","2019-03-08T03:00:00",{"v":5,"d":"5.0"},4.4,1.9,6.1,2.13,{"v":0.085,"d":"0.0850"},0.04,11.78]
["March",8,"4AM to 5AM",4,"March 8, 2019 4:00","2019-03-08T04:00:00",{"v":5,"d":"5.0"},4.4,1.9,6.1,2.13,{"v":0.085,"d":"0.0850"},0.04,11.78]
["March",8,"5AM to 6AM",5,"March 8, 2019 5:00","2019-03-08T05:00:00",{"v":5,"d":"5.0"},4.4,1.9,6.1,2.13,{"v":0.085,"d":"0.0850"},0.04,11.78]
["March",8,"6AM to 7AM",6,"March 8, 2019 6:00","2019-03-08T06:00:00",{"v":7,"d":"7.0"},6.3,3.9,6.8,2.71,0.0846,0.05,11.83]
["March",8,"7AM to 8AM",7,"March 8, 2019 7:00","2019-03-08T07:00:00",8.1,7.4,{"v":5,"d":"5.0"},7.2,3.03,0.0844,0.05,11.86]
["March",8,"8AM to 9AM",8,"March 8, 2019 8:00","2019-03-08T08:00:00",{"v":9,"d":"9.0"},8.3,6.1,7.6,{"v":3.3,"d":"3.30"},0.0842,0.05,11.88]
["March",8,"9AM to 10AM",9,"March 8, 2019 9:00","2019-03-08T09:00:00",{"v":10,"d":"10.0"},9.6,8.1,8.4,3.69,{"v":0.084,"d":"0.0840"},0.06,11.91]
["March",8,"10AM to 11AM",10,"March 8, 2019 10:00","2019-03-08T10:00:00",10.9,10.4,{"v":9,"d":"9.0"},8.8,3.96,0.0839,0.06,11.94]
["March",8,"11AM to 12PM",11,"March 8, 2019 11:00","2019-03-08T11:00:00",12.9,12.4,10.9,9.7,4.58,0.0835,0.07,11.99]
["March",8,"12PM to 1PM",12,"March 8, 2019 12:00","2019-03-08T12:00:00",15.1,14.5,12.9,10.7,5.25,0.0831,0.07,12.05]
["March",8,"1PM to 2PM",13,"March 8, 2019 13:00","2019-03-08T13:00:00",{"v":18,"d":"18.0"},17.3,{"v":16,"d":"16.0"},12.5,6.21,0.0826,0.08,12.13]
["March",8,"2PM to 3PM",14,"March 8, 2019 14:00","2019-03-08T14:00:00",{"v":19,"d":"19.0"},18.4,17.1,13.1,6.58,0.0824,0.09,12.15]
["March",8,"3PM to 4PM",15,"March 8, 2019 15:00","2019-03-08T15:00:00",{"v":18,"d":"18.0"},17.3,{"v":16,"d":"16.0"},12.5,6.21,0.0826,0.08,12.13]
["March",8,"4PM to 5PM",16,"March 8, 2019 16:00","2019-03-08T16:00:00",17.1,16.5,15.1,11.9,5.91,0.0828,0.08,{"v":12.1,"d":"12.10"}]
["March",8,"5PM to 6PM",17,{"$f":"A1609&\" \"&B1609&\", \"&$D$5&\" \"&D1609&\":00\"","v":"March 8, 2019 17:00"},{"$f":"DATEVALUE(E1609)+TIMEVALUE(E1609)","v":"2019-03-08T17:00:00"},15.1,14.5,12.9,10.7,5.25,0.0831,0.07,12.05]
["March",8,"6PM to 7PM",{"$f":"IF(D1609+1>23,0,D1609+1)","v":18},"March 8, 2019 18:00","2019-03-08T18:00:00",{"v":14,"d":"14.0"},12.9,{"v":10,"d":"10.0"},9.3,4.77,0.0833,0.06,12.02]
["March",8,"7PM to 8PM",19,"March 8, 2019 19:00","2019-03-08T19:00:00",{"v":12,"d":"12.0"},11.7,10.9,9.7,4.36,0.0837,0.07,11.97]
["March",8,"8PM to 9PM",20,"March 8, 2019 20:00","2019-03-08T20:00:00",10.9,10.4,{"v":9,"d":"9.0"},8.8,3.96,0.0839,0.06,11.94]
["March",8,"9PM to 10PM",21,"March 8, 2019 21:00","2019-03-08T21:00:00",8.1,7.6,6.1,7.6,3.09,0.0844,0.05,11.86]
["March",8,"10PM to 11PM",22,"March 8, 2019 22:00","2019-03-08T22:00:00",{"v":7,"d":"7.0"},6.5,{"v":5,"d":"5.0"},7.2,2.77,0.0846,0.05,11.83]
["March",8,"11PM to 12AM",23,"March 8, 2019 23:00","2019-03-08T23:00:00",{"v":7,"d":"7.0"},6.5,{"v":5,"d":"5.0"},7.2,2.77,0.0846,0.05,11.83]
["March",9,"12AM to 1AM",0,"March 9, 2019 0:00","2019-03-09",6.1,5.5,{"v":3,"d":"3.0"},6.5,2.44,0.0848,0.04,11.81]
["March",9,"1AM to 2AM",1,"March 9, 2019 1:00","2019-03-09T01:00:00",{"v":5,"d":"5.0"},4.4,1.9,6.1,2.13,{"v":0.085,"d":"0.0850"},0.04,11.78]
["March",9,"2AM to 3AM",2,"March 9, 2019 2:00","2019-03-09T02:00:00",{"v":5,"d":"5.0"},4.4,1.9,6.1,2.13,{"v":0.085,"d":"0.0850"},0.04,11.78]
["March",9,"3AM to 4AM",3,"March 9, 2019 3:00","2019-03-09T03:00:00",3.9,3.4,{"v":1,"d":"1.0"},5.8,1.83,0.0852,0.04,11.75]
["March",9,"4AM to 5AM",4,"March 9, 2019 4:00","2019-03-09T04:00:00",{"v":3,"d":"3.0"},2.5,{"v":0,"d":"0.0"},5.5,1.56,0.0853,0.04,11.73]
["March",9,"5AM to 6AM",5,"March 9, 2019 5:00","2019-03-09T05:00:00",1.9,1.4,-0.9,5.3,1.27,0.0855,0.04,{"v":11.7,"d":"11.70"}]
["March",9,"6AM to 7AM",6,"March 9, 2019 6:00","2019-03-09T06:00:00",{"v":1,"d":"1.0"},0.5,{"v":-2,"d":"-2.0"},{"v":5,"d":"5.0"},{"v":1,"d":"1.00"},0.0857,0.03,11.68]
["March",9,"7AM to 8AM",7,"March 9, 2019 7:00","2019-03-09T07:00:00",-0.9,-1.4,{"v":-4,"d":"-4.0"},4.5,0.45,0.0861,0.03,11.62]
["March",9,"8AM to 9AM",8,"March 9, 2019 8:00","2019-03-09T08:00:00",-5.1,-5.5,{"v":-8,"d":"-8.0"},3.6,-0.67,0.0869,0.02,11.52]
["March",9,"9AM to 10AM",9,"March 9, 2019 9:00","2019-03-09T09:00:00",{"v":-9,"d":"-9.0"},-9.5,{"v":-13,"d":"-13.0"},2.7,-1.75,0.0876,0.02,11.41]
["March",9,"10AM to 11AM",10,"March 9, 2019 10:00","2019-03-09T10:00:00",{"v":-9,"d":"-9.0"},-9.4,-11.9,2.9,-1.73,0.0876,0.02,11.42]
["March",9,"11AM to 12PM",11,"March 9, 2019 11:00","2019-03-09T11:00:00",{"v":-6,"d":"-6.0"},-6.4,{"v":-9,"d":"-9.0"},3.4,-0.92,{"v":0.087,"d":"0.0870"},0.02,11.49]
["March",9,"12PM to 1PM",12,"March 9, 2019 12:00","2019-03-09T12:00:00",-2.9,-3.5,-7.1,3.8,-0.12,0.0865,0.03,11.57]
["March",9,"1PM to 2PM",13,"March 9, 2019 13:00","2019-03-09T13:00:00",{"v":0,"d":"0.0"},-0.7,{"v":-4,"d":"-4.0"},4.5,0.67,0.0859,0.03,11.65]
["March",9,"2PM to 3PM",14,"March 9, 2019 14:00","2019-03-09T14:00:00",{"v":1,"d":"1.0"},0.5,{"v":-2,"d":"-2.0"},{"v":5,"d":"5.0"},{"v":1,"d":"1.00"},0.0857,0.03,11.68]
["March",9,"3PM to 4PM",15,"March 9, 2019 15:00","2019-03-09T15:00:00",1.9,1.4,-0.9,5.3,1.27,0.0855,0.04,{"v":11.7,"d":"11.70"}]
["March",9,"4PM to 5PM",16,"March 9, 2019 16:00","2019-03-09T16:00:00",{"v":3,"d":"3.0"},2.3,-0.9,5.3,1.53,0.0853,0.04,11.73]
["March",9,"5PM to 6PM",17,"March 9, 2019 17:00","2019-03-09T17:00:00",{"v":1,"d":"1.0"},0.5,{"v":-2,"d":"-2.0"},{"v":5,"d":"5.0"},{"v":1,"d":"1.00"},0.0857,0.03,11.68]
["March",9,"6PM to 7PM",18,"March 9, 2019 18:00","2019-03-09T18:00:00",-0.9,-1.4,{"v":-4,"d":"-4.0"},4.5,0.45,0.0861,0.03,11.62]
["March",9,"7PM to 8PM",19,"March 9, 2019 19:00","2019-03-09T19:00:00",{"v":-2,"d":"-2.0"},-2.6,{"v":-6,"d":"-6.0"},{"v":4,"d":"4.0"},0.13,0.0863,0.03,{"v":11.6,"d":"11.60"}]
["March",9,"8PM to 9PM",20,"March 9, 2019 20:00","2019-03-09T20:00:00",{"v":-4,"d":"-4.0"},-4.4,-7.1,3.8,-0.38,0.0867,0.03,11.55]
["March",9,"9PM to 10PM",21,"March 9, 2019 21:00","2019-03-09T21:00:00",{"v":-8,"d":"-8.0"},-8.4,-11.9,2.9,-1.47,0.0874,0.02,11.44]
["March",9,"10PM to 11PM",22,"March 9, 2019 22:00","2019-03-09T22:00:00",-9.9,-10.3,{"v":-13,"d":"-13.0"},2.7,-1.97,0.0878,0.02,11.39]
["March",9,"11PM to 12AM",23,"March 9, 2019 23:00","2019-03-09T23:00:00",-9.9,-10.5,-16.1,2.3,-2.04,0.0878,0.02,11.39]
["March",10,"12AM to 1AM",0,"March 10, 2019 0:00","2019-03-10",{"v":-9,"d":"-9.0"},-9.4,-11.9,2.9,-1.73,0.0876,0.02,11.42]
["March",10,"1AM to 2AM",1,"March 10, 2019 1:00","2019-03-10T01:00:00",-9.9,-10.4,-14.1,2.6,-1.99,0.0878,0.02,11.39]
["March",10,"2AM to 3AM",2,"March 10, 2019 2:00","2019-03-10T02:00:00",{"v":-11,"d":"-11.0"},-11.5,-16.1,2.3,{"v":-2.3,"d":"-2.30"},{"v":0.088,"d":"0.0880"},0.02,11.36]
["March",10,"3AM to 4AM",3,"March 10, 2019 3:00","2019-03-10T03:00:00",{"v":-13,"d":"-13.0"},-13.4,{"v":-18,"d":"-18.0"},2.1,-2.81,0.0884,0.01,11.31]
["March",10,"4AM to 5AM",4,"March 10, 2019 4:00","2019-03-10T04:00:00",{"v":-13,"d":"-13.0"},-13.4,{"v":-18,"d":"-18.0"},2.1,-2.81,0.0884,0.01,11.31]
["March",10,"5AM to 6AM",5,"March 10, 2019 5:00","2019-03-10T05:00:00",-9.9,-10.5,{"v":-15,"d":"-15.0"},2.5,-2.01,0.0878,0.02,11.39]
["March",10,"6AM to 7AM",6,"March 10, 2019 6:00","2019-03-10T06:00:00",{"v":-11,"d":"-11.0"},-11.4,{"v":-15,"d":"-15.0"},2.5,-2.27,{"v":0.088,"d":"0.0880"},0.02,11.36]
["March",10,"7AM to 8AM",7,"March 10, 2019 7:00","2019-03-10T07:00:00",-14.1,-14.4,{"v":-18,"d":"-18.0"},2.1,-3.07,0.0886,0.01,11.29]
["March",10,"8AM to 9AM",8,"March 10, 2019 8:00","2019-03-10T08:00:00",{"v":-9,"d":"-9.0"},-9.5,{"v":-13,"d":"-13.0"},2.7,-1.75,0.0876,0.02,11.41]
["March",10,"9AM to 10AM",9,"March 10, 2019 9:00","2019-03-10T09:00:00",{"v":-9,"d":"-9.0"},-9.5,{"v":-13,"d":"-13.0"},2.7,-1.75,0.0876,0.02,11.41]
["March",10,"10AM to 11AM",10,"March 10, 2019 10:00","2019-03-10T10:00:00",{"v":-6,"d":"-6.0"},-6.5,-9.9,3.3,-0.94,{"v":0.087,"d":"0.0870"},0.02,11.49]
["March",10,"11AM to 12PM",11,"March 10, 2019 11:00","2019-03-10T11:00:00",{"v":-6,"d":"-6.0"},-6.5,-9.9,3.3,-0.94,{"v":0.087,"d":"0.0870"},0.02,11.49]
["March",10,"12PM to 1PM",12,"March 10, 2019 12:00","2019-03-10T12:00:00",{"v":-4,"d":"-4.0"},-4.5,{"v":-8,"d":"-8.0"},3.6,-0.41,0.0867,0.02,11.54]
["March",10,"1PM to 2PM",13,"March 10, 2019 13:00","2019-03-10T13:00:00",{"v":-2,"d":"-2.0"},-2.5,-5.1,4.2,0.16,0.0863,0.03,{"v":11.6,"d":"11.60"}]
["March",10,"2PM to 3PM",14,"March 10, 2019 14:00","2019-03-10T14:00:00",-0.9,-1.4,{"v":-4,"d":"-4.0"},4.5,0.45,0.0861,0.03,11.62]
["March",10,"3PM to 4PM",15,"March 10, 2019 15:00","2019-03-10T15:00:00",1.9,1.3,{"v":-2,"d":"-2.0"},{"v":5,"d":"5.0"},1.22,0.0855,0.03,{"v":11.7,"d":"11.70"}]
["March",10,"4PM to 5PM",16,"March 10, 2019 16:00","2019-03-10T16:00:00",{"v":0,"d":"0.0"},-0.7,{"v":-4,"d":"-4.0"},4.5,0.67,0.0859,0.03,11.65]
["March",10,"5PM to 6PM",17,"March 10, 2019 17:00","2019-03-10T17:00:00",-0.9,-1.6,-5.1,4.2,0.42,0.0861,0.03,11.62]
["March",10,"6PM to 7PM",18,"March 10, 2019 18:00","2019-03-10T18:00:00",{"v":0,"d":"0.0"},-0.7,{"v":-4,"d":"-4.0"},4.5,0.67,0.0859,0.03,11.65]
["March",10,"7PM to 8PM",19,"March 10, 2019 19:00","2019-03-10T19:00:00",{"v":0,"d":"0.0"},-0.5,-2.9,4.7,0.71,0.0859,0.03,11.65]
["March",10,"8PM to 9PM",20,"March 10, 2019 20:00","2019-03-10T20:00:00",{"v":0,"d":"0.0"},-0.5,-2.9,4.7,0.71,0.0859,0.03,11.65]
["March",10,"9PM to 10PM",21,"March 10, 2019 21:00","2019-03-10T21:00:00",{"v":1,"d":"1.0"},0.5,{"v":-2,"d":"-2.0"},{"v":5,"d":"5.0"},{"v":1,"d":"1.00"},0.0857,0.03,11.68]
["March",10,"10PM to 11PM",22,"March 10, 2019 22:00","2019-03-10T22:00:00",1.9,1.4,-0.9,5.3,1.27,0.0855,0.04,{"v":11.7,"d":"11.70"}]
["March",10,"11PM to 12AM",23,"March 10, 2019 23:00","2019-03-10T23:00:00",{"v":0,"d":"0.0"},-0.4,{"v":-2,"d":"-2.0"},{"v":5,"d":"5.0"},0.75,0.0859,0.03,11.65]
["March",11,"12AM to 1AM",0,"March 11, 2019 0:00","2019-03-11",1.9,1.4,-0.9,5.3,1.27,0.0855,0.04,{"v":11.7,"d":"11.70"}]
["March",11,"1AM to 2AM",1,"March 11, 2019 1:00","2019-03-11T01:00:00",1.9,1.4,-0.9,5.3,1.27,0.0855,0.04,{"v":11.7,"d":"11.70"}]
["March",11,"2AM to 3AM",2,"March 11, 2019 2:00","2019-03-11T02:00:00",1.9,1.4,-0.9,5.3,1.27,0.0855,0.04,{"v":11.7,"d":"11.70"}]
["March",11,"3AM to 4AM",3,"March 11, 2019 3:00","2019-03-11T03:00:00",{"v":3,"d":"3.0"},2.5,{"v":0,"d":"0.0"},5.5,1.56,0.0853,0.04,11.73]
["March",11,"4AM to 5AM",4,"March 11, 2019 4:00","2019-03-11T04:00:00",{"v":3,"d":"3.0"},2.6,{"v":1,"d":"1.0"},5.8,1.61,0.0853,0.04,11.73]
["March",11,"5AM to 6AM",5,"March 11, 2019 5:00","2019-03-11T05:00:00",3.9,3.4,{"v":1,"d":"1.0"},5.8,1.83,0.0852,0.04,11.75]
["March",11,"6AM to 7AM",6,"March 11, 2019 6:00","2019-03-11T06:00:00",{"v":5,"d":"5.0"},4.4,1.9,6.1,2.13,{"v":0.085,"d":"0.0850"},0.04,11.78]
["March",11,"7AM to 8AM",7,"March 11, 2019 7:00","2019-03-11T07:00:00",{"v":5,"d":"5.0"},4.4,1.9,6.1,2.13,{"v":0.085,"d":"0.0850"},0.04,11.78]
["March",11,"8AM to 9AM",8,"March 11, 2019 8:00","2019-03-11T08:00:00",{"v":7,"d":"7.0"},6.3,3.9,6.8,2.71,0.0846,0.05,11.83]
["March",11,"9AM to 10AM",9,{"$f":"A1673&\" \"&B1673&\", \"&$D$5&\" \"&D1673&\":00\"","v":"March 11, 2019 9:00"},{"$f":"DATEVALUE(E1673)+TIMEVALUE(E1673)","v":"2019-03-11T09:00:00"},8.1,7.6,6.1,7.6,3.09,0.0844,0.05,11.86]
["March",11,"10AM to 11AM",{"$f":"IF(D1673+1>23,0,D1673+1)","v":10},"March 11, 2019 10:00","2019-03-11T10:00:00",{"v":10,"d":"10.0"},9.3,{"v":7,"d":"7.0"},7.9,3.62,{"v":0.084,"d":"0.0840"},0.05,11.91]
["March",11,"11AM to 12PM",11,"March 11, 2019 11:00","2019-03-11T11:00:00",10.9,10.2,8.1,8.4,{"v":3.9,"d":"3.90"},0.0839,0.06,11.94]
["March",11,"12PM to 1PM",12,"March 11, 2019 12:00","2019-03-11T12:00:00",12.9,11.9,{"v":9,"d":"9.0"},8.8,4.44,0.0835,0.06,11.99]
["March",11,"1PM to 2PM",13,"March 11, 2019 13:00","2019-03-11T13:00:00",{"v":16,"d":"16.0"},14.9,{"v":12,"d":"12.0"},10.2,{"v":5.4,"d":"5.40"},{"v":0.083,"d":"0.0830"},0.07,12.07]
["March",11,"2PM to 3PM",14,"March 11, 2019 14:00","2019-03-11T14:00:00",15.1,14.2,{"v":12,"d":"12.0"},10.2,5.18,0.0831,0.07,12.05]
["March",11,"3PM to 4PM",15,"March 11, 2019 15:00","2019-03-11T15:00:00",{"v":16,"d":"16.0"},15.1,12.9,10.7,5.47,{"v":0.083,"d":"0.0830"},0.07,12.07]
["March",11,"4PM to 5PM",16,"March 11, 2019 16:00","2019-03-11T16:00:00",{"v":16,"d":"16.0"},15.1,12.9,10.7,5.47,{"v":0.083,"d":"0.0830"},0.07,12.07]
["March",11,"5PM to 6PM",17,"March 11, 2019 17:00","2019-03-11T17:00:00",{"v":14,"d":"14.0"},13.2,10.9,9.7,4.84,0.0833,0.07,12.02]
["March",11,"6PM to 7PM",18,"March 11, 2019 18:00","2019-03-11T18:00:00",10.9,10.4,{"v":9,"d":"9.0"},8.8,3.96,0.0839,0.06,11.94]
["March",11,"7PM to 8PM",19,"March 11, 2019 19:00","2019-03-11T19:00:00",{"v":10,"d":"10.0"},9.8,{"v":9,"d":"9.0"},8.8,3.75,{"v":0.084,"d":"0.0840"},0.06,11.91]
["March",11,"8PM to 9PM",20,"March 11, 2019 20:00","2019-03-11T20:00:00",6.1,5.8,{"v":5,"d":"5.0"},7.2,2.55,0.0848,0.05,11.81]
["March",11,"9PM to 10PM",21,"March 11, 2019 21:00","2019-03-11T21:00:00",{"v":5,"d":"5.0"},4.4,1.9,6.1,2.13,{"v":0.085,"d":"0.0850"},0.04,11.78]
["March",11,"10PM to 11PM",22,"March 11, 2019 22:00","2019-03-11T22:00:00",3.9,3.4,{"v":1,"d":"1.0"},5.8,1.83,0.0852,0.04,11.75]
["March",11,"11PM to 12AM",23,"March 11, 2019 23:00","2019-03-11T23:00:00",{"v":3,"d":"3.0"},2.5,{"v":0,"d":"0.0"},5.5,1.56,0.0853,0.04,11.73]
["March",12,"12AM to 1AM",0,"March 12, 2019 0:00","2019-03-12",{"v":5,"d":"5.0"},4.4,1.9,6.1,2.13,{"v":0.085,"d":"0.0850"},0.04,11.78]
["March",12,"1AM to 2AM",1,"March 12, 2019 1:00","2019-03-12T01:00:00",{"v":10,"d":"10.0"},9.6,8.1,8.4,3.69,{"v":0.084,"d":"0.0840"},0.06,11.91]
["March",12,"2AM to 3AM",2,"March 12, 2019 2:00","2019-03-12T02:00:00",{"v":12,"d":"12.0"},11.5,{"v":10,"d":"10.0"},9.3,{"v":4.3,"d":"4.30"},0.0837,0.06,11.97]
["March",12,"3AM to 4AM",3,"March 12, 2019 3:00","2019-03-12T03:00:00",{"v":12,"d":"12.0"},11.7,10.9,9.7,4.36,0.0837,0.07,11.97]
["March",12,"4AM to 5AM",4,"March 12, 2019 4:00","2019-03-12T04:00:00",12.9,12.4,10.9,9.7,4.58,0.0835,0.07,11.99]
["March",12,"5AM to 6AM",5,"March 12, 2019 5:00","2019-03-12T05:00:00",12.9,12.4,10.9,9.7,4.58,0.0835,0.07,11.99]
["March",12,"6AM to 7AM",6,"March 12, 2019 6:00","2019-03-12T06:00:00",{"v":12,"d":"12.0"},11.2,{"v":9,"d":"9.0"},8.8,4.22,0.0837,0.06,11.96]
["March",12,"7AM to 8AM",7,"March 12, 2019 7:00","2019-03-12T07:00:00",10.9,10.2,8.1,8.4,{"v":3.9,"d":"3.90"},0.0839,0.06,11.94]
["March",12,"8AM to 9AM",8,"March 12, 2019 8:00","2019-03-12T08:00:00",10.9,10.4,{"v":9,"d":"9.0"},8.8,3.96,0.0839,0.06,11.94]
["March",12,"9AM to 10AM",9,"March 12, 2019 9:00","2019-03-12T09:00:00",12.9,12.4,10.9,9.7,4.58,0.0835,0.07,11.99]
["March",12,"10AM to 11AM",10,"March 12, 2019 10:00","2019-03-12T10:00:00",{"v":14,"d":"14.0"},13.5,{"v":12,"d":"12.0"},10.2,4.92,0.0833,0.07,12.02]
["March",12,"11AM to 12PM",11,"March 12, 2019 11:00","2019-03-12T11:00:00",15.1,14.5,12.9,10.7,5.25,0.0831,0.07,12.05]
["March",12,"12PM to 1PM",12,"March 12, 2019 12:00","2019-03-12T12:00:00",{"v":16,"d":"16.0"},15.4,{"v":14,"d":"14.0"},11.3,5.56,{"v":0.083,"d":"0.0830"},0.08,12.07]
["March",12,"1PM to 2PM",13,"March 12, 2019 13:00","2019-03-12T13:00:00",{"v":16,"d":"16.0"},15.7,15.1,11.9,5.65,{"v":0.083,"d":"0.0830"},0.08,12.07]
["March",12,"2PM to 3PM",14,"March 12, 2019 14:00","2019-03-12T14:00:00",17.1,16.5,15.1,11.9,5.91,0.0828,0.08,{"v":12.1,"d":"12.10"}]
["March",12,"3PM to 4PM",15,"March 12, 2019 15:00","2019-03-12T15:00:00",17.1,16.5,15.1,11.9,5.91,0.0828,0.08,{"v":12.1,"d":"12.10"}]
["March",12,"4PM to 5PM",16,"March 12, 2019 16:00","2019-03-12T16:00:00",{"v":16,"d":"16.0"},15.4,{"v":14,"d":"14.0"},11.3,5.56,{"v":0.083,"d":"0.0830"},0.08,12.07]
["March",12,"5PM to 6PM",17,"March 12, 2019 17:00","2019-03-12T17:00:00",15.1,14.8,{"v":14,"d":"14.0"},11.3,5.34,0.0831,0.08,12.05]
["March",12,"6PM to 7PM",18,"March 12, 2019 18:00","2019-03-12T18:00:00",15.1,14.5,12.9,10.7,5.25,0.0831,0.07,12.05]
["March",12,"7PM to 8PM",19,"March 12, 2019 19:00","2019-03-12T19:00:00",{"v":14,"d":"14.0"},13.7,12.9,10.7,4.99,0.0833,0.07,12.02]
["March",12,"8PM to 9PM",20,"March 12, 2019 20:00","2019-03-12T20:00:00",12.9,12.4,10.9,9.7,4.58,0.0835,0.07,11.99]
["March",12,"9PM to 10PM",21,"March 12, 2019 21:00","2019-03-12T21:00:00",{"v":12,"d":"12.0"},11.2,{"v":9,"d":"9.0"},8.8,4.22,0.0837,0.06,11.96]
["March",12,"10PM to 11PM",22,"March 12, 2019 22:00","2019-03-12T22:00:00",{"v":10,"d":"10.0"},8.7,3.9,6.8,3.44,0.0841,0.05,11.91]
["March",12,"11PM to 12AM",23,"March 12, 2019 23:00","2019-03-12T23:00:00",{"v":9,"d":"9.0"},8.3,6.1,7.6,{"v":3.3,"d":"3.30"},0.0842,0.05,11.88]
["March",13,"12AM to 1AM",0,"March 13, 2019 0:00","2019-03-13",8.1,7.4,{"v":5,"d":"5.0"},7.2,3.03,0.0844,0.05,11.86]
["March",13,"1AM to 2AM",1,"March 13, 2019 1:00","2019-03-13T01:00:00",{"v":7,"d":"7.0"},6.3,3.9,6.8,2.71,0.0846,0.05,11.83]
["March",13,"2AM to 3AM",2,"March 13, 2019 2:00","2019-03-13T02:00:00",{"v":5,"d":"5.0"},4.4,1.9,6.1,2.13,{"v":0.085,"d":"0.0850"},0.04,11.78]
["March",13,"3AM to 4AM",3,"March 13, 2019 3:00","2019-03-13T03:00:00",3.9,3.4,{"v":1,"d":"1.0"},5.8,1.83,0.0852,0.04,11.75]
["March",13,"4AM to 5AM",4,"March 13, 2019 4:00","2019-03-13T04:00:00",{"v":3,"d":"3.0"},2.5,{"v":0,"d":"0.0"},5.5,1.56,0.0853,0.04,11.73]
["March",13,"5AM to 6AM",5,"March 13, 2019 5:00","2019-03-13T05:00:00",1.9,1.4,-0.9,5.3,1.27,0.0855,0.04,{"v":11.7,"d":"11.70"}]
["March",13,"6AM to 7AM",6,"March 13, 2019 6:00","2019-03-13T06:00:00",{"v":-2,"d":"-2.0"},-2.5,-5.1,4.2,0.16,0.0863,0.03,{"v":11.6,"d":"11.60"}]
["March",13,"7AM to 8AM",7,"March 13, 2019 7:00","2019-03-13T07:00:00",{"v":-4,"d":"-4.0"},-4.5,{"v":-8,"d":"-8.0"},3.6,-0.41,0.0867,0.02,11.54]
["March",13,"8AM to 9AM",8,"March 13, 2019 8:00","2019-03-13T08:00:00",-5.1,-5.6,{"v":-9,"d":"-9.0"},3.4,{"v":-0.7,"d":"-0.70"},0.0869,0.02,11.52]
["March",13,"9AM to 10AM",9,"March 13, 2019 9:00","2019-03-13T09:00:00",-7.1,-7.5,{"v":-11,"d":"-11.0"},3.1,-1.23,0.0873,0.02,11.47]
["March",13,"10AM to 11AM",10,"March 13, 2019 10:00","2019-03-13T10:00:00",{"v":-6,"d":"-6.0"},-6.5,-9.9,3.3,-0.94,{"v":0.087,"d":"0.0870"},0.02,11.49]
["March",13,"11AM to 12PM",11,"March 13, 2019 11:00","2019-03-13T11:00:00",{"v":-4,"d":"-4.0"},-4.5,{"v":-8,"d":"-8.0"},3.6,-0.41,0.0867,0.02,11.54]
["March",13,"12PM to 1PM",12,"March 13, 2019 12:00","2019-03-13T12:00:00",-2.9,-3.5,-7.1,3.8,-0.12,0.0865,0.03,11.57]
["March",13,"1PM to 2PM",13,"March 13, 2019 13:00","2019-03-13T13:00:00",{"v":-2,"d":"-2.0"},-2.6,{"v":-6,"d":"-6.0"},{"v":4,"d":"4.0"},0.13,0.0863,0.03,{"v":11.6,"d":"11.60"}]
["March",13,"2PM to 3PM",14,"March 13, 2019 14:00","2019-03-13T14:00:00",{"v":-2,"d":"-2.0"},-2.5,-5.1,4.2,0.16,0.0863,0.03,{"v":11.6,"d":"11.60"}]
["March",13,"3PM to 4PM",15,"March 13, 2019 15:00","2019-03-13T15:00:00",-0.9,-1.6,-5.1,4.2,0.42,0.0861,0.03,11.62]
["March",13,"4PM to 5PM",16,"March 13, 2019 16:00","2019-03-13T16:00:00",-0.9,-1.6,-5.1,4.2,0.42,0.0861,0.03,11.62]
["March",13,"5PM to 6PM",17,"March 13, 2019 17:00","2019-03-13T17:00:00",{"v":-2,"d":"-2.0"},-2.6,{"v":-6,"d":"-6.0"},{"v":4,"d":"4.0"},0.13,0.0863,0.03,{"v":11.6,"d":"11.60"}]
["March",13,"6PM to 7PM",18,"March 13, 2019 18:00","2019-03-13T18:00:00",-2.9,-3.5,-7.1,3.8,-0.12,0.0865,0.03,11.57]
["March",13,"7PM to 8PM",19,"March 13, 2019 19:00","2019-03-13T19:00:00",{"v":-4,"d":"-4.0"},-4.5,{"v":-8,"d":"-8.0"},3.6,-0.41,0.0867,0.02,11.54]
["March",13,"8PM to 9PM",20,"March 13, 2019 20:00","2019-03-13T20:00:00",-5.1,-5.6,{"v":-9,"d":"-9.0"},3.4,{"v":-0.7,"d":"-0.70"},0.0869,0.02,11.52]
["March",13,"9PM to 10PM",21,"March 13, 2019 21:00","2019-03-13T21:00:00",{"v":-6,"d":"-6.0"},-6.5,-9.9,3.3,-0.94,{"v":0.087,"d":"0.0870"},0.02,11.49]
["March",13,"10PM to 11PM",22,"March 13, 2019 22:00","2019-03-13T22:00:00",-7.1,-7.5,{"v":-11,"d":"-11.0"},3.1,-1.23,0.0873,0.02,11.47]
["March",13,"11PM to 12AM",23,"March 13, 2019 23:00","2019-03-13T23:00:00",{"v":-8,"d":"-8.0"},-8.5,{"v":-13,"d":"-13.0"},2.7,{"v":-1.5,"d":"-1.50"},0.0874,0.02,11.44]
["March",14,"12AM to 1AM",0,"March 14, 2019 0:00","2019-03-14",{"v":-9,"d":"-9.0"},-9.5,{"v":-13,"d":"-13.0"},2.7,-1.75,0.0876,0.02,11.41]
["March",14,"1AM to 2AM",1,{"$f":"A1737&\" \"&B1737&\", \"&$D$5&\" \"&D1737&\":00\"","v":"March 14, 2019 1:00"},{"$f":"DATEVALUE(E1737)+TIMEVALUE(E1737)","v":"2019-03-14T01:00:00"},-9.9,-10.4,-14.1,2.6,-1.99,0.0878,0.02,11.39]
["March",14,"2AM to 3AM",{"$f":"IF(D1737+1>23,0,D1737+1)","v":2},"March 14, 2019 2:00","2019-03-14T02:00:00",{"v":-11,"d":"-11.0"},-11.4,{"v":-15,"d":"-15.0"},2.5,-2.27,{"v":0.088,"d":"0.0880"},0.02,11.36]
["March",14,"3AM to 4AM",3,"March 14, 2019 3:00","2019-03-14T03:00:00",-11.9,-12.3,-16.1,2.3,-2.51,0.0882,0.02,11.34]
["March",14,"4AM to 5AM",4,"March 14, 2019 4:00","2019-03-14T04:00:00",{"v":-13,"d":"-13.0"},-13.4,{"v":-18,"d":"-18.0"},2.1,-2.81,0.0884,0.01,11.31]
["March",14,"5AM to 6AM",5,"March 14, 2019 5:00","2019-03-14T05:00:00",-14.1,-14.5,-18.9,{"v":2,"d":"2.0"},-3.08,0.0886,0.01,11.28]
["March",14,"6AM to 7AM",6,"March 14, 2019 6:00","2019-03-14T06:00:00",{"v":-17,"d":"-17.0"},-17.3,{"v":-22,"d":"-22.0"},1.6,-3.82,0.0892,0.01,11.21]
["March",14,"7AM to 8AM",7,"March 14, 2019 7:00","2019-03-14T07:00:00",-18.9,-19.3,{"v":-24,"d":"-24.0"},1.5,-4.32,0.0896,0.01,11.16]
["March",14,"8AM to 9AM",8,"March 14, 2019 8:00","2019-03-14T08:00:00",-18.9,-19.2,-23.1,1.5,-4.31,0.0896,0.01,11.16]
["March",14,"9AM to 10AM",9,"March 14, 2019 9:00","2019-03-14T09:00:00",{"v":-17,"d":"-17.0"},-17.3,-20.9,1.8,-3.81,0.0892,0.01,11.21]
["March",14,"10AM to 11AM",10,"March 14, 2019 10:00","2019-03-14T10:00:00",-14.1,-14.3,{"v":-17,"d":"-17.0"},2.2,-3.05,0.0886,0.01,11.29]
["March",14,"11AM to 12PM",11,"March 14, 2019 11:00","2019-03-14T11:00:00",{"v":-13,"d":"-13.0"},-13.4,{"v":-17,"d":"-17.0"},2.2,-2.79,0.0884,0.01,11.31]
["March",14,"12PM to 1PM",12,"March 14, 2019 12:00","2019-03-14T12:00:00",-9.9,-10.4,-14.1,2.6,-1.99,0.0878,0.02,11.39]
["March",14,"1PM to 2PM",13,"March 14, 2019 13:00","2019-03-14T13:00:00",-7.1,-7.4,-9.9,3.3,{"v":-1.2,"d":"-1.20"},0.0873,0.02,11.47]
["March",14,"2PM to 3PM",14,"March 14, 2019 14:00","2019-03-14T14:00:00",-5.1,-5.6,{"v":-9,"d":"-9.0"},3.4,{"v":-0.7,"d":"-0.70"},0.0869,0.02,11.52]
["March",14,"3PM to 4PM",15,"March 14, 2019 15:00","2019-03-14T15:00:00",{"v":-6,"d":"-6.0"},-6.5,-9.9,3.3,-0.94,{"v":0.087,"d":"0.0870"},0.02,11.49]
["March",14,"4PM to 5PM",16,"March 14, 2019 16:00","2019-03-14T16:00:00",{"v":-2,"d":"-2.0"},-2.6,{"v":-6,"d":"-6.0"},{"v":4,"d":"4.0"},0.13,0.0863,0.03,{"v":11.6,"d":"11.60"}]
["March",14,"5PM to 6PM",17,"March 14, 2019 17:00","2019-03-14T17:00:00",-0.9,-1.6,-5.1,4.2,0.42,0.0861,0.03,11.62]
["March",14,"6PM to 7PM",18,"March 14, 2019 18:00","2019-03-14T18:00:00",{"v":0,"d":"0.0"},-0.7,{"v":-4,"d":"-4.0"},4.5,0.67,0.0859,0.03,11.65]
["March",14,"7PM to 8PM",19,"March 14, 2019 19:00","2019-03-14T19:00:00",1.9,1.1,-2.9,4.7,1.19,0.0855,0.03,{"v":11.7,"d":"11.70"}]
["March",14,"8PM to 9PM",20,"March 14, 2019 20:00","2019-03-14T20:00:00",6.1,5.1,{"v":1,"d":"1.0"},5.8,2.35,0.0848,0.04,11.81]
["March",14,"9PM to 10PM",21,"March 14, 2019 21:00","2019-03-14T21:00:00",10.9,{"v":10,"d":"10.0"},{"v":7,"d":"7.0"},7.9,3.84,0.0839,0.05,11.93]
["March",14,"10PM to 11PM",22,"March 14, 2019 22:00","2019-03-14T22:00:00",17.1,16.7,{"v":16,"d":"16.0"},12.5,{"v":6,"d":"6.00"},0.0828,0.08,{"v":12.1,"d":"12.10"}]
["March",14,"11PM to 12AM",23,"March 14, 2019 23:00","2019-03-14T23:00:00",19.9,19.3,{"v":18,"d":"18.0"},13.7,6.88,0.0823,0.09,12.18]
["March",15,"12AM to 1AM",0,"March 15, 2019 0:00","2019-03-15",{"v":21,"d":"21.0"},20.6,19.9,15.1,7.35,0.0821,{"v":0.1,"d":"0.10"},12.21]
["March",15,"1AM to 2AM",1,"March 15, 2019 1:00","2019-03-15T01:00:00",21.9,21.6,{"v":21,"d":"21.0"},15.9,7.69,0.0819,0.11,12.24]
["March",15,"2AM to 3AM",2,"March 15, 2019 2:00","2019-03-15T02:00:00",{"v":23,"d":"23.0"},22.6,21.9,16.6,8.06,0.0817,0.11,12.26]
["March",15,"3AM to 4AM",3,"March 15, 2019 3:00","2019-03-15T03:00:00",24.1,23.7,{"v":23,"d":"23.0"},17.5,8.46,0.0815,0.12,12.29]
["March",15,"4AM to 5AM",4,"March 15, 2019 4:00","2019-03-15T04:00:00",26.1,25.6,{"v":25,"d":"25.0"},19.2,{"v":9.2,"d":"9.20"},0.0812,0.13,12.35]
["March",15,"5AM to 6AM",5,"March 15, 2019 5:00","2019-03-15T05:00:00",{"v":27,"d":"27.0"},26.6,26.1,20.2,9.57,{"v":0.081,"d":"0.0810"},0.14,12.38]
["March",15,"6AM to 7AM",6,"March 15, 2019 6:00","2019-03-15T06:00:00",28.9,28.9,28.9,23.1,10.49,0.0807,0.16,12.43]
["March",15,"7AM to 8AM",7,"March 15, 2019 7:00","2019-03-15T07:00:00",30.9,30.9,30.9,25.4,11.31,0.0803,0.17,12.49]
["March",15,"8AM to 9AM",8,"March 15, 2019 8:00","2019-03-15T08:00:00",30.9,30.9,30.9,25.4,11.31,0.0803,0.17,12.49]
["March",15,"9AM to 10AM",9,"March 15, 2019 9:00","2019-03-15T09:00:00",30.9,30.9,30.9,25.4,11.31,0.0803,0.17,12.49]
["March",15,"10AM to 11AM",10,"March 15, 2019 10:00","2019-03-15T10:00:00",{"v":30,"d":"30.0"},{"v":30,"d":"30.0"},{"v":30,"d":"30.0"},24.3,10.94,0.0805,0.16,12.47]
["March",15,"11AM to 12PM",11,"March 15, 2019 11:00","2019-03-15T11:00:00",{"v":30,"d":"30.0"},{"v":30,"d":"30.0"},{"v":30,"d":"30.0"},24.3,10.94,0.0805,0.16,12.47]
["March",15,"12PM to 1PM",12,"March 15, 2019 12:00","2019-03-15T12:00:00",{"v":30,"d":"30.0"},{"v":30,"d":"30.0"},{"v":30,"d":"30.0"},24.3,10.94,0.0805,0.16,12.47]
["March",15,"1PM to 2PM",13,"March 15, 2019 13:00","2019-03-15T13:00:00",30.9,{"v":30,"d":"30.0"},28.9,23.1,10.97,0.0804,0.16,12.48]
["March",15,"2PM to 3PM",14,"March 15, 2019 14:00","2019-03-15T14:00:00",30.9,30.5,{"v":30,"d":"30.0"},24.3,11.15,0.0804,0.16,12.49]
["March",15,"3PM to 4PM",15,"March 15, 2019 15:00","2019-03-15T15:00:00",30.9,30.9,30.9,25.4,11.31,0.0803,0.17,12.49]
["March",15,"4PM to 5PM",16,"March 15, 2019 16:00","2019-03-15T16:00:00",30.9,30.9,30.9,25.4,11.31,0.0803,0.17,12.49]
["March",15,"5PM to 6PM",17,"March 15, 2019 17:00","2019-03-15T17:00:00",30.9,30.5,{"v":30,"d":"30.0"},24.3,11.15,0.0804,0.16,12.49]
["March",15,"6PM to 7PM",18,"March 15, 2019 18:00","2019-03-15T18:00:00",30.9,30.5,{"v":30,"d":"30.0"},24.3,11.15,0.0804,0.16,12.49]
["March",15,"7PM to 8PM",19,"March 15, 2019 19:00","2019-03-15T19:00:00",{"v":30,"d":"30.0"},29.5,28.9,23.1,10.75,0.0805,0.16,12.46]
["March",15,"8PM to 9PM",20,"March 15, 2019 20:00","2019-03-15T20:00:00",28.9,28.1,{"v":27,"d":"27.0"},21.1,10.18,0.0807,0.14,12.43]
["March",15,"9PM to 10PM",21,"March 15, 2019 21:00","2019-03-15T21:00:00",28.9,28.1,{"v":27,"d":"27.0"},21.1,10.18,0.0807,0.14,12.43]
["March",15,"10PM to 11PM",22,"March 15, 2019 22:00","2019-03-15T22:00:00",{"v":28,"d":"28.0"},27.2,26.1,20.2,9.83,0.0809,0.14,{"v":12.4,"d":"12.40"}]
["March",15,"11PM to 12AM",23,"March 15, 2019 23:00","2019-03-15T23:00:00",{"v":28,"d":"28.0"},{"v":28,"d":"28.0"},{"v":28,"d":"28.0"},22.2,10.13,0.0808,0.15,12.41]
["March",16,"12AM to 1AM",0,"March 16, 2019 0:00","2019-03-16",{"v":28,"d":"28.0"},27.2,26.1,20.2,9.83,0.0809,0.14,{"v":12.4,"d":"12.40"}]
["March",16,"1AM to 2AM",1,"March 16, 2019 1:00","2019-03-16T01:00:00",28.9,28.1,{"v":27,"d":"27.0"},21.1,10.18,0.0807,0.14,12.43]
["March",16,"2AM to 3AM",2,"March 16, 2019 2:00","2019-03-16T02:00:00",30.9,29.7,{"v":28,"d":"28.0"},22.2,10.83,0.0804,0.15,12.48]
["March",16,"3AM to 4AM",3,"March 16, 2019 3:00","2019-03-16T03:00:00",{"v":30,"d":"30.0"},29.2,{"v":28,"d":"28.0"},22.2,10.61,0.0805,0.15,12.46]
["March",16,"4AM to 5AM",4,"March 16, 2019 4:00","2019-03-16T04:00:00",28.9,27.7,26.1,20.2,10.05,0.0807,0.14,12.43]
["March",16,"5AM to 6AM",5,"March 16, 2019 5:00","2019-03-16T05:00:00",28.9,27.3,{"v":25,"d":"25.0"},19.2,9.89,0.0807,0.13,12.42]
["March",16,"6AM to 7AM",6,"March 16, 2019 6:00","2019-03-16T06:00:00",28.9,27.7,26.1,20.2,10.05,0.0807,0.14,12.43]
["March",16,"7AM to 8AM",7,"March 16, 2019 7:00","2019-03-16T07:00:00",{"v":30,"d":"30.0"},28.7,{"v":27,"d":"27.0"},21.1,10.44,0.0805,0.14,12.46]
["March",16,"8AM to 9AM",8,"March 16, 2019 8:00","2019-03-16T08:00:00",{"v":30,"d":"30.0"},28.7,{"v":27,"d":"27.0"},21.1,10.44,0.0805,0.14,12.46]
["March",16,"9AM to 10AM",9,"March 16, 2019 9:00","2019-03-16T09:00:00",{"v":30,"d":"30.0"},28.7,{"v":27,"d":"27.0"},21.1,10.44,0.0805,0.14,12.46]
["March",16,"10AM to 11AM",10,"March 16, 2019 10:00","2019-03-16T10:00:00",{"v":30,"d":"30.0"},29.2,{"v":28,"d":"28.0"},22.2,10.61,0.0805,0.15,12.46]
["March",16,"11AM to 12PM",11,"March 16, 2019 11:00","2019-03-16T11:00:00",30.9,{"v":30,"d":"30.0"},28.9,23.1,10.97,0.0804,0.16,12.48]
["March",16,"12PM to 1PM",12,"March 16, 2019 12:00","2019-03-16T12:00:00",30.9,30.5,{"v":30,"d":"30.0"},24.3,11.15,0.0804,0.16,12.49]
["March",16,"1PM to 2PM",13,"March 16, 2019 13:00","2019-03-16T13:00:00",30.9,30.9,30.9,25.4,11.31,0.0803,0.17,12.49]
["March",16,"2PM to 3PM",14,"March 16, 2019 14:00","2019-03-16T14:00:00",30.9,30.5,{"v":30,"d":"30.0"},24.3,11.15,0.0804,0.16,12.49]
["March",16,"3PM to 4PM",15,"March 16, 2019 15:00","2019-03-16T15:00:00",30.9,30.9,30.9,25.4,11.31,0.0803,0.17,12.49]
["March",16,"4PM to 5PM",16,"March 16, 2019 16:00","2019-03-16T16:00:00",{"v":32,"d":"32.0"},31.5,30.9,25.4,11.57,0.0802,0.17,12.52]
["March",16,"5PM to 6PM",17,{"$f":"A1801&\" \"&B1801&\", \"&$D$5&\" \"&D1801&\":00\"","v":"March 16, 2019 17:00"},{"$f":"DATEVALUE(E1801)+TIMEVALUE(E1801)","v":"2019-03-16T17:00:00"},{"v":32,"d":"32.0"},31.5,30.9,25.4,11.57,0.0802,0.17,12.52]
["March",16,"6PM to 7PM",{"$f":"IF(D1801+1>23,0,D1801+1)","v":18},"March 16, 2019 18:00","2019-03-16T18:00:00",30.9,30.9,30.9,25.4,11.31,0.0803,0.17,12.49]
["March",16,"7PM to 8PM",19,"March 16, 2019 19:00","2019-03-16T19:00:00",{"v":25,"d":"25.0"},{"v":25,"d":"25.0"},{"v":25,"d":"25.0"},19.2,8.94,0.0814,0.13,12.32]
["March",16,"8PM to 9PM",20,"March 16, 2019 20:00","2019-03-16T20:00:00",{"v":23,"d":"23.0"},{"v":23,"d":"23.0"},{"v":23,"d":"23.0"},17.5,{"v":8.2,"d":"8.20"},0.0817,0.12,12.27]
["March",16,"9PM to 10PM",21,"March 16, 2019 21:00","2019-03-16T21:00:00",{"v":21,"d":"21.0"},{"v":21,"d":"21.0"},{"v":21,"d":"21.0"},15.9,7.48,0.0821,0.11,12.21]
["March",16,"10PM to 11PM",22,"March 16, 2019 22:00","2019-03-16T22:00:00",19.9,19.6,{"v":19,"d":"19.0"},14.5,{"v":7,"d":"7.00"},0.0823,{"v":0.1,"d":"0.10"},12.18]
["March",16,"11PM to 12AM",23,"March 16, 2019 23:00","2019-03-16T23:00:00",19.9,19.6,{"v":19,"d":"19.0"},14.5,{"v":7,"d":"7.00"},0.0823,{"v":0.1,"d":"0.10"},12.18]
["March",17,"12AM to 1AM",0,"March 17, 2019 0:00","2019-03-17",{"v":19,"d":"19.0"},18.7,{"v":18,"d":"18.0"},13.7,6.67,0.0824,0.09,12.16]
["March",17,"1AM to 2AM",1,"March 17, 2019 1:00","2019-03-17T01:00:00",{"v":18,"d":"18.0"},17.7,17.1,13.1,6.32,0.0826,0.09,12.13]
["March",17,"2AM to 3AM",2,"March 17, 2019 2:00","2019-03-17T02:00:00",{"v":16,"d":"16.0"},15.7,15.1,11.9,5.65,{"v":0.083,"d":"0.0830"},0.08,12.07]
["March",17,"3AM to 4AM",3,"March 17, 2019 3:00","2019-03-17T03:00:00",{"v":16,"d":"16.0"},15.7,15.1,11.9,5.65,{"v":0.083,"d":"0.0830"},0.08,12.07]
["March",17,"4AM to 5AM",4,"March 17, 2019 4:00","2019-03-17T04:00:00",17.1,16.7,{"v":16,"d":"16.0"},12.5,{"v":6,"d":"6.00"},0.0828,0.08,{"v":12.1,"d":"12.10"}]
["March",17,"5AM to 6AM",5,"March 17, 2019 5:00","2019-03-17T05:00:00",17.1,16.7,{"v":16,"d":"16.0"},12.5,{"v":6,"d":"6.00"},0.0828,0.08,{"v":12.1,"d":"12.10"}]
["March",17,"6AM to 7AM",6,"March 17, 2019 6:00","2019-03-17T06:00:00",{"v":18,"d":"18.0"},17.7,17.1,13.1,6.32,0.0826,0.09,12.13]
["March",17,"7AM to 8AM",7,"March 17, 2019 7:00","2019-03-17T07:00:00",{"v":18,"d":"18.0"},17.7,17.1,13.1,6.32,0.0826,0.09,12.13]
["March",17,"8AM to 9AM",8,"March 17, 2019 8:00","2019-03-17T08:00:00",{"v":19,"d":"19.0"},18.7,{"v":18,"d":"18.0"},13.7,6.67,0.0824,0.09,12.16]
["March",17,"9AM to 10AM",9,"March 17, 2019 9:00","2019-03-17T09:00:00",{"v":21,"d":"21.0"},20.6,19.9,15.1,7.35,0.0821,{"v":0.1,"d":"0.10"},12.21]
["March",17,"10AM to 11AM",10,"March 17, 2019 10:00","2019-03-17T10:00:00",21.9,21.6,{"v":21,"d":"21.0"},15.9,7.69,0.0819,0.11,12.24]
["March",17,"11AM to 12PM",11,"March 17, 2019 11:00","2019-03-17T11:00:00",24.1,23.7,{"v":23,"d":"23.0"},17.5,8.46,0.0815,0.12,12.29]
["March",17,"12PM to 1PM",12,"March 17, 2019 12:00","2019-03-17T12:00:00",24.1,23.7,{"v":23,"d":"23.0"},17.5,8.46,0.0815,0.12,12.29]
["March",17,"1PM to 2PM",13,"March 17, 2019 13:00","2019-03-17T13:00:00",{"v":25,"d":"25.0"},{"v":25,"d":"25.0"},{"v":25,"d":"25.0"},19.2,8.94,0.0814,0.13,12.32]
["March",17,"2PM to 3PM",14,"March 17, 2019 14:00","2019-03-17T14:00:00",{"v":25,"d":"25.0"},{"v":25,"d":"25.0"},{"v":25,"d":"25.0"},19.2,8.94,0.0814,0.13,12.32]
["March",17,"3PM to 4PM",15,"March 17, 2019 15:00","2019-03-17T15:00:00",{"v":25,"d":"25.0"},24.6,24.1,18.4,8.81,0.0814,0.12,12.32]
["March",17,"4PM to 5PM",16,"March 17, 2019 16:00","2019-03-17T16:00:00",24.1,23.7,{"v":23,"d":"23.0"},17.5,8.46,0.0815,0.12,12.29]
["March",17,"5PM to 6PM",17,"March 17, 2019 17:00","2019-03-17T17:00:00",21.9,21.9,21.9,16.6,{"v":7.8,"d":"7.80"},0.0819,0.11,12.24]
["March",17,"6PM to 7PM",18,"March 17, 2019 18:00","2019-03-17T18:00:00",{"v":21,"d":"21.0"},20.6,19.9,15.1,7.35,0.0821,{"v":0.1,"d":"0.10"},12.21]
["March",17,"7PM to 8PM",19,"March 17, 2019 19:00","2019-03-17T19:00:00",{"v":21,"d":"21.0"},20.6,19.9,15.1,7.35,0.0821,{"v":0.1,"d":"0.10"},12.21]
["March",17,"8PM to 9PM",20,"March 17, 2019 20:00","2019-03-17T20:00:00",19.9,19.6,{"v":19,"d":"19.0"},14.5,{"v":7,"d":"7.00"},0.0823,{"v":0.1,"d":"0.10"},12.18]
["March",17,"9PM to 10PM",21,"March 17, 2019 21:00","2019-03-17T21:00:00",19.9,19.6,{"v":19,"d":"19.0"},14.5,{"v":7,"d":"7.00"},0.0823,{"v":0.1,"d":"0.10"},12.18]
["March",17,"10PM to 11PM",22,"March 17, 2019 22:00","2019-03-17T22:00:00",{"v":21,"d":"21.0"},{"v":21,"d":"21.0"},{"v":21,"d":"21.0"},15.9,7.48,0.0821,0.11,12.21]
["March",17,"11PM to 12AM",23,"March 17, 2019 23:00","2019-03-17T23:00:00",21.9,21.6,{"v":21,"d":"21.0"},15.9,7.69,0.0819,0.11,12.24]
["March",18,"12AM to 1AM",0,"March 18, 2019 0:00","2019-03-18",21.9,21.6,{"v":21,"d":"21.0"},15.9,7.69,0.0819,0.11,12.24]
["March",18,"1AM to 2AM",1,"March 18, 2019 1:00","2019-03-18T01:00:00",19.9,19.6,{"v":19,"d":"19.0"},14.5,{"v":7,"d":"7.00"},0.0823,{"v":0.1,"d":"0.10"},12.18]
["March",18,"2AM to 3AM",2,"March 18, 2019 2:00","2019-03-18T02:00:00",{"v":19,"d":"19.0"},18.7,{"v":18,"d":"18.0"},13.7,6.67,0.0824,0.09,12.16]
["March",18,"3AM to 4AM",3,"March 18, 2019 3:00","2019-03-18T03:00:00",{"v":18,"d":"18.0"},17.7,17.1,13.1,6.32,0.0826,0.09,12.13]
["March",18,"4AM to 5AM",4,"March 18, 2019 4:00","2019-03-18T04:00:00",{"v":19,"d":"19.0"},18.4,17.1,13.1,6.58,0.0824,0.09,12.15]
["March",18,"5AM to 6AM",5,"March 18, 2019 5:00","2019-03-18T05:00:00",{"v":19,"d":"19.0"},18.7,{"v":18,"d":"18.0"},13.7,6.67,0.0824,0.09,12.16]
["March",18,"6AM to 7AM",6,"March 18, 2019 6:00","2019-03-18T06:00:00",{"v":18,"d":"18.0"},17.3,{"v":16,"d":"16.0"},12.5,6.21,0.0826,0.08,12.13]
["March",18,"7AM to 8AM",7,"March 18, 2019 7:00","2019-03-18T07:00:00",15.1,14.8,{"v":14,"d":"14.0"},11.3,5.34,0.0831,0.08,12.05]
["March",18,"8AM to 9AM",8,"March 18, 2019 8:00","2019-03-18T08:00:00",{"v":14,"d":"14.0"},13.5,{"v":12,"d":"12.0"},10.2,4.92,0.0833,0.07,12.02]
["March",18,"9AM to 10AM",9,"March 18, 2019 9:00","2019-03-18T09:00:00",15.1,14.8,{"v":14,"d":"14.0"},11.3,5.34,0.0831,0.08,12.05]
["March",18,"10AM to 11AM",10,"March 18, 2019 10:00","2019-03-18T10:00:00",17.1,16.5,15.1,11.9,5.91,0.0828,0.08,{"v":12.1,"d":"12.10"}]
["March",18,"11AM to 12PM",11,"March 18, 2019 11:00","2019-03-18T11:00:00",{"v":19,"d":"19.0"},18.7,{"v":18,"d":"18.0"},13.7,6.67,0.0824,0.09,12.16]
["March",18,"12PM to 1PM",12,"March 18, 2019 12:00","2019-03-18T12:00:00",{"v":25,"d":"25.0"},24.2,{"v":23,"d":"23.0"},17.5,8.67,0.0814,0.12,12.32]
["March",18,"1PM to 2PM",13,"March 18, 2019 13:00","2019-03-18T13:00:00",{"v":27,"d":"27.0"},{"v":25,"d":"25.0"},21.9,16.6,9.02,0.0811,0.11,12.37]
["March",18,"2PM to 3PM",14,"March 18, 2019 14:00","2019-03-18T14:00:00",{"v":27,"d":"27.0"},{"v":25,"d":"25.0"},21.9,16.6,9.02,0.0811,0.11,12.37]
["March",18,"3PM to 4PM",15,"March 18, 2019 15:00","2019-03-18T15:00:00",{"v":28,"d":"28.0"},25.7,21.9,16.6,9.28,0.0809,0.11,12.39]
["March",18,"4PM to 5PM",16,"March 18, 2019 16:00","2019-03-18T16:00:00",{"v":25,"d":"25.0"},23.8,21.9,16.6,8.54,0.0814,0.11,12.32]
["March",18,"5PM to 6PM",17,"March 18, 2019 17:00","2019-03-18T17:00:00",{"v":23,"d":"23.0"},22.3,{"v":21,"d":"21.0"},15.9,7.95,0.0817,0.11,12.26]
["March",18,"6PM to 7PM",18,"March 18, 2019 18:00","2019-03-18T18:00:00",21.9,20.9,{"v":19,"d":"19.0"},14.5,7.47,0.0819,{"v":0.1,"d":"0.10"},12.23]
["March",18,"7PM to 8PM",19,"March 18, 2019 19:00","2019-03-18T19:00:00",{"v":19,"d":"19.0"},18.4,17.1,13.1,6.58,0.0824,0.09,12.15]
["March",18,"8PM to 9PM",20,"March 18, 2019 20:00","2019-03-18T20:00:00",17.1,16.1,{"v":14,"d":"14.0"},11.3,5.82,0.0828,0.08,{"v":12.1,"d":"12.10"}]
["March",18,"9PM to 10PM",21,"March 18, 2019 21:00","2019-03-18T21:00:00",15.1,14.2,{"v":12,"d":"12.0"},10.2,5.18,0.0831,0.07,12.05]
["March",18,"10PM to 11PM",22,"March 18, 2019 22:00","2019-03-18T22:00:00",{"v":14,"d":"14.0"},13.2,10.9,9.7,4.84,0.0833,0.07,12.02]
["March",18,"11PM to 12AM",23,"March 18, 2019 23:00","2019-03-18T23:00:00",12.9,11.9,{"v":9,"d":"9.0"},8.8,4.44,0.0835,0.06,11.99]
["March",19,"12AM to 1AM",0,"March 19, 2019 0:00","2019-03-19",12.9,12.2,{"v":10,"d":"10.0"},9.3,4.51,0.0835,0.06,11.99]
["March",19,"1AM to 2AM",1,"March 19, 2019 1:00","2019-03-19T01:00:00",{"v":12,"d":"12.0"},11.2,{"v":9,"d":"9.0"},8.8,4.22,0.0837,0.06,11.96]
["March",19,"2AM to 3AM",2,"March 19, 2019 2:00","2019-03-19T02:00:00",10.9,10.2,8.1,8.4,{"v":3.9,"d":"3.90"},0.0839,0.06,11.94]
["March",19,"3AM to 4AM",3,"March 19, 2019 3:00","2019-03-19T03:00:00",{"v":10,"d":"10.0"},9.1,6.1,7.6,3.56,{"v":0.084,"d":"0.0840"},0.05,11.91]
["March",19,"4AM to 5AM",4,"March 19, 2019 4:00","2019-03-19T04:00:00",8.1,7.4,{"v":5,"d":"5.0"},7.2,3.03,0.0844,0.05,11.86]
["March",19,"5AM to 6AM",5,"March 19, 2019 5:00","2019-03-19T05:00:00",8.1,7.2,3.9,6.8,2.97,0.0844,0.05,11.86]
["March",19,"6AM to 7AM",6,"March 19, 2019 6:00","2019-03-19T06:00:00",6.1,5.5,{"v":3,"d":"3.0"},6.5,2.44,0.0848,0.04,11.81]
["March",19,"7AM to 8AM",7,"March 19, 2019 7:00","2019-03-19T07:00:00",6.1,5.3,1.9,6.1,2.39,0.0848,0.04,11.81]
["March",19,"8AM to 9AM",8,"March 19, 2019 8:00","2019-03-19T08:00:00",8.1,7.2,3.9,6.8,2.97,0.0844,0.05,11.86]
["March",19,"9AM to 10AM",9,{"$f":"A1865&\" \"&B1865&\", \"&$D$5&\" \"&D1865&\":00\"","v":"March 19, 2019 9:00"},{"$f":"DATEVALUE(E1865)+TIMEVALUE(E1865)","v":"2019-03-19T09:00:00"},8.1,7.2,3.9,6.8,2.97,0.0844,0.05,11.86]
["March",19,"10AM to 11AM",{"$f":"IF(D1865+1>23,0,D1865+1)","v":10},"March 19, 2019 10:00","2019-03-19T10:00:00",10.9,9.8,6.1,7.6,3.78,0.0839,0.05,11.93]
["March",19,"11AM to 12PM",11,"March 19, 2019 11:00","2019-03-19T11:00:00",{"v":14,"d":"14.0"},12.9,{"v":10,"d":"10.0"},9.3,4.77,0.0833,0.06,12.02]
["March",19,"12PM to 1PM",12,"March 19, 2019 12:00","2019-03-19T12:00:00",17.1,15.6,{"v":12,"d":"12.0"},10.2,5.66,0.0828,0.07,{"v":12.1,"d":"12.10"}]
["March",19,"1PM to 2PM",13,"March 19, 2019 13:00","2019-03-19T13:00:00",{"v":18,"d":"18.0"},16.8,{"v":14,"d":"14.0"},11.3,6.04,0.0826,0.08,12.12]
["March",19,"2PM to 3PM",14,"March 19, 2019 14:00","2019-03-19T14:00:00",19.9,18.7,{"v":16,"d":"16.0"},12.5,6.69,0.0823,0.08,12.18]
["March",19,"3PM to 4PM",15,"March 19, 2019 15:00","2019-03-19T15:00:00",{"v":21,"d":"21.0"},19.4,{"v":16,"d":"16.0"},12.5,6.95,0.0821,0.08,{"v":12.2,"d":"12.20"}]
["March",19,"4PM to 5PM",16,"March 19, 2019 16:00","2019-03-19T16:00:00",{"v":21,"d":"21.0"},19.4,{"v":16,"d":"16.0"},12.5,6.95,0.0821,0.08,{"v":12.2,"d":"12.20"}]
["March",19,"5PM to 6PM",17,"March 19, 2019 17:00","2019-03-19T17:00:00",19.9,18.4,15.1,11.9,6.61,0.0823,0.08,12.17]
["March",19,"6PM to 7PM",18,"March 19, 2019 18:00","2019-03-19T18:00:00",{"v":19,"d":"19.0"},17.5,{"v":14,"d":"14.0"},11.3,{"v":6.3,"d":"6.30"},0.0824,0.08,12.15]
["March",19,"7PM to 8PM",19,"March 19, 2019 19:00","2019-03-19T19:00:00",{"v":16,"d":"16.0"},14.9,{"v":12,"d":"12.0"},10.2,{"v":5.4,"d":"5.40"},{"v":0.083,"d":"0.0830"},0.07,12.07]
["March",19,"8PM to 9PM",20,"March 19, 2019 20:00","2019-03-19T20:00:00",15.1,13.5,{"v":9,"d":"9.0"},8.8,4.96,0.0831,0.06,12.04]
["March",19,"9PM to 10PM",21,"March 19, 2019 21:00","2019-03-19T21:00:00",12.9,11.7,8.1,8.4,4.38,0.0835,0.06,11.99]
["March",19,"10PM to 11PM",22,"March 19, 2019 22:00","2019-03-19T22:00:00",10.9,{"v":10,"d":"10.0"},{"v":7,"d":"7.0"},7.9,3.84,0.0839,0.05,11.93]
["March",19,"11PM to 12AM",23,"March 19, 2019 23:00","2019-03-19T23:00:00",{"v":10,"d":"10.0"},8.9,{"v":5,"d":"5.0"},7.2,{"v":3.5,"d":"3.50"},{"v":0.084,"d":"0.0840"},0.05,11.91]
["March",20,"12AM to 1AM",0,"March 20, 2019 0:00","2019-03-20",{"v":9,"d":"9.0"},7.9,3.9,6.8,3.18,0.0842,0.05,11.88]
["March",20,"1AM to 2AM",1,"March 20, 2019 1:00","2019-03-20T01:00:00",{"v":9,"d":"9.0"},7.9,3.9,6.8,3.18,0.0842,0.05,11.88]
["March",20,"2AM to 3AM",2,"March 20, 2019 2:00","2019-03-20T02:00:00",{"v":7,"d":"7.0"},{"v":6,"d":"6.0"},1.9,6.1,2.61,0.0846,0.04,11.83]
["March",20,"3AM to 4AM",3,"March 20, 2019 3:00","2019-03-20T03:00:00",{"v":10,"d":"10.0"},8.7,3.9,6.8,3.44,0.0841,0.05,11.91]
["March",20,"4AM to 5AM",4,"March 20, 2019 4:00","2019-03-20T04:00:00",{"v":10,"d":"10.0"},8.7,3.9,6.8,3.44,0.0841,0.05,11.91]
["March",20,"5AM to 6AM",5,"March 20, 2019 5:00","2019-03-20T05:00:00",8.1,6.8,1.9,6.1,2.87,0.0844,0.04,11.86]
["March",20,"6AM to 7AM",6,"March 20, 2019 6:00","2019-03-20T06:00:00",6.1,5.1,{"v":1,"d":"1.0"},5.8,2.35,0.0848,0.04,11.81]
["March",20,"7AM to 8AM",7,"March 20, 2019 7:00","2019-03-20T07:00:00",{"v":5,"d":"5.0"},{"v":4,"d":"4.0"},{"v":0,"d":"0.0"},5.5,2.04,{"v":0.085,"d":"0.0850"},0.04,11.78]
["March",20,"8AM to 9AM",8,"March 20, 2019 8:00","2019-03-20T08:00:00",8.1,6.8,1.9,6.1,2.87,0.0844,0.04,11.86]
["March",20,"9AM to 10AM",9,"March 20, 2019 9:00","2019-03-20T09:00:00",6.1,5.1,{"v":1,"d":"1.0"},5.8,2.35,0.0848,0.04,11.81]
["March",20,"10AM to 11AM",10,"March 20, 2019 10:00","2019-03-20T10:00:00",{"v":9,"d":"9.0"},7.7,{"v":3,"d":"3.0"},6.5,3.14,0.0842,0.04,11.88]
["March",20,"11AM to 12PM",11,"March 20, 2019 11:00","2019-03-20T11:00:00",{"v":12,"d":"12.0"},10.4,{"v":5,"d":"5.0"},7.2,3.98,0.0837,0.05,11.96]
["March",20,"12PM to 1PM",12,"March 20, 2019 12:00","2019-03-20T12:00:00",{"v":14,"d":"14.0"},12.5,8.1,8.4,4.64,0.0833,0.06,12.01]
["March",20,"1PM to 2PM",13,"March 20, 2019 13:00","2019-03-20T13:00:00",{"v":19,"d":"19.0"},{"v":17,"d":"17.0"},{"v":12,"d":"12.0"},10.2,6.13,0.0824,0.07,12.15]
["March",20,"2PM to 3PM",14,"March 20, 2019 14:00","2019-03-20T14:00:00",21.9,19.7,15.1,11.9,7.08,0.0819,0.08,12.22]
["March",20,"3PM to 4PM",15,"March 20, 2019 15:00","2019-03-20T15:00:00",{"v":23,"d":"23.0"},{"v":21,"d":"21.0"},17.1,13.1,7.53,0.0818,0.09,12.26]
["March",20,"4PM to 5PM",16,"March 20, 2019 16:00","2019-03-20T16:00:00",{"v":23,"d":"23.0"},{"v":21,"d":"21.0"},17.1,13.1,7.53,0.0818,0.09,12.26]
["March",20,"5PM to 6PM",17,"March 20, 2019 17:00","2019-03-20T17:00:00",21.9,20.3,17.1,13.1,7.27,0.0819,0.09,12.23]
["March",20,"6PM to 7PM",18,"March 20, 2019 18:00","2019-03-20T18:00:00",{"v":21,"d":"21.0"},18.8,{"v":14,"d":"14.0"},11.3,6.77,0.0821,0.08,{"v":12.2,"d":"12.20"}]
["March",20,"7PM to 8PM",19,"March 20, 2019 19:00","2019-03-20T19:00:00",17.1,15.3,10.9,9.7,5.58,0.0828,0.07,12.09]
["March",20,"8PM to 9PM",20,"March 20, 2019 20:00","2019-03-20T20:00:00",{"v":16,"d":"16.0"},14.1,{"v":9,"d":"9.0"},8.8,5.18,{"v":0.083,"d":"0.0830"},0.06,12.06]
["March",20,"9PM to 10PM",21,"March 20, 2019 21:00","2019-03-20T21:00:00",15.1,12.8,6.1,7.6,4.78,0.0832,0.05,12.04]
["March",20,"10PM to 11PM",22,"March 20, 2019 22:00","2019-03-20T22:00:00",12.9,11.5,{"v":7,"d":"7.0"},7.9,4.31,0.0835,0.05,11.99]
["March",20,"11PM to 12AM",23,"March 20, 2019 23:00","2019-03-20T23:00:00",{"v":12,"d":"12.0"},10.4,{"v":5,"d":"5.0"},7.2,3.98,0.0837,0.05,11.96]
["March",21,"12AM to 1AM",0,"March 21, 2019 0:00","2019-03-21",{"v":9,"d":"9.0"},7.7,{"v":3,"d":"3.0"},6.5,3.14,0.0842,0.04,11.88]
["March",21,"1AM to 2AM",1,"March 21, 2019 1:00","2019-03-21T01:00:00",6.1,4.8,-0.9,5.3,2.26,0.0848,0.04,{"v":11.8,"d":"11.80"}]
["March",21,"2AM to 3AM",2,"March 21, 2019 2:00","2019-03-21T02:00:00",{"v":7,"d":"7.0"},5.6,{"v":0,"d":"0.0"},5.5,2.52,0.0846,0.04,11.83]
["March",21,"3AM to 4AM",3,"March 21, 2019 3:00","2019-03-21T03:00:00",3.9,3.4,{"v":1,"d":"1.0"},5.8,1.83,0.0852,0.04,11.75]
["March",21,"4AM to 5AM",4,"March 21, 2019 4:00","2019-03-21T04:00:00",{"v":3,"d":"3.0"},2.3,-0.9,5.3,1.53,0.0853,0.04,11.73]
["March",21,"5AM to 6AM",5,"March 21, 2019 5:00","2019-03-21T05:00:00",{"v":3,"d":"3.0"},2.3,-0.9,5.3,1.53,0.0853,0.04,11.73]
["March",21,"6AM to 7AM",6,"March 21, 2019 6:00","2019-03-21T06:00:00",{"v":3,"d":"3.0"},2.3,-0.9,5.3,1.53,0.0853,0.04,11.73]
["March",21,"7AM to 8AM",7,"March 21, 2019 7:00","2019-03-21T07:00:00",3.9,{"v":3,"d":"3.0"},-0.9,5.3,1.74,0.0852,0.04,11.75]
["March",21,"8AM to 9AM",8,"March 21, 2019 8:00","2019-03-21T08:00:00",{"v":5,"d":"5.0"},3.9,-0.9,5.3,{"v":2,"d":"2.00"},{"v":0.085,"d":"0.0850"},0.04,11.78]
["March",21,"9AM to 10AM",9,"March 21, 2019 9:00","2019-03-21T09:00:00",{"v":5,"d":"5.0"},{"v":4,"d":"4.0"},{"v":0,"d":"0.0"},5.5,2.04,{"v":0.085,"d":"0.0850"},0.04,11.78]
["March",21,"10AM to 11AM",10,"March 21, 2019 10:00","2019-03-21T10:00:00",{"v":10,"d":"10.0"},8.3,1.9,6.1,3.34,0.0841,0.04,11.91]
["March",21,"11AM to 12PM",11,"March 21, 2019 11:00","2019-03-21T11:00:00",12.9,11.3,6.1,7.6,4.26,0.0835,0.05,11.98]
["March",21,"12PM to 1PM",12,"March 21, 2019 12:00","2019-03-21T12:00:00",{"v":18,"d":"18.0"},{"v":16,"d":"16.0"},10.9,9.7,5.79,0.0826,0.07,12.12]
["March",21,"1PM to 2PM",13,"March 21, 2019 13:00","2019-03-21T13:00:00",{"v":21,"d":"21.0"},18.8,{"v":14,"d":"14.0"},11.3,6.77,0.0821,0.08,{"v":12.2,"d":"12.20"}]
["March",21,"2PM to 3PM",14,"March 21, 2019 14:00","2019-03-21T14:00:00",24.1,21.7,17.1,13.1,7.79,0.0816,0.09,12.28]
["March",21,"3PM to 4PM",15,"March 21, 2019 15:00","2019-03-21T15:00:00",{"v":27,"d":"27.0"},23.8,{"v":18,"d":"18.0"},13.7,8.57,0.0811,0.09,12.36]
["March",21,"4PM to 5PM",16,"March 21, 2019 16:00","2019-03-21T16:00:00",{"v":25,"d":"25.0"},22.9,{"v":19,"d":"19.0"},14.5,8.21,0.0814,{"v":0.1,"d":"0.10"},12.31]
["March",21,"5PM to 6PM",17,"March 21, 2019 17:00","2019-03-21T17:00:00",26.1,23.5,{"v":19,"d":"19.0"},14.5,8.47,0.0812,{"v":0.1,"d":"0.10"},12.34]
["March",21,"6PM to 7PM",18,"March 21, 2019 18:00","2019-03-21T18:00:00",{"v":25,"d":"25.0"},22.5,{"v":18,"d":"18.0"},13.7,{"v":8.1,"d":"8.10"},0.0814,0.09,12.31]
["March",21,"7PM to 8PM",19,"March 21, 2019 19:00","2019-03-21T19:00:00",{"v":25,"d":"25.0"},22.3,17.1,13.1,8.01,0.0814,0.09,12.31]
["March",21,"8PM to 9PM",20,"March 21, 2019 20:00","2019-03-21T20:00:00",{"v":28,"d":"28.0"},24.2,17.1,13.1,8.74,0.0809,0.09,12.38]
["March",21,"9PM to 10PM",21,"March 21, 2019 21:00","2019-03-21T21:00:00",{"v":28,"d":"28.0"},23.9,{"v":16,"d":"16.0"},12.5,8.64,0.0809,0.08,12.38]
["March",21,"10PM to 11PM",22,"March 21, 2019 22:00","2019-03-21T22:00:00",{"v":27,"d":"27.0"},22.9,15.1,11.9,{"v":8.3,"d":"8.30"},0.0811,0.08,12.35]
["March",21,"11PM to 12AM",23,"March 21, 2019 23:00","2019-03-21T23:00:00",{"v":23,"d":"23.0"},19.4,10.9,9.7,{"v":7,"d":"7.00"},0.0818,0.07,12.25]
["March",22,"12AM to 1AM",0,"March 22, 2019 0:00","2019-03-22",{"v":21,"d":"21.0"},18.1,10.9,9.7,6.53,0.0821,0.07,{"v":12.2,"d":"12.20"}]
["March",22,"1AM to 2AM",1,{"$f":"A1929&\" \"&B1929&\", \"&$D$5&\" \"&D1929&\":00\"","v":"March 22, 2019 1:00"},{"$f":"DATEVALUE(E1929)+TIMEVALUE(E1929)","v":"2019-03-22T01:00:00"},{"v":19,"d":"19.0"},16.5,{"v":10,"d":"10.0"},9.3,5.99,0.0825,0.06,12.14]
["March",22,"2AM to 3AM",{"$f":"IF(D1929+1>23,0,D1929+1)","v":2},"March 22, 2019 2:00","2019-03-22T02:00:00",{"v":19,"d":"19.0"},{"v":17,"d":"17.0"},{"v":12,"d":"12.0"},10.2,6.13,0.0824,0.07,12.15]
["March",22,"3AM to 4AM",3,"March 22, 2019 3:00","2019-03-22T03:00:00",{"v":18,"d":"18.0"},16.2,{"v":12,"d":"12.0"},10.2,5.87,0.0826,0.07,12.12]
["March",22,"4AM to 5AM",4,"March 22, 2019 4:00","2019-03-22T04:00:00",{"v":18,"d":"18.0"},16.2,{"v":12,"d":"12.0"},10.2,5.87,0.0826,0.07,12.12]
["March",22,"5AM to 6AM",5,"March 22, 2019 5:00","2019-03-22T05:00:00",{"v":19,"d":"19.0"},{"v":17,"d":"17.0"},{"v":12,"d":"12.0"},10.2,6.13,0.0824,0.07,12.15]
["March",22,"6AM to 7AM",6,"March 22, 2019 6:00","2019-03-22T06:00:00",19.9,17.8,12.9,10.7,6.42,0.0823,0.07,12.17]
["March",22,"7AM to 8AM",7,"March 22, 2019 7:00","2019-03-22T07:00:00",{"v":19,"d":"19.0"},17.5,{"v":14,"d":"14.0"},11.3,{"v":6.3,"d":"6.30"},0.0824,0.08,12.15]
["March",22,"8AM to 9AM",8,"March 22, 2019 8:00","2019-03-22T08:00:00",{"v":18,"d":"18.0"},16.2,{"v":12,"d":"12.0"},10.2,5.87,0.0826,0.07,12.12]
["March",22,"9AM to 10AM",9,"March 22, 2019 9:00","2019-03-22T09:00:00",21.9,19.7,15.1,11.9,7.08,0.0819,0.08,12.22]
["March",22,"10AM to 11AM",10,"March 22, 2019 10:00","2019-03-22T10:00:00",{"v":28,"d":"28.0"},24.4,{"v":18,"d":"18.0"},13.7,8.83,0.0809,0.09,12.38]
["March",22,"11AM to 12PM",11,"March 22, 2019 11:00","2019-03-22T11:00:00",28.9,25.6,19.9,15.1,9.26,0.0807,{"v":0.1,"d":"0.10"},12.41]
["March",22,"12PM to 1PM",12,"March 22, 2019 12:00","2019-03-22T12:00:00",39.9,33.6,24.1,18.4,12.42,0.0789,0.12,{"v":12.7,"d":"12.70"}]
["March",22,"1PM to 2PM",13,"March 22, 2019 13:00","2019-03-22T13:00:00",{"v":37,"d":"37.0"},32.9,{"v":27,"d":"27.0"},21.1,12.14,0.0794,0.14,12.63]
["March",22,"2PM to 3PM",14,"March 22, 2019 14:00","2019-03-22T14:00:00",{"v":37,"d":"37.0"},32.9,{"v":27,"d":"27.0"},21.1,12.14,0.0794,0.14,12.63]
["March",22,"3PM to 4PM",15,"March 22, 2019 15:00","2019-03-22T15:00:00",{"v":36,"d":"36.0"},{"v":32,"d":"32.0"},{"v":27,"d":"27.0"},21.1,11.87,0.0796,0.14,12.61]
["March",22,"4PM to 5PM",16,"March 22, 2019 16:00","2019-03-22T16:00:00",35.1,32.1,{"v":28,"d":"28.0"},22.2,11.83,0.0797,0.15,12.59]
["March",22,"5PM to 6PM",17,"March 22, 2019 17:00","2019-03-22T17:00:00",37.9,33.1,26.1,20.2,12.22,0.0792,0.14,12.65]
["March",22,"6PM to 7PM",18,"March 22, 2019 18:00","2019-03-22T18:00:00",30.9,28.5,{"v":25,"d":"25.0"},19.2,10.37,0.0804,0.13,12.47]
["March",22,"7PM to 8PM",19,"March 22, 2019 19:00","2019-03-22T19:00:00",{"v":28,"d":"28.0"},25.7,21.9,16.6,9.28,0.0809,0.11,12.39]
["March",22,"8PM to 9PM",20,"March 22, 2019 20:00","2019-03-22T20:00:00",26.1,23.8,19.9,15.1,8.57,0.0812,{"v":0.1,"d":"0.10"},12.34]
["March",22,"9PM to 10PM",21,"March 22, 2019 21:00","2019-03-22T21:00:00",24.1,{"v":22,"d":"22.0"},{"v":18,"d":"18.0"},13.7,7.88,0.0816,0.09,12.28]
["March",22,"10PM to 11PM",22,"March 22, 2019 22:00","2019-03-22T22:00:00",26.1,22.4,15.1,11.9,8.08,0.0812,0.08,12.33]
["March",22,"11PM to 12AM",23,"March 22, 2019 23:00","2019-03-22T23:00:00",{"v":28,"d":"28.0"},22.9,{"v":12,"d":"12.0"},10.2,{"v":8.3,"d":"8.30"},0.0809,0.07,12.37]
["March",23,"12AM to 1AM",0,"March 23, 2019 0:00","2019-03-23",{"v":28,"d":"28.0"},22.9,{"v":12,"d":"12.0"},10.2,{"v":8.3,"d":"8.30"},0.0809,0.07,12.37]
["March",23,"1AM to 2AM",1,"March 23, 2019 1:00","2019-03-23T01:00:00",{"v":23,"d":"23.0"},19.2,{"v":10,"d":"10.0"},9.3,6.94,0.0818,0.06,12.24]
["March",23,"2AM to 3AM",2,"March 23, 2019 2:00","2019-03-23T02:00:00",24.1,20.3,{"v":12,"d":"12.0"},10.2,7.35,0.0816,0.07,12.27]
["March",23,"3AM to 4AM",3,"March 23, 2019 3:00","2019-03-23T03:00:00",{"v":18,"d":"18.0"},{"v":16,"d":"16.0"},10.9,9.7,5.79,0.0826,0.07,12.12]
["March",23,"4AM to 5AM",4,"March 23, 2019 4:00","2019-03-23T04:00:00",{"v":21,"d":"21.0"},17.6,{"v":9,"d":"9.0"},8.8,6.39,0.0821,0.06,12.19]
["March",23,"5AM to 6AM",5,"March 23, 2019 5:00","2019-03-23T05:00:00",{"v":19,"d":"19.0"},16.3,{"v":9,"d":"9.0"},8.8,5.91,0.0825,0.06,12.14]
["March",23,"6AM to 7AM",6,"March 23, 2019 6:00","2019-03-23T06:00:00",{"v":21,"d":"21.0"},17.6,{"v":9,"d":"9.0"},8.8,6.39,0.0821,0.06,12.19]
["March",23,"7AM to 8AM",7,"March 23, 2019 7:00","2019-03-23T07:00:00",{"v":14,"d":"14.0"},12.2,{"v":7,"d":"7.0"},7.9,4.57,0.0833,0.05,12.01]
["March",23,"8AM to 9AM",8,"March 23, 2019 8:00","2019-03-23T08:00:00",15.1,13.3,8.1,8.4,{"v":4.9,"d":"4.90"},0.0831,0.06,12.04]
["March",23,"9AM to 10AM",9,"March 23, 2019 9:00","2019-03-23T09:00:00",17.1,14.9,{"v":9,"d":"9.0"},8.8,5.44,0.0828,0.06,12.09]
["March",23,"10AM to 11AM",10,"March 23, 2019 10:00","2019-03-23T10:00:00",19.9,17.3,10.9,9.7,6.27,0.0823,0.07,12.17]
["March",23,"11AM to 12PM",11,"March 23, 2019 11:00","2019-03-23T11:00:00",21.9,19.4,{"v":14,"d":"14.0"},11.3,6.99,0.0819,0.08,12.22]
["March",23,"12PM to 1PM",12,"March 23, 2019 12:00","2019-03-23T12:00:00",{"v":25,"d":"25.0"},21.9,{"v":16,"d":"16.0"},12.5,{"v":7.9,"d":"7.90"},0.0814,0.08,{"v":12.3,"d":"12.30"}]
["March",23,"1PM to 2PM",13,"March 23, 2019 13:00","2019-03-23T13:00:00",{"v":28,"d":"28.0"},{"v":25,"d":"25.0"},19.9,15.1,9.05,0.0809,{"v":0.1,"d":"0.10"},12.39]
["March",23,"2PM to 3PM",14,"March 23, 2019 14:00","2019-03-23T14:00:00",{"v":39,"d":"39.0"},32.1,{"v":21,"d":"21.0"},15.9,11.81,0.0791,0.11,12.67]
["March",23,"3PM to 4PM",15,"March 23, 2019 15:00","2019-03-23T15:00:00",{"v":36,"d":"36.0"},29.9,{"v":21,"d":"21.0"},15.9,11.08,0.0796,0.11,12.59]
["March",23,"4PM to 5PM",16,"March 23, 2019 16:00","2019-03-23T16:00:00",{"v":34,"d":"34.0"},29.8,24.1,18.4,10.98,0.0799,0.12,12.55]
["March",23,"5PM to 6PM",17,"March 23, 2019 17:00","2019-03-23T17:00:00",33.1,29.3,24.1,18.4,10.77,{"v":0.08,"d":"0.0800"},0.12,12.53]
["March",23,"6PM to 7PM",18,"March 23, 2019 18:00","2019-03-23T18:00:00",30.9,28.1,24.1,18.4,10.25,0.0804,0.12,12.47]
["March",23,"7PM to 8PM",19,"March 23, 2019 19:00","2019-03-23T19:00:00",{"v":32,"d":"32.0"},26.5,17.1,13.1,{"v":9.7,"d":"9.70"},0.0803,0.09,12.48]
["March",23,"8PM to 9PM",20,"March 23, 2019 20:00","2019-03-23T20:00:00",{"v":32,"d":"32.0"},26.2,{"v":16,"d":"16.0"},12.5,9.59,0.0803,0.08,12.48]
["March",23,"9PM to 10PM",21,"March 23, 2019 21:00","2019-03-23T21:00:00",{"v":28,"d":"28.0"},23.3,{"v":14,"d":"14.0"},11.3,8.46,0.0809,0.08,12.38]
["March",23,"10PM to 11PM",22,"March 23, 2019 22:00","2019-03-23T22:00:00",24.1,20.3,{"v":12,"d":"12.0"},10.2,7.35,0.0816,0.07,12.27]
["March",23,"11PM to 12AM",23,"March 23, 2019 23:00","2019-03-23T23:00:00",{"v":23,"d":"23.0"},19.9,12.9,10.7,7.16,0.0818,0.07,12.25]
["March",24,"12AM to 1AM",0,"March 24, 2019 0:00","2019-03-24",21.9,18.9,{"v":12,"d":"12.0"},10.2,6.83,{"v":0.082,"d":"0.0820"},0.07,12.22]
["March",24,"1AM to 2AM",1,"March 24, 2019 1:00","2019-03-24T01:00:00",19.9,17.3,10.9,9.7,6.27,0.0823,0.07,12.17]
["March",24,"2AM to 3AM",2,"March 24, 2019 2:00","2019-03-24T02:00:00",{"v":21,"d":"21.0"},18.8,{"v":14,"d":"14.0"},11.3,6.77,0.0821,0.08,{"v":12.2,"d":"12.20"}]
["March",24,"3AM to 4AM",3,"March 24, 2019 3:00","2019-03-24T03:00:00",15.1,13.7,{"v":10,"d":"10.0"},9.3,5.03,0.0831,0.06,12.04]
["March",24,"4AM to 5AM",4,"March 24, 2019 4:00","2019-03-24T04:00:00",{"v":14,"d":"14.0"},12.7,{"v":9,"d":"9.0"},8.8,{"v":4.7,"d":"4.70"},0.0833,0.06,12.01]
["March",24,"5AM to 6AM",5,"March 24, 2019 5:00","2019-03-24T05:00:00",12.9,11.7,8.1,8.4,4.38,0.0835,0.06,11.99]
["March",24,"6AM to 7AM",6,"March 24, 2019 6:00","2019-03-24T06:00:00",{"v":14,"d":"14.0"},12.7,{"v":9,"d":"9.0"},8.8,{"v":4.7,"d":"4.70"},0.0833,0.06,12.01]
["March",24,"7AM to 8AM",7,"March 24, 2019 7:00","2019-03-24T07:00:00",{"v":12,"d":"12.0"},10.8,{"v":7,"d":"7.0"},7.9,{"v":4.1,"d":"4.10"},0.0837,0.05,11.96]
["March",24,"8AM to 9AM",8,"March 24, 2019 8:00","2019-03-24T08:00:00",{"v":12,"d":"12.0"},10.8,{"v":7,"d":"7.0"},7.9,{"v":4.1,"d":"4.10"},0.0837,0.05,11.96]
["March",24,"9AM to 10AM",9,"March 24, 2019 9:00","2019-03-24T09:00:00",12.9,11.7,8.1,8.4,4.38,0.0835,0.06,11.99]
["March",24,"10AM to 11AM",10,"March 24, 2019 10:00","2019-03-24T10:00:00",15.1,13.7,{"v":10,"d":"10.0"},9.3,5.03,0.0831,0.06,12.04]
["March",24,"11AM to 12PM",11,"March 24, 2019 11:00","2019-03-24T11:00:00",{"v":21,"d":"21.0"},19.1,15.1,11.9,6.87,0.0821,0.08,{"v":12.2,"d":"12.20"}]
["March",24,"12PM to 1PM",12,"March 24, 2019 12:00","2019-03-24T12:00:00",26.1,23.5,{"v":19,"d":"19.0"},14.5,8.47,0.0812,{"v":0.1,"d":"0.10"},12.34]
["March",24,"1PM to 2PM",13,"March 24, 2019 13:00","2019-03-24T13:00:00",{"v":30,"d":"30.0"},27.6,24.1,18.4,10.03,0.0805,0.12,12.45]
["March",24,"2PM to 3PM",14,"March 24, 2019 14:00","2019-03-24T14:00:00",33.1,30.4,{"v":27,"d":"27.0"},21.1,11.18,{"v":0.08,"d":"0.0800"},0.14,12.53]
["March",24,"3PM to 4PM",15,"March 24, 2019 15:00","2019-03-24T15:00:00",{"v":34,"d":"34.0"},30.9,{"v":27,"d":"27.0"},21.1,{"v":11.4,"d":"11.40"},0.0799,0.14,12.56]
["March",24,"4PM to 5PM",16,"March 24, 2019 16:00","2019-03-24T16:00:00",{"v":36,"d":"36.0"},{"v":32,"d":"32.0"},{"v":27,"d":"27.0"},21.1,11.87,0.0796,0.14,12.61]
["March",24,"5PM to 6PM",17,{"$f":"A1993&\" \"&B1993&\", \"&$D$5&\" \"&D1993&\":00\"","v":"March 24, 2019 17:00"},{"$f":"DATEVALUE(E1993)+TIMEVALUE(E1993)","v":"2019-03-24T17:00:00"},{"v":37,"d":"37.0"},32.6,26.1,20.2,{"v":12,"d":"12.00"},0.0794,0.14,12.63]
["March",24,"6PM to 7PM",{"$f":"IF(D1993+1>23,0,D1993+1)","v":18},"March 24, 2019 18:00","2019-03-24T18:00:00",30.9,28.9,26.1,20.2,10.52,0.0804,0.14,12.48]
["March",24,"7PM to 8PM",19,"March 24, 2019 19:00","2019-03-24T19:00:00",{"v":30,"d":"30.0"},27.9,{"v":25,"d":"25.0"},19.2,10.15,0.0805,0.13,12.45]
["March",24,"8PM to 9PM",20,"March 24, 2019 20:00","2019-03-24T20:00:00",{"v":27,"d":"27.0"},24.7,{"v":21,"d":"21.0"},15.9,8.91,0.0811,0.11,12.36]
["March",24,"9PM to 10PM",21,"March 24, 2019 21:00","2019-03-24T21:00:00",26.1,24.9,{"v":23,"d":"23.0"},17.5,8.93,0.0812,0.12,12.35]
["March",24,"10PM to 11PM",22,"March 24, 2019 22:00","2019-03-24T22:00:00",{"v":27,"d":"27.0"},{"v":25,"d":"25.0"},21.9,16.6,9.02,0.0811,0.11,12.37]
["March",24,"11PM to 12AM",23,"March 24, 2019 23:00","2019-03-24T23:00:00",{"v":23,"d":"23.0"},21.9,19.9,15.1,7.83,0.0817,{"v":0.1,"d":"0.10"},12.26]
["March",25,"12AM to 1AM",0,"March 25, 2019 0:00","2019-03-25",24.1,{"v":23,"d":"23.0"},{"v":21,"d":"21.0"},15.9,8.21,0.0815,0.11,12.29]
["March",25,"1AM to 2AM",1,"March 25, 2019 1:00","2019-03-25T01:00:00",{"v":28,"d":"28.0"},25.7,21.9,16.6,9.28,0.0809,0.11,12.39]
["March",25,"5AM to 6AM",5,"March 25, 2019 5:00","2019-03-25T05:00:00",{"v":30,"d":"30.0"},27.9,{"v":25,"d":"25.0"},19.2,10.15,0.0805,0.13,12.45]
["March",25,"8AM to 9AM",8,"March 25, 2019 8:00","2019-03-25T08:00:00",{"v":34,"d":"34.0"},32.3,{"v":30,"d":"30.0"},24.3,11.89,0.0799,0.16,12.57]
["March",25,"12PM to 1PM",12,"March 25, 2019 12:00","2019-03-25T12:00:00",37.9,34.2,28.9,23.1,12.67,0.0792,0.16,12.66]
["March",25,"3PM to 4PM",15,"March 25, 2019 15:00","2019-03-25T15:00:00",{"v":39,"d":"39.0"},35.2,{"v":30,"d":"30.0"},24.3,13.11,{"v":0.079,"d":"0.0790"},0.16,12.69]
["March",25,"6PM to 7PM",18,"March 25, 2019 18:00","2019-03-25T18:00:00",{"v":39,"d":"39.0"},35.2,{"v":30,"d":"30.0"},24.3,13.11,{"v":0.079,"d":"0.0790"},0.16,12.69]
["March",25,"7PM to 8PM",19,"March 25, 2019 19:00","2019-03-25T19:00:00",37.9,34.6,{"v":30,"d":"30.0"},24.3,12.85,0.0792,0.16,12.67]
["March",25,"10PM to 11PM",22,"March 25, 2019 22:00","2019-03-25T22:00:00",35.1,33.3,30.9,25.4,12.31,0.0797,0.17,{"v":12.6,"d":"12.60"}]
["March",26,"3AM to 4AM",3,"March 26, 2019 3:00","2019-03-26T03:00:00",{"v":36,"d":"36.0"},33.8,30.9,25.4,12.53,0.0795,0.17,12.62]
["March",26,"6AM to 7AM",6,"March 26, 2019 6:00","2019-03-26T06:00:00",33.1,32.2,30.9,25.4,11.84,{"v":0.08,"d":"0.0800"},0.17,12.55]
["March",26,"9AM to 10AM",9,"March 26, 2019 9:00","2019-03-26T09:00:00",30.9,{"v":30,"d":"30.0"},28.9,23.1,10.97,0.0804,0.16,12.48]
["March",26,"1PM to 2PM",13,"March 26, 2019 13:00","2019-03-26T13:00:00",39.9,36.5,{"v":32,"d":"32.0"},26.7,13.69,0.0789,0.18,12.72]
["March",26,"4PM to 5PM",16,"March 26, 2019 16:00","2019-03-26T16:00:00",37.9,{"v":35,"d":"35.0"},30.9,25.4,13.01,0.0792,0.17,12.67]
["March",26,"7PM to 8PM",19,"March 26, 2019 19:00","2019-03-26T19:00:00",{"v":37,"d":"37.0"},34.1,{"v":30,"d":"30.0"},24.3,12.63,0.0794,0.16,12.64]
["March",26,"11PM to 12AM",23,"March 26, 2019 23:00","2019-03-26T23:00:00",{"v":36,"d":"36.0"},33.5,{"v":30,"d":"30.0"},24.3,12.37,0.0795,0.16,12.62]
["March",27,"12AM to 1AM",0,"March 27, 2019 0:00","2019-03-27",35.1,33.3,30.9,25.4,12.31,0.0797,0.17,{"v":12.6,"d":"12.60"}]
["March",27,"4AM to 5AM",4,"March 27, 2019 4:00","2019-03-27T04:00:00",35.1,33.8,{"v":32,"d":"32.0"},26.7,12.51,0.0797,0.18,{"v":12.6,"d":"12.60"}]
["March",27,"7AM to 8AM",7,"March 27, 2019 7:00","2019-03-27T07:00:00",35.1,33.3,30.9,25.4,12.31,0.0797,0.17,{"v":12.6,"d":"12.60"}]
["March",27,"10AM to 11AM",{"$f":"IF(D2057+1>23,0,D2057+1)","v":10},"March 27, 2019 10:00","2019-03-27T10:00:00",{"v":37,"d":"37.0"},34.9,{"v":32,"d":"32.0"},26.7,12.99,0.0793,0.18,12.65]
["March",27,"2PM to 3PM",14,"March 27, 2019 14:00","2019-03-27T14:00:00",37.9,36.2,{"v":34,"d":"34.0"},28.9,13.55,0.0792,{"v":0.2,"d":"0.20"},12.68]
["March",27,"5PM to 6PM",17,"March 27, 2019 17:00","2019-03-27T17:00:00",35.1,34.2,33.1,27.8,{"v":12.7,"d":"12.70"},0.0797,0.19,{"v":12.6,"d":"12.60"}]
["March",27,"6PM to 7PM",18,"March 27, 2019 18:00","2019-03-27T18:00:00",35.1,34.6,{"v":34,"d":"34.0"},28.9,12.85,0.0797,{"v":0.2,"d":"0.20"},12.61]
["March",28,"12AM to 1AM",0,"March 28, 2019 0:00","2019-03-28",33.1,32.6,{"v":32,"d":"32.0"},26.7,12.04,{"v":0.08,"d":"0.0800"},0.18,12.55]
["March",28,"1AM to 2AM",1,"March 28, 2019 1:00","2019-03-28T01:00:00",{"v":32,"d":"32.0"},31.5,30.9,25.4,11.57,0.0802,0.17,12.52]
["March",28,"5AM to 6AM",5,"March 28, 2019 5:00","2019-03-28T05:00:00",33.1,32.6,{"v":32,"d":"32.0"},26.7,12.04,{"v":0.08,"d":"0.0800"},0.18,12.55]
["March",28,"8AM to 9AM",8,"March 28, 2019 8:00","2019-03-28T08:00:00",33.1,32.6,{"v":32,"d":"32.0"},26.7,12.04,{"v":0.08,"d":"0.0800"},0.18,12.55]
["March",28,"11AM to 12PM",11,"March 28, 2019 11:00","2019-03-28T11:00:00",{"v":37,"d":"37.0"},34.5,30.9,25.4,12.79,0.0794,0.17,12.65]
["March",28,"3PM to 4PM",15,"March 28, 2019 15:00","2019-03-28T15:00:00",35.1,33.8,{"v":32,"d":"32.0"},26.7,12.51,0.0797,0.18,{"v":12.6,"d":"12.60"}]
["March",28,"6PM to 7PM",18,"March 28, 2019 18:00","2019-03-28T18:00:00",33.1,32.6,{"v":32,"d":"32.0"},26.7,12.04,{"v":0.08,"d":"0.0800"},0.18,12.55]
["March",28,"9PM to 10PM",21,"March 28, 2019 21:00","2019-03-28T21:00:00",{"v":32,"d":"32.0"},{"v":32,"d":"32.0"},{"v":32,"d":"32.0"},26.7,11.77,0.0802,0.18,12.52]
["March",28,"11PM to 12AM",23,"March 28, 2019 23:00","2019-03-28T23:00:00",33.1,32.6,{"v":32,"d":"32.0"},26.7,12.04,{"v":0.08,"d":"0.0800"},0.18,12.55]
["March",29,"2AM to 3AM",2,"March 29, 2019 2:00","2019-03-29T02:00:00",{"v":32,"d":"32.0"},{"v":32,"d":"32.0"},{"v":32,"d":"32.0"},26.7,11.77,0.0802,0.18,12.52]
["March",29,"6AM to 7AM",6,"March 29, 2019 6:00","2019-03-29T06:00:00",{"v":32,"d":"32.0"},31.5,30.9,25.4,11.57,0.0802,0.17,12.52]
["March",29,"9AM to 10AM",9,"March 29, 2019 9:00","2019-03-29T09:00:00",33.1,32.6,{"v":32,"d":"32.0"},26.7,12.04,{"v":0.08,"d":"0.0800"},0.18,12.55]
["March",29,"12PM to 1PM",12,"March 29, 2019 12:00","2019-03-29T12:00:00",{"v":34,"d":"34.0"},33.6,33.1,27.8,12.44,0.0798,0.19,12.58]
["March",29,"4PM to 5PM",16,"March 29, 2019 16:00","2019-03-29T16:00:00",{"v":34,"d":"34.0"},33.2,{"v":32,"d":"32.0"},26.7,12.25,0.0798,0.18,12.57]
["March",29,"7PM to 8PM",19,"March 29, 2019 19:00","2019-03-29T19:00:00",{"v":32,"d":"32.0"},{"v":32,"d":"32.0"},{"v":32,"d":"32.0"},26.7,11.77,0.0802,0.18,12.52]
["March",29,"10PM to 11PM",22,"March 29, 2019 22:00","2019-03-29T22:00:00",{"v":32,"d":"32.0"},31.5,30.9,25.4,11.57,0.0802,0.17,12.52]
["March",30,"12AM to 1AM",0,"March 30, 2019 0:00","2019-03-30",{"v":32,"d":"32.0"},{"v":32,"d":"32.0"},{"v":32,"d":"32.0"},26.7,11.77,0.0802,0.18,12.52]
["March",30,"3AM to 4AM",3,"March 30, 2019 3:00","2019-03-30T03:00:00",30.9,30.9,30.9,25.4,11.31,0.0803,0.17,12.49]
["March",30,"7AM to 8AM",7,"March 30, 2019 7:00","2019-03-30T07:00:00",{"v":30,"d":"30.0"},{"v":30,"d":"30.0"},{"v":30,"d":"30.0"},24.3,10.94,0.0805,0.16,12.47]
["March",30,"10AM to 11AM",10,"March 30, 2019 10:00","2019-03-30T10:00:00",30.9,30.5,{"v":30,"d":"30.0"},24.3,11.15,0.0804,0.16,12.49]
["March",30,"2PM to 3PM",14,"March 30, 2019 14:00","2019-03-30T14:00:00",30.9,30.5,{"v":30,"d":"30.0"},24.3,11.15,0.0804,0.16,12.49]
["March",30,"5PM to 6PM",17,"March 30, 2019 17:00","2019-03-30T17:00:00",{"v":28,"d":"28.0"},27.2,26.1,20.2,9.83,0.0809,0.14,{"v":12.4,"d":"12.40"}]
["March",30,"7PM to 8PM",19,"March 30, 2019 19:00","2019-03-30T19:00:00",{"v":25,"d":"25.0"},{"v":25,"d":"25.0"},{"v":25,"d":"25.0"},19.2,8.94,0.0814,0.13,12.32]
["March",30,"10PM to 11PM",22,"March 30, 2019 22:00","2019-03-30T22:00:00",{"v":23,"d":"23.0"},22.6,21.9,16.6,8.06,0.0817,0.11,12.26]
["March",31,"1AM to 2AM",1,"March 31, 2019 1:00","2019-03-31T01:00:00",{"v":19,"d":"19.0"},18.4,17.1,13.1,6.58,0.0824,0.09,12.15]
["March",31,"4AM to 5AM",4,"March 31, 2019 4:00","2019-03-31T04:00:00",{"v":16,"d":"16.0"},15.1,12.9,10.7,5.47,{"v":0.083,"d":"0.0830"},0.07,12.07]
["March",31,"8AM to 9AM",8,"March 31, 2019 8:00","2019-03-31T08:00:00",15.1,13.5,{"v":9,"d":"9.0"},8.8,4.96,0.0831,0.06,12.04]
["March",31,"11AM to 12PM",11,"March 31, 2019 11:00","2019-03-31T11:00:00",17.1,15.3,10.9,9.7,5.58,0.0828,0.07,12.09]
["March",31,"3PM to 4PM",15,"March 31, 2019 15:00","2019-03-31T15:00:00",{"v":18,"d":"18.0"},{"v":16,"d":"16.0"},10.9,9.7,5.79,0.0826,0.07,12.12]
["March",31,"6PM to 7PM",18,"March 31, 2019 18:00","2019-03-31T18:00:00",{"v":18,"d":"18.0"},16.2,{"v":12,"d":"12.0"},10.2,5.87,0.0826,0.07,12.12]
["March",31,"8PM to 9PM",20,"March 31, 2019 20:00","2019-03-31T20:00:00",12.9,12.2,{"v":10,"d":"10.0"},9.3,4.51,0.0835,0.06,11.99]
["March",31,"11PM to 12AM",23,"March 31, 2019 23:00","2019-03-31T23:00:00",21.4,20.8,19.6,14.8,{"v":7.4,"d":"7.40"},{"v":0.082,"d":"0.0820"},{"v":0.1,"d":"0.10"},12.22]
["April",1,"2AM to 3AM",2,"April 1, 2019 2:00","2019-04-01T02:00:00",29.8,29.4,28.9,23.1,10.71,0.0805,0.16,12.46]
["April",1,"6AM to 7AM",6,"April 1, 2019 6:00","2019-04-01T06:00:00",30.2,{"v":30,"d":"30.0"},29.7,23.9,10.92,0.0805,0.16,12.47]
["April",1,"9AM to 10AM",9,"April 1, 2019 9:00","2019-04-01T09:00:00",30.4,29.2,27.7,21.8,10.64,0.0805,0.15,12.47]
["April",1,"12PM to 1PM",12,"April 1, 2019 12:00","2019-04-01T12:00:00",{"v":34,"d":"34.0"},31.4,28.2,22.4,11.59,0.0799,0.15,12.56]
["April",1,"4PM to 5PM",16,"April 1, 2019 16:00","2019-04-01T16:00:00",35.4,32.8,29.3,23.5,12.12,0.0796,0.16,{"v":12.6,"d":"12.60"}]
["April",1,"5PM to 6PM",17,{"$f":"A2185&\" \"&B2185&\", \"&$D$5&\" \"&D2185&\":00\"","v":"April 1, 2019 17:00"},{"$f":"DATEVALUE(E2185)+TIMEVALUE(E2185)","v":"2019-04-01T17:00:00"},35.1,33.3,30.9,25.4,12.31,0.0797,0.17,{"v":12.6,"d":"12.60"}]
["April",1,"11PM to 12AM",23,"April 1, 2019 23:00","2019-04-01T23:00:00",30.9,29.2,{"v":27,"d":"27.0"},21.1,10.66,0.0804,0.14,12.48]
["April",2,"12AM to 1AM",0,"April 2, 2019 0:00","2019-04-02",30.6,28.7,26.2,20.4,10.46,0.0804,0.14,12.47]
["April",2,"3AM to 4AM",3,"April 2, 2019 3:00","2019-04-02T03:00:00",28.8,27.3,25.2,19.4,9.87,0.0807,0.13,12.42]
["April",2,"7AM to 8AM",7,"April 2, 2019 7:00","2019-04-02T07:00:00",{"v":28,"d":"28.0"},25.9,22.6,17.2,9.37,0.0809,0.12,12.39]
["April",2,"10AM to 11AM",10,"April 2, 2019 10:00","2019-04-02T10:00:00",34.3,30.6,25.7,19.9,{"v":11.3,"d":"11.30"},0.0798,0.13,12.56]
["April",2,"1PM to 2PM",13,"April 2, 2019 13:00","2019-04-02T13:00:00",{"v":39,"d":"39.0"},33.7,26.1,20.2,12.48,0.0791,0.14,12.68]
["April",2,"5PM to 6PM",17,"April 2, 2019 17:00","2019-04-02T17:00:00",{"v":37,"d":"37.0"},34.9,{"v":32,"d":"32.0"},26.7,12.99,0.0793,0.18,12.65]
["April",2,"6PM to 7PM",18,"April 2, 2019 18:00","2019-04-02T18:00:00",36.3,34.1,31.1,25.6,12.65,0.0795,0.17,12.63]
["April",3,"12AM to 1AM",0,"April 3, 2019 0:00","2019-04-03",32.4,30.3,27.7,21.8,11.12,0.0801,0.15,12.52]
["April",3,"1AM to 2AM",1,"April 3, 2019 1:00","2019-04-03T01:00:00",32.7,30.1,26.8,20.9,11.07,0.0801,0.14,12.52]
["April",3,"4AM to 5AM",4,"April 3, 2019 4:00","2019-04-03T04:00:00",33.6,30.9,27.5,21.6,11.39,0.0799,0.15,12.55]
["April",3,"8AM to 9AM",8,"April 3, 2019 8:00","2019-04-03T08:00:00",{"v":36,"d":"36.0"},32.7,{"v":28,"d":"28.0"},22.2,12.04,0.0796,0.15,12.61]
["April",3,"11AM to 12PM",11,"April 3, 2019 11:00","2019-04-03T11:00:00",37.9,32.7,{"v":25,"d":"25.0"},19.2,12.06,0.0793,0.13,12.65]
["April",3,"2PM to 3PM",14,"April 3, 2019 14:00","2019-04-03T14:00:00",{"v":41,"d":"41.0"},35.6,{"v":28,"d":"28.0"},22.2,13.26,0.0788,0.15,12.74]
["April",3,"7PM to 8PM",19,"April 3, 2019 19:00","2019-04-03T19:00:00",38.3,34.6,29.5,23.7,12.84,0.0792,0.16,12.67]
["April",3,"10PM to 11PM",22,"April 3, 2019 22:00","2019-04-03T22:00:00",35.8,33.1,29.3,23.5,12.21,0.0796,0.16,12.61]
["April",3,"11PM to 12AM",23,"April 3, 2019 23:00","2019-04-03T23:00:00",35.1,32.9,{"v":30,"d":"30.0"},24.3,12.15,0.0797,0.16,12.59]
["April",4,"2AM to 3AM",2,"April 4, 2019 2:00","2019-04-04T02:00:00",{"v":34,"d":"34.0"},32.3,{"v":30,"d":"30.0"},24.3,11.89,0.0799,0.16,12.57]
["April",4,"5AM to 6AM",5,"April 4, 2019 5:00","2019-04-04T05:00:00",{"v":36,"d":"36.0"},33.5,{"v":30,"d":"30.0"},24.3,12.37,0.0795,0.16,12.62]
["April",4,"9AM to 10AM",9,{"$f":"A2249&\" \"&B2249&\", \"&$D$5&\" \"&D2249&\":00\"","v":"April 4, 2019 9:00"},{"$f":"DATEVALUE(E2249)+TIMEVALUE(E2249)","v":"2019-04-04T09:00:00"},36.3,33.8,30.4,24.7,12.52,0.0795,0.17,12.63]
["April",4,"12PM to 1PM",12,"April 4, 2019 12:00","2019-04-04T12:00:00",41.7,37.2,31.3,25.8,13.99,0.0786,0.17,12.77]
["April",4,"3PM to 4PM",15,"April 4, 2019 15:00","2019-04-04T15:00:00",{"v":41,"d":"41.0"},36.5,30.6,24.9,13.68,0.0787,0.17,12.75]
["April",4,"8PM to 9PM",20,"April 4, 2019 20:00","2019-04-04T20:00:00",{"v":36,"d":"36.0"},32.7,{"v":28,"d":"28.0"},22.2,12.04,0.0796,0.15,12.61]
["April",4,"11PM to 12AM",23,"April 4, 2019 23:00","2019-04-04T23:00:00",33.1,30.4,{"v":27,"d":"27.0"},21.1,11.18,{"v":0.08,"d":"0.0800"},0.14,12.53]
["April",5,"12AM to 1AM",0,"April 5, 2019 0:00","2019-04-05",33.1,30.3,26.6,20.7,11.13,{"v":0.08,"d":"0.0800"},0.14,12.53]
["April",5,"3AM to 4AM",3,"April 5, 2019 3:00","2019-04-05T03:00:00",{"v":32,"d":"32.0"},29.6,26.4,20.6,10.84,0.0802,0.14,{"v":12.5,"d":"12.50"}]
["April",5,"6AM to 7AM",6,"April 5, 2019 6:00","2019-04-05T06:00:00",31.1,28.4,24.6,18.9,10.36,0.0804,0.13,12.48]
["April",5,"10AM to 11AM",10,"April 5, 2019 10:00","2019-04-05T10:00:00",38.3,32.9,{"v":25,"d":"25.0"},19.2,12.15,0.0792,0.13,12.66]
["April",5,"1PM to 2PM",13,"April 5, 2019 13:00","2019-04-05T13:00:00",38.3,34.2,28.4,22.6,12.67,0.0792,0.15,12.67]
["April",5,"5PM to 6PM",17,"April 5, 2019 17:00","2019-04-05T17:00:00",{"v":36,"d":"36.0"},{"v":32,"d":"32.0"},{"v":27,"d":"27.0"},21.1,11.87,0.0796,0.14,12.61]
["April",5,"9PM to 10PM",21,"April 5, 2019 21:00","2019-04-05T21:00:00",28.4,26.2,22.8,17.3,9.47,0.0808,0.12,{"v":12.4,"d":"12.40"}]
["April",6,"12AM to 1AM",0,"April 6, 2019 0:00","2019-04-06",23.7,{"v":22,"d":"22.0"},18.7,14.2,7.87,0.0816,{"v":0.1,"d":"0.10"},12.28]
["April",6,"1AM to 2AM",1,"April 6, 2019 1:00","2019-04-06T01:00:00",22.3,20.5,16.9,{"v":13,"d":"13.0"},7.34,0.0819,0.09,12.24]
["April",6,"4AM to 5AM",4,"April 6, 2019 4:00","2019-04-06T04:00:00",20.3,18.7,15.3,{"v":12,"d":"12.0"},6.71,0.0822,0.08,12.18]
["April",6,"7AM to 8AM",7,"April 6, 2019 7:00","2019-04-06T07:00:00",22.6,20.2,15.1,11.9,7.26,0.0818,0.08,12.24]
["April",6,"11AM to 12PM",11,"April 6, 2019 11:00","2019-04-06T11:00:00",33.1,{"v":29,"d":"29.0"},{"v":23,"d":"23.0"},17.5,10.63,{"v":0.08,"d":"0.0800"},0.12,12.52]
["April",6,"2PM to 3PM",14,"April 6, 2019 14:00","2019-04-06T14:00:00",37.9,34.6,{"v":30,"d":"30.0"},24.3,12.85,0.0792,0.16,12.67]
["April",6,"6PM to 7PM",18,"April 6, 2019 18:00","2019-04-06T18:00:00",35.1,32.6,29.1,23.3,{"v":12,"d":"12.00"},0.0797,0.16,12.59]
["April",6,"10PM to 11PM",22,"April 6, 2019 22:00","2019-04-06T22:00:00",33.1,31.2,28.9,23.1,11.49,{"v":0.08,"d":"0.0800"},0.16,12.54]
["April",7,"1AM to 2AM",1,{"$f":"A2313&\" \"&B2313&\", \"&$D$5&\" \"&D2313&\":00\"","v":"April 7, 2019 1:00"},{"$f":"DATEVALUE(E2313)+TIMEVALUE(E2313)","v":"2019-04-07T01:00:00"},29.3,28.2,26.8,20.9,10.24,0.0806,0.14,12.44]
["April",7,"2AM to 3AM",{"$f":"IF(D2313+1>23,0,D2313+1)","v":2},"April 7, 2019 2:00","2019-04-07T02:00:00",{"v":28,"d":"28.0"},27.6,{"v":27,"d":"27.0"},21.1,9.96,0.0809,0.14,12.41]
["April",7,"5AM to 6AM",5,"April 7, 2019 5:00","2019-04-07T05:00:00",24.1,23.7,{"v":23,"d":"23.0"},17.5,8.46,0.0815,0.12,12.29]
["April",7,"8AM to 9AM",8,"April 7, 2019 8:00","2019-04-07T08:00:00",30.9,29.2,{"v":27,"d":"27.0"},21.1,10.66,0.0804,0.14,12.48]
["April",7,"12PM to 1PM",12,"April 7, 2019 12:00","2019-04-07T12:00:00",40.3,34.6,26.6,20.7,12.86,0.0789,0.14,12.72]
["April",7,"3PM to 4PM",15,"April 7, 2019 15:00","2019-04-07T15:00:00",{"v":41,"d":"41.0"},36.5,30.6,24.9,13.68,0.0787,0.17,12.75]
["April",7,"8PM to 9PM",20,"April 7, 2019 20:00","2019-04-07T20:00:00",33.1,31.7,{"v":30,"d":"30.0"},24.3,11.68,{"v":0.08,"d":"0.0800"},0.16,12.54]
["April",7,"11PM to 12AM",23,"April 7, 2019 23:00","2019-04-07T23:00:00",30.9,28.9,26.1,20.2,10.52,0.0804,0.14,12.48]
["April",8,"2AM to 3AM",2,"April 8, 2019 2:00","2019-04-08T02:00:00",26.1,24.5,21.9,16.6,{"v":8.8,"d":"8.80"},0.0812,0.11,12.34]
["April",8,"3AM to 4AM",3,"April 8, 2019 3:00","2019-04-08T03:00:00",{"v":25,"d":"25.0"},23.6,21.4,16.2,8.47,0.0814,0.11,12.31]
["April",8,"6AM to 7AM",6,"April 8, 2019 6:00","2019-04-08T06:00:00",24.6,23.3,{"v":21,"d":"21.0"},15.9,8.34,0.0815,0.11,{"v":12.3,"d":"12.30"}]
["April",8,"10AM to 11AM",10,"April 8, 2019 10:00","2019-04-08T10:00:00",35.4,31.6,26.8,20.9,11.72,0.0796,0.14,12.59]
["April",8,"1PM to 2PM",13,"April 8, 2019 13:00","2019-04-08T13:00:00",40.3,35.9,{"v":30,"d":"30.0"},24.3,13.42,0.0788,0.16,12.73]
["April",8,"4PM to 5PM",16,"April 8, 2019 16:00","2019-04-08T16:00:00",41.7,{"v":37,"d":"37.0"},30.7,25.1,13.89,0.0786,0.17,12.77]
["April",8,"9PM to 10PM",21,"April 8, 2019 21:00","2019-04-08T21:00:00",{"v":36,"d":"36.0"},33.5,{"v":30,"d":"30.0"},24.3,12.37,0.0795,0.16,12.62]
["April",9,"12AM to 1AM",0,"April 9, 2019 0:00","2019-04-09",30.4,28.7,26.4,20.6,10.45,0.0805,0.14,12.46]
["April",9,"3AM to 4AM",3,"April 9, 2019 3:00","2019-04-09T03:00:00",26.2,25.2,23.5,17.9,9.05,0.0812,0.12,12.35]
["April",9,"4AM to 5AM",4,"April 9, 2019 4:00","2019-04-09T04:00:00",25.7,24.1,21.6,16.3,8.67,0.0813,0.11,12.33]
["April",9,"7AM to 8AM",7,"April 9, 2019 7:00","2019-04-09T07:00:00",29.7,26.6,21.7,16.5,9.64,0.0806,0.11,12.43]
["April",9,"11AM to 12PM",11,"April 9, 2019 11:00","2019-04-09T11:00:00",{"v":45,"d":"45.0"},38.1,28.9,23.1,14.36,0.0781,0.16,12.84]
["April",9,"1PM to 2PM",13,"April 9, 2019 13:00","2019-04-09T13:00:00",42.3,37.2,30.4,24.7,13.96,0.0785,0.17,12.78]
["April",9,"6PM to 7PM",{"$f":"IF(D2377+1>23,0,D2377+1)","v":18},"April 9, 2019 18:00","2019-04-09T18:00:00",38.7,35.6,31.5,{"v":26,"d":"26.0"},13.28,0.0791,0.18,12.69]
["April",9,"10PM to 11PM",22,"April 9, 2019 22:00","2019-04-09T22:00:00",31.3,29.1,26.1,20.2,10.61,0.0803,0.14,12.49]
["April",10,"1AM to 2AM",1,"April 10, 2019 1:00","2019-04-10T01:00:00",28.8,26.7,23.5,17.9,9.65,0.0808,0.12,12.42]
["April",10,"4AM to 5AM",4,"April 10, 2019 4:00","2019-04-10T04:00:00",26.8,24.8,21.6,16.3,8.93,0.0811,0.11,12.36]
["April",10,"5AM to 6AM",5,"April 10, 2019 5:00","2019-04-10T05:00:00",26.1,24.5,21.9,16.6,{"v":8.8,"d":"8.80"},0.0812,0.11,12.34]
["April",10,"8AM to 9AM",8,"April 10, 2019 8:00","2019-04-10T08:00:00",{"v":27,"d":"27.0"},24.4,19.9,15.1,8.78,0.0811,{"v":0.1,"d":"0.10"},12.36]
["April",10,"12PM to 1PM",12,"April 10, 2019 12:00","2019-04-10T12:00:00",{"v":32,"d":"32.0"},27.6,20.8,15.8,{"v":10.1,"d":"10.10"},0.0802,0.11,12.49]
["April",10,"2PM to 3PM",14,"April 10, 2019 14:00","2019-04-10T14:00:00",{"v":34,"d":"34.0"},29.1,21.9,16.6,10.71,0.0799,0.11,12.54]
["April",10,"7PM to 8PM",19,"April 10, 2019 19:00","2019-04-10T19:00:00",31.3,27.4,21.4,16.2,9.99,0.0804,0.11,12.47]
["April",10,"11PM to 12AM",23,"April 10, 2019 23:00","2019-04-10T23:00:00",24.1,{"v":22,"d":"22.0"},{"v":18,"d":"18.0"},13.7,7.88,0.0816,0.09,12.28]
["April",11,"2AM to 3AM",2,"April 11, 2019 2:00","2019-04-11T02:00:00",19.9,18.4,15.1,11.9,6.61,0.0823,0.08,12.17]
["April",11,"3AM to 4AM",3,"April 11, 2019 3:00","2019-04-11T03:00:00",18.7,17.2,13.8,11.2,6.19,0.0825,0.08,12.14]
["April",11,"6AM to 7AM",6,"April 11, 2019 6:00","2019-04-11T06:00:00",17.6,15.8,11.3,9.9,5.73,0.0827,0.07,12.11]
["April",11,"9AM to 10AM",9,"April 11, 2019 9:00","2019-04-11T09:00:00",{"v":23,"d":"23.0"},20.1,{"v":14,"d":"14.0"},11.3,7.25,0.0818,0.08,12.25]
["April",11,"3PM to 4PM",15,"April 11, 2019 15:00","2019-04-11T15:00:00",30.4,25.9,18.3,{"v":14,"d":"14.0"},9.43,0.0805,0.09,12.44]
["April",11,"5PM to 6PM",17,"April 11, 2019 17:00","2019-04-11T17:00:00",30.9,26.1,{"v":18,"d":"18.0"},13.7,9.53,0.0804,0.09,12.46]
["April",11,"8PM to 9PM",20,"April 11, 2019 20:00","2019-04-11T20:00:00",26.1,22.6,{"v":16,"d":"16.0"},12.5,8.16,0.0812,0.08,12.33]
["April",12,"12AM to 1AM",0,"April 12, 2019 0:00","2019-04-12",18.3,16.7,12.9,10.7,6.03,0.0826,0.07,12.13]
["April",12,"3AM to 4AM",3,"April 12, 2019 3:00","2019-04-12T03:00:00",14.7,13.9,11.8,10.1,5.08,0.0832,0.07,12.04]
["April",12,"4AM to 5AM",4,"April 12, 2019 4:00","2019-04-12T04:00:00",14.4,13.3,10.2,9.4,4.87,0.0833,0.06,12.03]
["April",12,"7AM to 8AM",7,"April 12, 2019 7:00","2019-04-12T07:00:00",19.2,16.7,10.6,9.5,6.07,0.0824,0.06,12.15]
["April",12,"10AM to 11AM",{"$f":"IF(D2441+1>23,0,D2441+1)","v":10},"April 12, 2019 10:00","2019-04-12T10:00:00",{"v":30,"d":"30.0"},24.6,14.4,11.5,8.97,0.0806,0.08,12.43]
["April",12,"4PM to 5PM",16,"April 12, 2019 16:00","2019-04-12T16:00:00",{"v":36,"d":"36.0"},30.3,22.1,16.7,11.21,0.0796,0.11,12.59]
["April",12,"6PM to 7PM",18,"April 12, 2019 18:00","2019-04-12T18:00:00",34.7,30.2,23.9,18.2,11.13,0.0798,0.12,12.57]
["April",12,"10PM to 11PM",22,"April 12, 2019 22:00","2019-04-12T22:00:00",30.6,26.9,{"v":21,"d":"21.0"},15.9,9.78,0.0805,0.11,12.46]
["April",13,"1AM to 2AM",1,"April 13, 2019 1:00","2019-04-13T01:00:00",30.2,27.1,22.5,{"v":17,"d":"17.0"},9.86,0.0805,0.12,12.45]
["April",13,"4AM to 5AM",4,"April 13, 2019 4:00","2019-04-13T04:00:00",31.6,29.1,25.5,19.7,10.62,0.0803,0.13,12.49]
["April",13,"5AM to 6AM",5,"April 13, 2019 5:00","2019-04-13T05:00:00",{"v":32,"d":"32.0"},30.3,{"v":28,"d":"28.0"},22.2,11.09,0.0802,0.15,12.51]
["April",13,"8AM to 9AM",8,"April 13, 2019 8:00","2019-04-13T08:00:00",{"v":28,"d":"28.0"},27.2,26.1,20.2,9.83,0.0809,0.14,{"v":12.4,"d":"12.40"}]
["April",13,"1PM to 2PM",13,"April 13, 2019 13:00","2019-04-13T13:00:00",29.7,27.1,23.2,17.6,9.82,0.0806,0.12,12.44]
["April",13,"4PM to 5PM",16,"April 13, 2019 16:00","2019-04-13T16:00:00",30.4,27.1,22.1,16.7,9.86,0.0805,0.11,12.45]
["April",13,"7PM to 8PM",19,"April 13, 2019 19:00","2019-04-13T19:00:00",28.8,26.4,22.8,17.3,9.56,0.0808,0.12,12.41]
["April",13,"11PM to 12AM",23,"April 13, 2019 23:00","2019-04-13T23:00:00",{"v":27,"d":"27.0"},26.2,{"v":25,"d":"25.0"},19.2,9.41,{"v":0.081,"d":"0.0810"},0.13,12.37]
["April",14,"2AM to 3AM",2,"April 14, 2019 2:00","2019-04-14T02:00:00",{"v":27,"d":"27.0"},25.4,{"v":23,"d":"23.0"},17.5,9.15,0.0811,0.12,12.37]
["April",14,"5AM to 6AM",5,"April 14, 2019 5:00","2019-04-14T05:00:00",{"v":27,"d":"27.0"},25.8,24.1,18.4,9.29,{"v":0.081,"d":"0.0810"},0.12,12.37]
["April",14,"6AM to 7AM",6,"April 14, 2019 6:00","2019-04-14T06:00:00",{"v":28,"d":"28.0"},26.5,24.1,18.4,9.55,0.0809,0.12,{"v":12.4,"d":"12.40"}]
["April",14,"9AM to 10AM",9,"April 14, 2019 9:00","2019-04-14T09:00:00",31.3,28.3,23.9,18.2,10.31,0.0803,0.12,12.48]
["April",14,"2PM to 3PM",14,"April 14, 2019 14:00","2019-04-14T14:00:00",35.1,30.1,{"v":23,"d":"23.0"},17.5,{"v":11.1,"d":"11.10"},0.0797,0.12,12.57]
["April",14,"5PM to 6PM",17,"April 14, 2019 17:00","2019-04-14T17:00:00",{"v":30,"d":"30.0"},27.2,{"v":23,"d":"23.0"},17.5,9.89,0.0805,0.12,12.45]
["April",14,"8PM to 9PM",20,"April 14, 2019 20:00","2019-04-14T20:00:00",24.1,22.6,19.9,15.1,8.09,0.0816,{"v":0.1,"d":"0.10"},12.29]
["April",15,"12AM to 1AM",0,"April 15, 2019 0:00","2019-04-15",19.6,18.1,14.9,11.8,{"v":6.5,"d":"6.50"},0.0823,0.08,12.16]
["April",15,"3AM to 4AM",3,"April 15, 2019 3:00","2019-04-15T03:00:00",18.3,16.9,13.5,{"v":11,"d":"11.0"},6.08,0.0826,0.07,12.13]
["April",15,"6AM to 7AM",6,"April 15, 2019 6:00","2019-04-15T06:00:00",17.1,15.4,11.1,9.8,5.59,0.0828,0.07,{"v":12.1,"d":"12.10"}]
["April",15,"7AM to 8AM",7,"April 15, 2019 7:00","2019-04-15T07:00:00",17.1,14.9,9.1,8.9,5.45,0.0828,0.06,12.09]
["April",15,"11AM to 12PM",11,"April 15, 2019 11:00","2019-04-15T11:00:00",{"v":18,"d":"18.0"},15.8,{"v":10,"d":"10.0"},9.3,5.73,0.0826,0.06,12.12]
["April",15,"3PM to 4PM",15,"April 15, 2019 15:00","2019-04-15T15:00:00",{"v":19,"d":"19.0"},16.6,10.6,9.5,6.03,0.0825,0.06,12.14]
["April",15,"6PM to 7PM",18,"April 15, 2019 18:00","2019-04-15T18:00:00",17.4,15.4,{"v":10,"d":"10.0"},9.3,{"v":5.6,"d":"5.60"},0.0827,0.06,{"v":12.1,"d":"12.10"}]
["April",15,"9PM to 10PM",21,"April 15, 2019 21:00","2019-04-15T21:00:00",13.3,12.1,8.8,8.7,4.51,0.0835,0.06,{"v":12,"d":"12.00"}]
["April",16,"1AM to 2AM",1,"April 16, 2019 1:00","2019-04-16T01:00:00",12.6,11.3,7.5,8.2,4.26,0.0836,0.06,11.98]
["April",16,"4AM to 5AM",4,"April 16, 2019 4:00","2019-04-16T04:00:00",11.7,10.4,6.4,7.7,3.98,0.0838,0.05,11.95]
["April",16,"7AM to 8AM",7,"April 16, 2019 7:00","2019-04-16T07:00:00",10.9,9.6,5.4,7.3,3.74,0.0839,0.05,11.93]
["April",16,"8AM to 9AM",8,"April 16, 2019 8:00","2019-04-16T08:00:00",10.9,{"v":10,"d":"10.0"},{"v":7,"d":"7.0"},7.9,3.84,0.0839,0.05,11.93]
["April",16,"12PM to 1PM",12,"April 16, 2019 12:00","2019-04-16T12:00:00",19.6,17.5,12.6,10.5,6.31,0.0824,0.07,12.16]
["April",16,"4PM to 5PM",16,"April 16, 2019 16:00","2019-04-16T16:00:00",23.7,21.1,15.8,12.3,7.58,0.0816,0.08,12.27]
["April",16,"7PM to 8PM",19,"April 16, 2019 19:00","2019-04-16T19:00:00",20.7,18.4,13.5,{"v":11,"d":"11.0"},6.64,0.0822,0.07,12.19]
["April",16,"10PM to 11PM",22,"April 16, 2019 22:00","2019-04-16T22:00:00",17.1,15.4,11.3,9.9,{"v":5.6,"d":"5.60"},0.0828,0.07,{"v":12.1,"d":"12.10"}]
["April",17,"2AM to 3AM",2,"April 17, 2019 2:00","2019-04-17T02:00:00",12.9,12.4,10.9,9.7,4.58,0.0835,0.07,11.99]
["April",17,"5AM to 6AM",5,"April 17, 2019 5:00","2019-04-17T05:00:00",12.9,12.2,{"v":10,"d":"10.0"},9.3,4.51,0.0835,0.06,11.99]
["April",17,"8AM to 9AM",8,"April 17, 2019 8:00","2019-04-17T08:00:00",{"v":16,"d":"16.0"},14.9,{"v":12,"d":"12.0"},10.2,{"v":5.4,"d":"5.40"},{"v":0.083,"d":"0.0830"},0.07,12.07]
["April",17,"9AM to 10AM",9,"April 17, 2019 9:00","2019-04-17T09:00:00",19.4,17.7,{"v":14,"d":"14.0"},11.3,6.38,0.0824,0.08,12.16]
["April",17,"1PM to 2PM",13,"April 17, 2019 13:00","2019-04-17T13:00:00",30.7,27.2,21.7,16.5,9.91,0.0804,0.11,12.46]
["April",17,"5PM to 6PM",17,{"$f":"A2569&\" \"&B2569&\", \"&$D$5&\" \"&D2569&\":00\"","v":"April 17, 2019 17:00"},{"$f":"DATEVALUE(E2569)+TIMEVALUE(E2569)","v":"2019-04-17T17:00:00"},33.1,30.1,26.1,20.2,11.05,{"v":0.08,"d":"0.0800"},0.14,12.53]
["April",17,"8PM to 9PM",20,"April 17, 2019 20:00","2019-04-17T20:00:00",28.9,27.7,26.1,20.2,10.05,0.0807,0.14,12.43]
["April",17,"11PM to 12AM",23,"April 17, 2019 23:00","2019-04-17T23:00:00",24.1,{"v":23,"d":"23.0"},{"v":21,"d":"21.0"},15.9,8.21,0.0815,0.11,12.29]
["April",18,"3AM to 4AM",3,"April 18, 2019 3:00","2019-04-18T03:00:00",22.3,21.2,19.2,14.6,7.58,0.0819,{"v":0.1,"d":"0.10"},12.24]
["April",18,"6AM to 7AM",6,"April 18, 2019 6:00","2019-04-18T06:00:00",21.7,20.3,17.4,13.4,7.26,{"v":0.082,"d":"0.0820"},0.09,12.22]
["April",18,"7AM to 8AM",7,"April 18, 2019 7:00","2019-04-18T07:00:00",22.3,20.4,16.7,12.9,7.32,0.0819,0.09,12.24]
["April",18,"10AM to 11AM",10,"April 18, 2019 10:00","2019-04-18T10:00:00",25.7,23.1,18.3,{"v":14,"d":"14.0"},8.31,0.0813,0.09,12.33]
["April",18,"2PM to 3PM",14,"April 18, 2019 14:00","2019-04-18T14:00:00",28.9,26.2,21.9,16.6,9.49,0.0807,0.11,12.42]
["April",18,"6PM to 7PM",18,"April 18, 2019 18:00","2019-04-18T18:00:00",{"v":28,"d":"28.0"},25.6,21.6,16.3,9.23,0.0809,0.11,12.39]
["April",18,"9PM to 10PM",21,"April 18, 2019 21:00","2019-04-18T21:00:00",21.7,20.2,17.1,13.1,7.23,{"v":0.082,"d":"0.0820"},0.09,12.22]
["April",19,"12AM to 1AM",0,"April 19, 2019 0:00","2019-04-19",15.4,14.3,11.3,9.9,5.21,0.0831,0.07,12.05]
["April",19,"4AM to 5AM",4,"April 19, 2019 4:00","2019-04-19T04:00:00",12.6,11.4,7.9,8.3,4.28,0.0836,0.06,11.98]
["April",19,"7AM to 8AM",7,"April 19, 2019 7:00","2019-04-19T07:00:00",12.9,11.7,8.1,8.4,4.38,0.0835,0.06,11.99]
["April",19,"11AM to 12PM",11,"April 19, 2019 11:00","2019-04-19T11:00:00",{"v":16,"d":"16.0"},14.6,10.9,9.7,5.32,{"v":0.083,"d":"0.0830"},0.07,12.07]
["April",19,"12PM to 1PM",12,"April 19, 2019 12:00","2019-04-19T12:00:00",16.3,14.7,10.2,9.4,5.35,0.0829,0.06,12.08]
["April",19,"3PM to 4PM",15,"April 19, 2019 15:00","2019-04-19T15:00:00",17.4,15.2,9.3,8.9,5.55,0.0827,0.06,{"v":12.1,"d":"12.10"}]
["April",19,"7PM to 8PM",19,"April 19, 2019 19:00","2019-04-19T19:00:00",15.3,13.4,8.1,8.4,4.94,0.0831,0.06,12.05]
["April",19,"10PM to 11PM",22,"April 19, 2019 22:00","2019-04-19T22:00:00",{"v":14,"d":"14.0"},12.4,7.9,8.3,4.63,0.0833,0.06,12.01]
["April",20,"2AM to 3AM",2,"April 20, 2019 2:00","2019-04-20T02:00:00",12.9,11.9,{"v":9,"d":"9.0"},8.8,4.44,0.0835,0.06,11.99]
["April",20,"5AM to 6AM",5,"April 20, 2019 5:00","2019-04-20T05:00:00",{"v":14,"d":"14.0"},12.9,{"v":10,"d":"10.0"},9.3,4.77,0.0833,0.06,12.02]
["April",20,"8AM to 9AM",8,"April 20, 2019 8:00","2019-04-20T08:00:00",17.1,15.9,12.9,10.7,5.73,0.0828,0.07,{"v":12.1,"d":"12.10"}]
["April",20,"12PM to 1PM",12,"April 20, 2019 12:00","2019-04-20T12:00:00",{"v":30,"d":"30.0"},25.9,18.9,14.3,{"v":9.4,"d":"9.40"},0.0806,{"v":0.1,"d":"0.10"},12.44]
["April",20,"1PM to 2PM",13,"April 20, 2019 13:00","2019-04-20T13:00:00",{"v":32,"d":"32.0"},27.2,19.4,14.7,9.94,0.0802,{"v":0.1,"d":"0.10"},12.49]
["April",20,"4PM to 5PM",16,"April 20, 2019 16:00","2019-04-20T16:00:00",34.7,{"v":30,"d":"30.0"},23.4,17.8,11.06,0.0798,0.12,12.57]
["April",20,"8PM to 9PM",20,"April 20, 2019 20:00","2019-04-20T20:00:00",35.1,31.5,{"v":27,"d":"27.0"},21.1,11.66,0.0797,0.14,12.58]
["April",20,"11PM to 12AM",23,"April 20, 2019 23:00","2019-04-20T23:00:00",{"v":30,"d":"30.0"},29.2,{"v":28,"d":"28.0"},22.2,10.61,0.0805,0.15,12.46]
["April",21,"3AM to 4AM",3,"April 21, 2019 3:00","2019-04-21T03:00:00",31.3,30.9,30.4,24.7,{"v":11.3,"d":"11.30"},0.0803,0.17,{"v":12.5,"d":"12.50"}]
["April",21,"6AM to 7AM",6,"April 21, 2019 6:00","2019-04-21T06:00:00",32.4,30.7,28.6,22.7,11.26,0.0801,0.15,12.52]
["April",21,"9AM to 10AM",9,"April 21, 2019 9:00","2019-04-21T09:00:00",34.3,31.7,28.6,22.7,11.74,0.0798,0.15,12.57]
["April",21,"11AM to 12PM",11,"April 21, 2019 11:00","2019-04-21T11:00:00",{"v":37,"d":"37.0"},33.6,28.9,23.1,12.45,0.0794,0.16,12.64]
["April",21,"2PM to 3PM",14,"April 21, 2019 14:00","2019-04-21T14:00:00",{"v":41,"d":"41.0"},35.9,28.9,23.1,13.41,0.0787,0.16,12.74]
["April",21,"5PM to 6PM",17,"April 21, 2019 17:00","2019-04-21T17:00:00",42.1,36.9,{"v":30,"d":"30.0"},24.3,13.85,0.0786,0.16,12.77]
["April",21,"9PM to 10PM",21,"April 21, 2019 21:00","2019-04-21T21:00:00",33.4,{"v":31,"d":"31.0"},{"v":28,"d":"28.0"},22.2,11.43,{"v":0.08,"d":"0.0800"},0.15,12.55]
["April",22,"12AM to 1AM",0,"April 22, 2019 0:00","2019-04-22",28.8,27.2,{"v":25,"d":"25.0"},19.2,9.85,0.0807,0.13,12.42]
["April",22,"4AM to 5AM",4,"April 22, 2019 4:00","2019-04-22T04:00:00",25.3,24.2,22.3,16.9,8.67,0.0813,0.11,12.33]
["April",22,"7AM to 8AM",7,"April 22, 2019 7:00","2019-04-22T07:00:00",27.7,25.5,22.1,16.7,9.21,0.0809,0.11,12.38]
["April",22,"10AM to 11AM",10,"April 22, 2019 10:00","2019-04-22T10:00:00",35.6,32.2,27.3,21.4,11.84,0.0796,0.15,{"v":12.6,"d":"12.60"}]
["April",22,"12PM to 1PM",12,"April 22, 2019 12:00","2019-04-22T12:00:00",38.7,35.2,30.6,24.9,13.12,0.0791,0.17,12.69]
["April",22,"3PM to 4PM",15,"April 22, 2019 15:00","2019-04-22T15:00:00",37.2,34.4,30.6,24.9,12.77,0.0793,0.17,12.65]
["April",22,"7PM to 8PM",19,"April 22, 2019 19:00","2019-04-22T19:00:00",32.5,30.6,28.2,22.4,11.25,0.0801,0.15,12.52]
["April",22,"10PM to 11PM",22,"April 22, 2019 22:00","2019-04-22T22:00:00",28.9,27.3,{"v":25,"d":"25.0"},19.2,9.89,0.0807,0.13,12.42]
["April",23,"1AM to 2AM",1,{"$f":"A2697&\" \"&B2697&\", \"&$D$5&\" \"&D2697&\":00\"","v":"April 23, 2019 1:00"},{"$f":"DATEVALUE(E2697)+TIMEVALUE(E2697)","v":"2019-04-23T01:00:00"},26.8,25.1,22.5,{"v":17,"d":"17.0"},9.04,0.0811,0.12,12.36]
["April",23,"5AM to 6AM",5,"April 23, 2019 5:00","2019-04-23T05:00:00",24.1,23.3,21.9,16.6,8.32,0.0815,0.11,12.29]
["April",23,"7AM to 8AM",7,"April 23, 2019 7:00","2019-04-23T07:00:00",26.1,23.9,20.3,15.4,8.61,0.0812,{"v":0.1,"d":"0.10"},12.34]
["April",23,"12PM to 1PM",12,"April 23, 2019 12:00","2019-04-23T12:00:00",32.5,30.1,{"v":27,"d":"27.0"},21.1,11.05,0.0801,0.14,12.52]
["April",23,"1PM to 2PM",13,"April 23, 2019 13:00","2019-04-23T13:00:00",34.3,31.3,27.5,21.6,11.57,0.0798,0.15,12.57]
["April",23,"4PM to 5PM",16,"April 23, 2019 16:00","2019-04-23T16:00:00",{"v":34,"d":"34.0"},32.3,{"v":30,"d":"30.0"},24.3,11.89,0.0799,0.16,12.57]
["April",23,"8PM to 9PM",20,"April 23, 2019 20:00","2019-04-23T20:00:00",{"v":32,"d":"32.0"},31.1,{"v":30,"d":"30.0"},24.3,11.42,0.0802,0.16,12.52]
["April",23,"11PM to 12AM",23,"April 23, 2019 23:00","2019-04-23T23:00:00",{"v":28,"d":"28.0"},27.2,26.1,20.2,9.83,0.0809,0.14,{"v":12.4,"d":"12.40"}]
["April",24,"2AM to 3AM",2,"April 24, 2019 2:00","2019-04-24T02:00:00",{"v":25,"d":"25.0"},24.2,{"v":23,"d":"23.0"},17.5,8.67,0.0814,0.12,12.32]
["April",24,"6AM to 7AM",6,"April 24, 2019 6:00","2019-04-24T06:00:00",25.7,24.8,23.4,17.8,8.89,0.0813,0.12,12.34]
["April",24,"8AM to 9AM",8,"April 24, 2019 8:00","2019-04-24T08:00:00",{"v":27,"d":"27.0"},26.2,{"v":25,"d":"25.0"},19.2,9.41,{"v":0.081,"d":"0.0810"},0.13,12.37]
["April",24,"1PM to 2PM",13,"April 24, 2019 13:00","2019-04-24T13:00:00",35.4,32.6,28.8,22.9,12.03,0.0796,0.16,{"v":12.6,"d":"12.60"}]
["April",24,"2PM to 3PM",14,"April 24, 2019 14:00","2019-04-24T14:00:00",{"v":37,"d":"37.0"},34.5,30.9,25.4,12.79,0.0794,0.17,12.65]
["April",24,"5PM to 6PM",17,"April 24, 2019 17:00","2019-04-24T17:00:00",{"v":36,"d":"36.0"},33.8,30.9,25.4,12.53,0.0795,0.17,12.62]
["April",24,"9PM to 10PM",21,"April 24, 2019 21:00","2019-04-24T21:00:00",29.7,29.3,28.8,22.9,10.64,0.0806,0.16,12.45]
["April",25,"12AM to 1AM",0,"April 25, 2019 0:00","2019-04-25",28.6,27.9,{"v":27,"d":"27.0"},21.1,10.09,0.0808,0.14,12.42]
["April",25,"3AM to 4AM",3,"April 25, 2019 3:00","2019-04-25T03:00:00",27.7,26.8,25.5,19.7,9.66,0.0809,0.13,12.39]
["April",25,"5AM to 6AM",5,"April 25, 2019 5:00","2019-04-25T05:00:00",{"v":27,"d":"27.0"},25.8,24.1,18.4,9.29,{"v":0.081,"d":"0.0810"},0.12,12.37]
["April",25,"11AM to 12PM",11,"April 25, 2019 11:00","2019-04-25T11:00:00",30.9,{"v":30,"d":"30.0"},28.9,23.1,10.97,0.0804,0.16,12.48]
["April",25,"12PM to 1PM",12,"April 25, 2019 12:00","2019-04-25T12:00:00",34.3,32.6,30.2,24.5,12.01,0.0798,0.17,12.58]
["April",25,"3PM to 4PM",15,"April 25, 2019 15:00","2019-04-25T15:00:00",{"v":41,"d":"41.0"},{"v":38,"d":"38.0"},34.2,29.1,14.32,0.0787,{"v":0.2,"d":"0.20"},12.76]
["April",25,"6PM to 7PM",{"$f":"IF(D2761+1>23,0,D2761+1)","v":18},"April 25, 2019 18:00","2019-04-25T18:00:00",39.9,37.8,35.1,30.1,14.23,0.0789,{"v":0.2,"d":"0.20"},12.73]
["April",25,"10PM to 11PM",22,"April 25, 2019 22:00","2019-04-25T22:00:00",35.2,32.9,29.7,23.9,12.14,0.0797,0.16,{"v":12.6,"d":"12.60"}]
["April",26,"1AM to 2AM",1,"April 26, 2019 1:00","2019-04-26T01:00:00",{"v":32,"d":"32.0"},29.6,26.4,20.6,10.84,0.0802,0.14,{"v":12.5,"d":"12.50"}]
["April",26,"4AM to 5AM",4,"April 26, 2019 4:00","2019-04-26T04:00:00",31.6,29.2,25.9,{"v":20,"d":"20.0"},10.67,0.0803,0.14,12.49]
["April",26,"6AM to 7AM",6,"April 26, 2019 6:00","2019-04-26T06:00:00",33.3,30.8,27.7,21.8,11.33,{"v":0.08,"d":"0.0800"},0.15,12.54]
["April",26,"12PM to 1PM",12,"April 26, 2019 12:00","2019-04-26T12:00:00",47.1,40.5,32.4,{"v":27,"d":"27.0"},15.49,0.0778,0.18,12.91]
["April",26,"1PM to 2PM",13,"April 26, 2019 13:00","2019-04-26T13:00:00",{"v":50,"d":"50.0"},41.5,31.1,25.6,15.96,0.0773,0.17,12.98]
["April",26,"4PM to 5PM",16,"April 26, 2019 16:00","2019-04-26T16:00:00",47.7,40.7,{"v":32,"d":"32.0"},26.7,15.56,0.0777,0.18,12.92]
["April",26,"7PM to 8PM",19,"April 26, 2019 19:00","2019-04-26T19:00:00",43.7,38.8,32.5,27.2,14.69,0.0783,0.18,12.82]
["April",26,"11PM to 12AM",23,"April 26, 2019 23:00","2019-04-26T23:00:00",35.1,32.9,{"v":30,"d":"30.0"},24.3,12.15,0.0797,0.16,12.59]
["April",27,"2AM to 3AM",2,"April 27, 2019 2:00","2019-04-27T02:00:00",{"v":32,"d":"32.0"},30.3,{"v":28,"d":"28.0"},22.2,11.09,0.0802,0.15,12.51]
["April",27,"7AM to 8AM",7,"April 27, 2019 7:00","2019-04-27T07:00:00",35.6,32.2,27.3,21.4,11.84,0.0796,0.15,{"v":12.6,"d":"12.60"}]
["April",27,"10AM to 11AM",10,"April 27, 2019 10:00","2019-04-27T10:00:00",42.6,37.5,30.7,25.1,14.11,0.0785,0.17,12.79]
["April",27,"1PM to 2PM",13,"April 27, 2019 13:00","2019-04-27T13:00:00",{"v":45,"d":"45.0"},39.2,31.8,26.4,14.87,0.0781,0.18,12.85]
["April",27,"2PM to 3PM",14,"April 27, 2019 14:00","2019-04-27T14:00:00",{"v":45,"d":"45.0"},39.7,33.1,27.8,15.09,0.0781,0.19,12.86]
["April",27,"5PM to 6PM",17,"April 27, 2019 17:00","2019-04-27T17:00:00",44.1,39.5,{"v":34,"d":"34.0"},28.9,15.03,0.0782,{"v":0.2,"d":"0.20"},12.84]
["April",27,"8PM to 9PM",20,"April 27, 2019 20:00","2019-04-27T20:00:00",{"v":41,"d":"41.0"},37.5,33.1,27.8,14.13,0.0787,0.19,12.75]
["April",28,"12AM to 1AM",0,"April 28, 2019 0:00","2019-04-28",29.3,28.6,27.7,21.8,10.38,0.0806,0.15,12.44]
["April",28,"3AM to 4AM",3,"April 28, 2019 3:00","2019-04-28T03:00:00",27.7,26.8,25.5,19.7,9.66,0.0809,0.13,12.39]
["April",28,"8AM to 9AM",8,"April 28, 2019 8:00","2019-04-28T08:00:00",37.9,{"v":35,"d":"35.0"},30.9,25.4,13.01,0.0792,0.17,12.67]
["April",28,"11AM to 12PM",11,"April 28, 2019 11:00","2019-04-28T11:00:00",{"v":48,"d":"48.0"},41.6,{"v":34,"d":"34.0"},28.9,15.99,0.0776,{"v":0.2,"d":"0.20"},12.94]
["April",28,"2PM to 3PM",14,"April 28, 2019 14:00","2019-04-28T14:00:00",53.1,{"v":43,"d":"43.0"},30.9,25.4,16.66,0.0769,0.17,13.05]
["April",28,"3PM to 4PM",15,"April 28, 2019 15:00","2019-04-28T15:00:00",49.5,41.8,32.5,27.2,16.08,0.0774,0.18,12.97]
["April",28,"6PM to 7PM",18,"April 28, 2019 18:00","2019-04-28T18:00:00",41.7,39.6,37.2,32.9,15.08,0.0786,0.22,12.79]
["April",28,"9PM to 10PM",21,"April 28, 2019 21:00","2019-04-28T21:00:00",38.3,37.3,{"v":36,"d":"36.0"},31.3,14.01,0.0791,0.21,{"v":12.7,"d":"12.70"}]
["April",29,"1AM to 2AM",1,"April 29, 2019 1:00","2019-04-29T01:00:00",30.4,29.4,28.2,22.4,10.72,0.0805,0.15,12.47]
["April",29,"5AM to 6AM",5,"April 29, 2019 5:00","2019-04-29T05:00:00",33.1,32.2,30.9,25.4,11.84,{"v":0.08,"d":"0.0800"},0.17,12.55]
["April",29,"9AM to 10AM",9,"April 29, 2019 9:00","2019-04-29T09:00:00",38.3,35.6,{"v":32,"d":"32.0"},26.7,{"v":13.3,"d":"13.30"},0.0791,0.18,12.68]
["April",29,"12PM to 1PM",12,"April 29, 2019 12:00","2019-04-29T12:00:00",45.7,40.9,35.2,30.4,15.65,{"v":0.078,"d":"0.0780"},0.21,12.88]
["April",29,"3PM to 4PM",15,"April 29, 2019 15:00","2019-04-29T15:00:00",45.7,41.3,36.3,31.7,15.86,{"v":0.078,"d":"0.0780"},0.21,12.89]
["April",29,"4PM to 5PM",16,"April 29, 2019 16:00","2019-04-29T16:00:00",44.2,40.1,35.1,30.1,15.27,0.0782,{"v":0.2,"d":"0.20"},12.84]
["April",29,"7PM to 8PM",19,"April 29, 2019 19:00","2019-04-29T19:00:00",{"v":43,"d":"43.0"},38.9,33.8,28.7,14.74,0.0784,0.19,12.81]
["April",29,"11PM to 12AM",23,"April 29, 2019 23:00","2019-04-29T23:00:00",{"v":37,"d":"37.0"},35.4,33.1,27.8,13.17,0.0793,0.19,12.65]
["April",30,"2AM to 3AM",2,"April 30, 2019 2:00","2019-04-30T02:00:00",{"v":34,"d":"34.0"},32.7,30.9,25.4,12.05,0.0798,0.17,12.57]
["April",30,"6AM to 7AM",6,"April 30, 2019 6:00","2019-04-30T06:00:00",35.1,33.1,30.4,24.7,12.22,0.0797,0.17,12.59]
["April",30,"10AM to 11AM",10,"April 30, 2019 10:00","2019-04-30T10:00:00",39.7,35.9,30.7,25.1,13.41,0.0789,0.17,12.72]
["April",30,"1PM to 2PM",13,"April 30, 2019 13:00","2019-04-30T13:00:00",{"v":41,"d":"41.0"},37.3,32.4,{"v":27,"d":"27.0"},14.01,0.0787,0.18,12.75]
["April",30,"4PM to 5PM",16,"April 30, 2019 16:00","2019-04-30T16:00:00",{"v":41,"d":"41.0"},37.4,32.7,27.4,14.07,0.0787,0.19,12.75]
["April",30,"5PM to 6PM",17,"April 30, 2019 17:00","2019-04-30T17:00:00",{"v":41,"d":"41.0"},37.9,{"v":34,"d":"34.0"},28.9,14.29,0.0787,{"v":0.2,"d":"0.20"},12.76]
["April",30,"8PM to 9PM",20,"April 30, 2019 20:00","2019-04-30T20:00:00",39.9,{"v":37,"d":"37.0"},33.1,27.8,13.87,0.0789,0.19,12.73]
["May",1,"12AM to 1AM",0,"May 1, 2019 0:00","2019-05-01",32.4,30.7,28.6,22.7,11.26,0.0801,0.15,12.52]
["May",1,"3AM to 4AM",3,"May 1, 2019 3:00","2019-05-01T03:00:00",26.6,25.9,24.8,{"v":19,"d":"19.0"},{"v":9.3,"d":"9.30"},0.0811,0.13,12.36]
["May",1,"7AM to 8AM",7,"May 1, 2019 7:00","2019-05-01T07:00:00",26.6,26.1,25.3,19.5,9.38,0.0811,0.13,12.36]
["May",1,"11AM to 12PM",11,"May 1, 2019 11:00","2019-05-01T11:00:00",{"v":32,"d":"32.0"},30.6,28.9,23.1,11.23,0.0802,0.16,12.51]
["May",1,"2PM to 3PM",14,"May 1, 2019 14:00","2019-05-01T14:00:00",37.9,35.4,{"v":32,"d":"32.0"},26.7,13.21,0.0792,0.18,12.67]
["May",1,"3PM to 4PM",15,"May 1, 2019 15:00","2019-05-01T15:00:00",38.3,35.5,31.6,26.2,13.23,0.0792,0.18,12.68]
["May",1,"6PM to 7PM",18,"May 1, 2019 18:00","2019-05-01T18:00:00",37.4,34.7,30.9,25.4,12.88,0.0793,0.17,12.66]
["May",1,"9PM to 10PM",21,"May 1, 2019 21:00","2019-05-01T21:00:00",32.4,{"v":31,"d":"31.0"},29.3,23.5,11.38,0.0801,0.16,12.52]
["May",2,"1AM to 2AM",1,"May 2, 2019 1:00","2019-05-02T01:00:00",28.4,27.7,26.8,20.9,10.02,0.0808,0.14,12.41]
["May",2,"4AM to 5AM",4,"May 2, 2019 4:00","2019-05-02T04:00:00",27.3,26.9,26.4,20.6,9.71,{"v":0.081,"d":"0.0810"},0.14,12.39]
["May",2,"8AM to 9AM",8,"May 2, 2019 8:00","2019-05-02T08:00:00",{"v":30,"d":"30.0"},29.5,28.9,23.1,10.75,0.0805,0.16,12.46]
["May",2,"12PM to 1PM",12,"May 2, 2019 12:00","2019-05-02T12:00:00",37.4,35.5,32.9,27.6,13.23,0.0793,0.19,12.66]
["May",2,"3PM to 4PM",15,"May 2, 2019 15:00","2019-05-02T15:00:00",42.1,38.6,34.3,29.3,14.62,0.0785,{"v":0.2,"d":"0.20"},12.79]
["May",2,"4PM to 5PM",16,"May 2, 2019 16:00","2019-05-02T16:00:00",42.1,38.6,34.3,29.3,14.62,0.0785,{"v":0.2,"d":"0.20"},12.79]
["May",2,"7PM to 8PM",19,"May 2, 2019 19:00","2019-05-02T19:00:00",38.7,{"v":36,"d":"36.0"},32.4,{"v":27,"d":"27.0"},13.44,0.0791,0.18,12.69]
["May",2,"10PM to 11PM",22,"May 2, 2019 22:00","2019-05-02T22:00:00",34.3,33.3,31.8,26.4,12.31,0.0798,0.18,12.58]
["May",3,"1AM to 2AM",1,"May 3, 2019 1:00","2019-05-03T01:00:00",31.6,{"v":31,"d":"31.0"},30.2,24.5,11.36,0.0802,0.17,12.51]
["May",3,"6AM to 7AM",6,"May 3, 2019 6:00","2019-05-03T06:00:00",31.3,30.8,30.2,24.5,11.27,0.0803,0.17,{"v":12.5,"d":"12.50"}]
["May",3,"9AM to 10AM",9,"May 3, 2019 9:00","2019-05-03T09:00:00",{"v":37,"d":"37.0"},{"v":36,"d":"36.0"},34.7,29.7,13.46,0.0793,{"v":0.2,"d":"0.20"},12.66]
["May",3,"1PM to 2PM",13,"May 3, 2019 13:00","2019-05-03T13:00:00",{"v":43,"d":"43.0"},41.1,{"v":39,"d":"39.0"},35.3,15.76,0.0784,0.24,12.83]
["May",3,"4PM to 5PM",16,"May 3, 2019 16:00","2019-05-03T16:00:00",{"v":41,"d":"41.0"},39.7,38.3,34.3,15.13,0.0787,0.23,12.77]
["May",3,"5PM to 6PM",17,{"$f":"A2953&\" \"&B2953&\", \"&$D$5&\" \"&D2953&\":00\"","v":"May 3, 2019 17:00"},{"$f":"DATEVALUE(E2953)+TIMEVALUE(E2953)","v":"2019-05-03T17:00:00"},39.9,{"v":39,"d":"39.0"},37.9,33.8,14.79,0.0788,0.23,12.74]
["May",3,"8PM to 9PM",20,"May 3, 2019 20:00","2019-05-03T20:00:00",39.9,39.9,39.9,36.6,15.21,0.0788,0.25,12.75]
["May",3,"11PM to 12AM",23,"May 3, 2019 23:00","2019-05-03T23:00:00",37.9,37.5,{"v":37,"d":"37.0"},32.6,14.13,0.0792,0.22,12.69]
["May",4,"2AM to 3AM",2,"May 4, 2019 2:00","2019-05-04T02:00:00",{"v":37,"d":"37.0"},36.2,35.1,30.1,13.53,0.0793,{"v":0.2,"d":"0.20"},12.66]
["May",4,"7AM to 8AM",7,"May 4, 2019 7:00","2019-05-04T07:00:00",41.9,38.5,34.3,29.3,14.57,0.0786,{"v":0.2,"d":"0.20"},12.78]
["May",4,"11AM to 12PM",11,"May 4, 2019 11:00","2019-05-04T11:00:00",51.1,42.8,33.1,27.8,16.57,0.0772,0.19,13.01]
["May",4,"2PM to 3PM",14,"May 4, 2019 14:00","2019-05-04T14:00:00",{"v":52,"d":"52.0"},43.3,33.1,27.8,16.79,{"v":0.077,"d":"0.0770"},0.19,13.03]
["May",4,"5PM to 6PM",17,"May 4, 2019 17:00","2019-05-04T17:00:00",{"v":52,"d":"52.0"},43.3,33.1,27.8,16.79,{"v":0.077,"d":"0.0770"},0.19,13.03]
["May",4,"6PM to 7PM",18,"May 4, 2019 18:00","2019-05-04T18:00:00",49.6,41.8,32.4,{"v":27,"d":"27.0"},{"v":16.1,"d":"16.10"},0.0774,0.18,12.97]
["May",4,"9PM to 10PM",21,"May 4, 2019 21:00","2019-05-04T21:00:00",41.9,37.5,31.8,26.4,14.13,0.0786,0.18,12.77]
["May",5,"3AM to 4AM",3,"May 5, 2019 3:00","2019-05-05T03:00:00",29.3,28.5,27.3,21.4,10.32,0.0806,0.15,12.44]
["May",5,"5AM to 6AM",5,"May 5, 2019 5:00","2019-05-05T05:00:00",{"v":30,"d":"30.0"},28.7,{"v":27,"d":"27.0"},21.1,10.44,0.0805,0.14,12.46]
["May",5,"8AM to 9AM",8,"May 5, 2019 8:00","2019-05-05T08:00:00",44.1,38.8,{"v":32,"d":"32.0"},26.7,14.69,0.0782,0.18,12.83]
["May",5,"12PM to 1PM",12,"May 5, 2019 12:00","2019-05-05T12:00:00",55.2,43.9,30.6,24.9,17.12,0.0766,0.17,13.11]
["May",5,"3PM to 4PM",15,"May 5, 2019 15:00","2019-05-05T15:00:00",57.2,44.9,30.6,24.9,{"v":17.6,"d":"17.60"},0.0763,0.17,13.16]
["May",5,"6PM to 7PM",18,"May 5, 2019 18:00","2019-05-05T18:00:00",54.3,43.8,31.3,25.8,17.03,0.0767,0.17,13.09]
["May",5,"7PM to 8PM",19,"May 5, 2019 19:00","2019-05-05T19:00:00",52.7,44.2,34.7,29.7,17.25,0.0769,{"v":0.2,"d":"0.20"},13.06]
["May",5,"10PM to 11PM",22,"May 5, 2019 22:00","2019-05-05T22:00:00",44.4,39.4,33.1,27.8,14.96,0.0782,0.19,12.84]
["May",6,"4AM to 5AM",4,"May 6, 2019 4:00","2019-05-06T04:00:00",37.9,34.9,30.7,25.1,12.98,0.0792,0.17,12.67]
["May",6,"6AM to 7AM",6,"May 6, 2019 6:00","2019-05-06T06:00:00",40.6,36.2,30.2,24.5,13.53,0.0788,0.17,12.74]
["May",6,"9AM to 10AM",9,{"$f":"A3017&\" \"&B3017&\", \"&$D$5&\" \"&D3017&\":00\"","v":"May 6, 2019 9:00"},{"$f":"DATEVALUE(E3017)+TIMEVALUE(E3017)","v":"2019-05-06T09:00:00"},48.4,40.4,30.4,24.7,15.44,0.0776,0.17,12.93]
["May",6,"1PM to 2PM",13,"May 6, 2019 13:00","2019-05-06T13:00:00",54.3,43.3,{"v":30,"d":"30.0"},24.3,16.81,0.0767,0.16,13.08]
["May",6,"4PM to 5PM",16,"May 6, 2019 16:00","2019-05-06T16:00:00",54.3,44.2,32.5,27.2,17.26,0.0767,0.18,13.09]
["May",6,"7PM to 8PM",19,"May 6, 2019 19:00","2019-05-06T19:00:00",51.3,42.9,33.1,27.8,16.61,0.0771,0.19,13.02]
["May",6,"8PM to 9PM",20,"May 6, 2019 20:00","2019-05-06T20:00:00",{"v":50,"d":"50.0"},42.3,33.1,27.8,16.31,0.0773,0.19,12.98]
["May",7,"1AM to 2AM",1,"May 7, 2019 1:00","2019-05-07T01:00:00",40.6,37.6,33.8,28.7,14.17,0.0788,0.19,12.75]
["May",7,"4AM to 5AM",4,"May 7, 2019 4:00","2019-05-07T04:00:00",35.4,33.4,30.7,25.1,12.37,0.0796,0.17,12.61]
["May",7,"7AM to 8AM",7,"May 7, 2019 7:00","2019-05-07T07:00:00",40.5,36.7,31.6,26.2,13.75,0.0788,0.18,12.74]
["May",7,"10AM to 11AM",10,"May 7, 2019 10:00","2019-05-07T10:00:00",48.7,41.5,32.7,27.4,15.94,0.0775,0.19,12.95]
["May",7,"2PM to 3PM",14,"May 7, 2019 14:00","2019-05-07T14:00:00",48.9,43.2,{"v":37,"d":"37.0"},32.6,16.79,0.0775,0.22,12.97]
["May",7,"5PM to 6PM",17,"May 7, 2019 17:00","2019-05-07T17:00:00",53.1,44.1,{"v":34,"d":"34.0"},28.9,17.21,0.0769,{"v":0.2,"d":"0.20"},13.07]
["May",7,"8PM to 9PM",20,"May 7, 2019 20:00","2019-05-07T20:00:00",{"v":48,"d":"48.0"},40.9,{"v":32,"d":"32.0"},26.7,15.65,0.0776,0.18,12.93]
["May",7,"9PM to 10PM",21,"May 7, 2019 21:00","2019-05-07T21:00:00",{"v":45,"d":"45.0"},38.6,30.4,24.7,14.61,0.0781,0.17,12.85]
["May",8,"2AM to 3AM",2,"May 8, 2019 2:00","2019-05-08T02:00:00",39.9,35.7,{"v":30,"d":"30.0"},24.3,13.33,0.0789,0.16,12.72]
["May",8,"5AM to 6AM",5,"May 8, 2019 5:00","2019-05-08T05:00:00",{"v":37,"d":"37.0"},34.5,30.9,25.4,12.79,0.0794,0.17,12.65]
["May",8,"8AM to 9AM",8,"May 8, 2019 8:00","2019-05-08T08:00:00",44.1,39.2,33.1,27.8,14.87,0.0782,0.19,12.83]
["May",8,"11AM to 12PM",11,"May 8, 2019 11:00","2019-05-08T11:00:00",{"v":54,"d":"54.0"},44.9,35.1,30.1,17.62,0.0767,{"v":0.2,"d":"0.20"},13.09]
["May",8,"3PM to 4PM",15,"May 8, 2019 15:00","2019-05-08T15:00:00",{"v":57,"d":"57.0"},46.5,35.2,30.4,{"v":18.4,"d":"18.40"},0.0763,0.21,13.17]
["May",8,"6PM to 7PM",18,"May 8, 2019 18:00","2019-05-08T18:00:00",55.9,46.8,37.4,33.1,18.56,0.0764,0.22,13.15]
["May",8,"7PM to 8PM",19,"May 8, 2019 19:00","2019-05-08T19:00:00",{"v":55,"d":"55.0"},46.1,36.7,32.2,{"v":18.2,"d":"18.20"},0.0765,0.22,13.13]
["May",8,"11PM to 12AM",23,"May 8, 2019 23:00","2019-05-08T23:00:00",{"v":39,"d":"39.0"},{"v":36,"d":"36.0"},{"v":32,"d":"32.0"},26.7,13.47,{"v":0.079,"d":"0.0790"},0.18,{"v":12.7,"d":"12.70"}]
["May",9,"2AM to 3AM",{"$f":"IF(D3081+1>23,0,D3081+1)","v":2},"May 9, 2019 2:00","2019-05-09T02:00:00",{"v":34,"d":"34.0"},31.3,{"v":28,"d":"28.0"},22.2,11.56,0.0799,0.15,12.56]
["May",9,"6AM to 7AM",6,"May 9, 2019 6:00","2019-05-09T06:00:00",38.7,34.4,28.4,22.6,12.75,0.0791,0.15,12.68]
["May",9,"9AM to 10AM",9,"May 9, 2019 9:00","2019-05-09T09:00:00",40.6,36.4,30.7,25.1,13.63,0.0788,0.17,12.74]
["May",9,"12PM to 1PM",12,"May 9, 2019 12:00","2019-05-09T12:00:00",43.7,38.7,32.4,{"v":27,"d":"27.0"},14.66,0.0783,0.18,12.82]
["May",9,"4PM to 5PM",16,"May 9, 2019 16:00","2019-05-09T16:00:00",43.7,39.5,34.3,29.3,15.01,0.0783,{"v":0.2,"d":"0.20"},12.83]
["May",9,"7PM to 8PM",19,"May 9, 2019 19:00","2019-05-09T19:00:00",42.6,38.3,32.7,27.4,14.46,0.0785,0.19,{"v":12.8,"d":"12.80"}]
["May",9,"8PM to 9PM",20,"May 9, 2019 20:00","2019-05-09T20:00:00",{"v":43,"d":"43.0"},38.2,{"v":32,"d":"32.0"},26.7,14.43,0.0784,0.18,{"v":12.8,"d":"12.80"}]
["May",10,"12AM to 1AM",0,"May 10, 2019 0:00","2019-05-10",{"v":37,"d":"37.0"},34.2,30.4,24.7,{"v":12.7,"d":"12.70"},0.0794,0.17,12.65]
["May",10,"3AM to 4AM",3,"May 10, 2019 3:00","2019-05-10T03:00:00",{"v":37,"d":"37.0"},33.9,29.7,23.9,12.57,0.0794,0.16,12.64]
["May",10,"7AM to 8AM",7,"May 10, 2019 7:00","2019-05-10T07:00:00",40.5,36.1,30.2,24.5,13.49,0.0788,0.17,12.73]
["May",10,"10AM to 11AM",10,"May 10, 2019 10:00","2019-05-10T10:00:00",43.3,38.4,{"v":32,"d":"32.0"},26.7,14.51,0.0784,0.18,12.81]
["May",10,"1PM to 2PM",13,"May 10, 2019 13:00","2019-05-10T13:00:00",43.3,39.9,35.8,{"v":31,"d":"31.0"},15.19,0.0783,0.21,12.82]
["May",10,"5PM to 6PM",17,"May 10, 2019 17:00","2019-05-10T17:00:00",{"v":43,"d":"43.0"},40.2,{"v":37,"d":"37.0"},32.6,15.35,0.0784,0.22,12.82]
["May",10,"8PM to 9PM",20,"May 10, 2019 20:00","2019-05-10T20:00:00",39.9,37.3,{"v":34,"d":"34.0"},28.9,14.03,0.0789,{"v":0.2,"d":"0.20"},12.73]
["May",10,"9PM to 10PM",21,"May 10, 2019 21:00","2019-05-10T21:00:00",38.7,{"v":36,"d":"36.0"},32.4,{"v":27,"d":"27.0"},13.44,0.0791,0.18,12.69]
["May",11,"1AM to 2AM",1,"May 11, 2019 1:00","2019-05-11T01:00:00",{"v":34,"d":"34.0"},33.1,31.8,26.4,12.22,0.0798,0.18,12.57]
["May",11,"4AM to 5AM",4,"May 11, 2019 4:00","2019-05-11T04:00:00",32.4,31.8,31.1,25.6,11.69,0.0801,0.17,12.53]
["May",11,"8AM to 9AM",8,"May 11, 2019 8:00","2019-05-11T08:00:00",{"v":34,"d":"34.0"},{"v":34,"d":"34.0"},{"v":34,"d":"34.0"},28.9,12.59,0.0798,{"v":0.2,"d":"0.20"},12.58]
["May",11,"11AM to 12PM",11,"May 11, 2019 11:00","2019-05-11T11:00:00",{"v":41,"d":"41.0"},39.2,{"v":37,"d":"37.0"},32.6,14.87,0.0787,0.22,12.77]
["May",11,"3PM to 4PM",15,"May 11, 2019 15:00","2019-05-11T15:00:00",42.8,38.5,32.9,27.6,14.54,0.0784,0.19,{"v":12.8,"d":"12.80"}]
["May",11,"6PM to 7PM",{"$f":"IF(D3145+1>23,0,D3145+1)","v":18},"May 11, 2019 18:00","2019-05-11T18:00:00",43.7,38.3,31.3,25.8,14.47,0.0783,0.17,12.82]
["May",11,"9PM to 10PM",21,"May 11, 2019 21:00","2019-05-11T21:00:00",41.9,37.5,31.8,26.4,14.13,0.0786,0.18,12.77]
["May",11,"10PM to 11PM",22,"May 11, 2019 22:00","2019-05-11T22:00:00",{"v":41,"d":"41.0"},37.3,32.5,27.2,14.04,0.0787,0.18,12.75]
["May",12,"2AM to 3AM",2,"May 12, 2019 2:00","2019-05-12T02:00:00",39.9,36.5,{"v":32,"d":"32.0"},26.7,13.69,0.0789,0.18,12.72]
["May",12,"5AM to 6AM",5,"May 12, 2019 5:00","2019-05-12T05:00:00",{"v":39,"d":"39.0"},35.6,30.9,25.4,13.27,{"v":0.079,"d":"0.0790"},0.17,{"v":12.7,"d":"12.70"}]
["May",12,"9AM to 10AM",9,"May 12, 2019 9:00","2019-05-12T09:00:00",43.7,37.8,{"v":30,"d":"30.0"},24.3,14.24,0.0783,0.16,12.81]
["May",12,"12PM to 1PM",12,"May 12, 2019 12:00","2019-05-12T12:00:00",48.6,40.5,30.2,24.5,15.45,0.0776,0.17,12.94]
["May",12,"4PM to 5PM",16,"May 12, 2019 16:00","2019-05-12T16:00:00",{"v":46,"d":"46.0"},40.2,32.9,27.6,15.32,0.0779,0.19,12.88]
["May",12,"7PM to 8PM",19,"May 12, 2019 19:00","2019-05-12T19:00:00",{"v":43,"d":"43.0"},38.1,31.6,26.2,14.36,0.0784,0.18,{"v":12.8,"d":"12.80"}]
["May",12,"11PM to 12AM",23,"May 12, 2019 23:00","2019-05-12T23:00:00",39.9,35.7,{"v":30,"d":"30.0"},24.3,13.33,0.0789,0.16,12.72]
["May",13,"12AM to 1AM",0,"May 13, 2019 0:00","2019-05-13",{"v":39,"d":"39.0"},35.1,29.8,24.1,13.08,0.0791,0.16,12.69]
["May",13,"3AM to 4AM",3,"May 13, 2019 3:00","2019-05-13T03:00:00",{"v":37,"d":"37.0"},34.8,31.8,26.4,12.96,0.0793,0.18,12.65]
["May",13,"7AM to 8AM",7,"May 13, 2019 7:00","2019-05-13T07:00:00",{"v":41,"d":"41.0"},{"v":37,"d":"37.0"},31.6,26.2,13.88,0.0787,0.18,12.75]
["May",13,"10AM to 11AM",10,"May 13, 2019 10:00","2019-05-13T10:00:00",45.7,39.8,32.4,{"v":27,"d":"27.0"},15.14,{"v":0.078,"d":"0.0780"},0.18,12.87]
["May",13,"1PM to 2PM",13,"May 13, 2019 13:00","2019-05-13T13:00:00",46.9,40.9,33.6,28.5,15.66,0.0778,0.19,12.91]
["May",13,"5PM to 6PM",17,"May 13, 2019 17:00","2019-05-13T17:00:00",{"v":48,"d":"48.0"},40.4,30.9,25.4,15.45,0.0776,0.17,12.93]
["May",13,"8PM to 9PM",20,"May 13, 2019 20:00","2019-05-13T20:00:00",44.1,40.8,{"v":37,"d":"37.0"},32.6,15.61,0.0782,0.22,12.85]
["May",14,"12AM to 1AM",0,"May 14, 2019 0:00","2019-05-14",{"v":37,"d":"37.0"},{"v":36,"d":"36.0"},34.7,29.7,13.46,0.0793,{"v":0.2,"d":"0.20"},12.66]
["May",14,"1AM to 2AM",1,"May 14, 2019 1:00","2019-05-14T01:00:00",{"v":37,"d":"37.0"},36.3,35.4,30.6,{"v":13.6,"d":"13.60"},0.0793,0.21,12.66]
["May",14,"4AM to 5AM",4,"May 14, 2019 4:00","2019-05-14T04:00:00",36.3,35.7,34.9,29.9,13.32,0.0794,{"v":0.2,"d":"0.20"},12.64]
["May",14,"8AM to 9AM",8,"May 14, 2019 8:00","2019-05-14T08:00:00",37.9,36.7,35.1,30.1,13.75,0.0792,{"v":0.2,"d":"0.20"},12.68]
["May",14,"11AM to 12PM",11,"May 14, 2019 11:00","2019-05-14T11:00:00",39.9,38.6,{"v":37,"d":"37.0"},32.6,14.61,0.0789,0.22,12.74]
["May",14,"2PM to 3PM",14,"May 14, 2019 14:00","2019-05-14T14:00:00",{"v":45,"d":"45.0"},39.7,33.1,27.8,15.09,0.0781,0.19,12.86]
["May",14,"6PM to 7PM",18,"May 14, 2019 18:00","2019-05-14T18:00:00",41.7,38.7,35.1,30.1,14.66,0.0786,{"v":0.2,"d":"0.20"},12.78]
["May",14,"9PM to 10PM",21,"May 14, 2019 21:00","2019-05-14T21:00:00",38.3,35.6,31.8,26.4,13.26,0.0791,0.18,12.68]
["May",15,"1AM to 2AM",1,"May 15, 2019 1:00","2019-05-15T01:00:00",31.6,30.8,29.8,24.1,{"v":11.3,"d":"11.30"},0.0802,0.16,12.51]
["May",15,"2AM to 3AM",2,"May 15, 2019 2:00","2019-05-15T02:00:00",30.9,30.5,{"v":30,"d":"30.0"},24.3,11.15,0.0804,0.16,12.49]
["May",15,"5AM to 6AM",5,"May 15, 2019 5:00","2019-05-15T05:00:00",28.9,28.1,{"v":27,"d":"27.0"},21.1,10.18,0.0807,0.14,12.43]
["May",15,"9AM to 10AM",9,"May 15, 2019 9:00","2019-05-15T09:00:00",{"v":41,"d":"41.0"},35.4,27.7,21.8,{"v":13.2,"d":"13.20"},0.0788,0.15,12.74]
["May",15,"12PM to 1PM",12,"May 15, 2019 12:00","2019-05-15T12:00:00",45.7,37.4,25.9,{"v":20,"d":"20.0"},14.06,{"v":0.078,"d":"0.0780"},0.14,12.85]
["May",15,"3PM to 4PM",15,"May 15, 2019 15:00","2019-05-15T15:00:00",45.3,38.7,{"v":30,"d":"30.0"},24.3,14.63,0.0781,0.16,12.85]
["May",15,"7PM to 8PM",19,"May 15, 2019 19:00","2019-05-15T19:00:00",42.6,39.4,35.4,30.6,14.95,0.0784,0.21,{"v":12.8,"d":"12.80"}]
["May",15,"10PM to 11PM",22,"May 15, 2019 22:00","2019-05-15T22:00:00",40.3,{"v":38,"d":"38.0"},35.2,30.4,14.35,0.0788,0.21,12.74]
["May",16,"12AM to 1AM",0,"May 16, 2019 0:00","2019-05-16",38.3,36.6,34.5,29.5,13.74,0.0791,{"v":0.2,"d":"0.20"},12.69]
["May",16,"3AM to 4AM",3,"May 16, 2019 3:00","2019-05-16T03:00:00",37.8,{"v":37,"d":"37.0"},36.1,31.5,13.91,0.0792,0.21,12.68]
["May",16,"6AM to 7AM",6,"May 16, 2019 6:00","2019-05-16T06:00:00",41.4,{"v":39,"d":"39.0"},36.1,31.5,14.78,0.0786,0.21,12.77]
["May",16,"10AM to 11AM",10,"May 16, 2019 10:00","2019-05-16T10:00:00",50.7,43.4,35.1,30.1,16.84,0.0772,{"v":0.2,"d":"0.20"},13.01]
["May",16,"1PM to 2PM",13,"May 16, 2019 13:00","2019-05-16T13:00:00",53.6,44.4,{"v":34,"d":"34.0"},28.9,17.34,0.0768,{"v":0.2,"d":"0.20"},13.08]
["May",16,"4PM to 5PM",16,"May 16, 2019 16:00","2019-05-16T16:00:00",{"v":54,"d":"54.0"},44.8,34.7,29.7,17.56,0.0767,{"v":0.2,"d":"0.20"},13.09]
["May",16,"7PM to 8PM",19,"May 16, 2019 19:00","2019-05-16T19:00:00",52.7,43.7,33.4,28.2,17.02,0.0769,0.19,13.05]
["May",17,"12AM to 1AM",0,"May 17, 2019 0:00","2019-05-17",41.7,38.6,34.7,29.7,{"v":14.6,"d":"14.60"},0.0786,{"v":0.2,"d":"0.20"},12.78]
["May",17,"1AM to 2AM",1,{"$f":"A3273&\" \"&B3273&\", \"&$D$5&\" \"&D3273&\":00\"","v":"May 17, 2019 1:00"},{"$f":"DATEVALUE(E3273)+TIMEVALUE(E3273)","v":"2019-05-17T01:00:00"},37.4,34.5,30.6,24.9,12.81,0.0793,0.17,12.65]
["May",17,"4AM to 5AM",4,"May 17, 2019 4:00","2019-05-17T04:00:00",{"v":37,"d":"37.0"},32.6,26.1,20.2,{"v":12,"d":"12.00"},0.0794,0.14,12.63]
["May",17,"7AM to 8AM",7,"May 17, 2019 7:00","2019-05-17T07:00:00",41.7,36.6,29.8,24.1,13.73,0.0786,0.16,12.76]
["May",17,"11AM to 12PM",11,"May 17, 2019 11:00","2019-05-17T11:00:00",{"v":52,"d":"52.0"},42.9,{"v":32,"d":"32.0"},26.7,{"v":16.6,"d":"16.60"},{"v":0.077,"d":"0.0770"},0.18,13.03]
["May",17,"2PM to 3PM",14,"May 17, 2019 14:00","2019-05-17T14:00:00",{"v":52,"d":"52.0"},43.6,{"v":34,"d":"34.0"},28.9,16.95,{"v":0.077,"d":"0.0770"},{"v":0.2,"d":"0.20"},13.04]
["May",17,"4PM to 5PM",16,"May 17, 2019 16:00","2019-05-17T16:00:00",49.3,42.2,{"v":34,"d":"34.0"},28.9,16.29,0.0774,{"v":0.2,"d":"0.20"},12.97]
["May",17,"10PM to 11PM",22,"May 17, 2019 22:00","2019-05-17T22:00:00",41.4,37.7,32.9,27.6,14.19,0.0787,0.19,12.76]
["May",18,"1AM to 2AM",1,"May 18, 2019 1:00","2019-05-18T01:00:00",39.4,{"v":36,"d":"36.0"},31.5,{"v":26,"d":"26.0"},13.46,{"v":0.079,"d":"0.0790"},0.18,12.71]
["May",18,"2AM to 3AM",2,"May 18, 2019 2:00","2019-05-18T02:00:00",{"v":39,"d":"39.0"},{"v":36,"d":"36.0"},{"v":32,"d":"32.0"},26.7,13.47,{"v":0.079,"d":"0.0790"},0.18,{"v":12.7,"d":"12.70"}]
["May",18,"5AM to 6AM",5,"May 18, 2019 5:00","2019-05-18T05:00:00",37.9,{"v":35,"d":"35.0"},30.9,25.4,13.01,0.0792,0.17,12.67]
["May",18,"8AM to 9AM",8,"May 18, 2019 8:00","2019-05-18T08:00:00",{"v":43,"d":"43.0"},38.2,{"v":32,"d":"32.0"},26.7,14.43,0.0784,0.18,{"v":12.8,"d":"12.80"}]
["May",18,"12PM to 1PM",12,"May 18, 2019 12:00","2019-05-18T12:00:00",49.3,41.7,32.5,27.2,16.04,0.0774,0.18,12.96]
["May",18,"3PM to 4PM",15,"May 18, 2019 15:00","2019-05-18T15:00:00",53.1,43.6,32.5,27.2,16.95,0.0769,0.18,13.06]
["May",18,"5PM to 6PM",17,"May 18, 2019 17:00","2019-05-18T17:00:00",51.1,{"v":42,"d":"42.0"},30.9,25.4,16.18,0.0772,0.17,{"v":13,"d":"13.00"}]
["May",18,"11PM to 12AM",23,"May 18, 2019 23:00","2019-05-18T23:00:00",39.9,{"v":37,"d":"37.0"},33.1,27.8,13.87,0.0789,0.19,12.73]
["May",19,"2AM to 3AM",2,"May 19, 2019 2:00","2019-05-19T02:00:00",{"v":39,"d":"39.0"},36.8,{"v":34,"d":"34.0"},28.9,13.81,{"v":0.079,"d":"0.0790"},{"v":0.2,"d":"0.20"},12.71]
["May",19,"3AM to 4AM",3,"May 19, 2019 3:00","2019-05-19T03:00:00",{"v":39,"d":"39.0"},36.6,33.4,28.2,13.72,{"v":0.079,"d":"0.0790"},0.19,12.71]
["May",19,"6AM to 7AM",6,"May 19, 2019 6:00","2019-05-19T06:00:00",42.6,38.8,34.2,29.1,14.72,0.0785,{"v":0.2,"d":"0.20"},{"v":12.8,"d":"12.80"}]
["May",19,"9AM to 10AM",9,"May 19, 2019 9:00","2019-05-19T09:00:00",53.1,44.4,34.7,29.7,17.34,0.0768,{"v":0.2,"d":"0.20"},13.07]
["May",19,"1PM to 2PM",13,"May 19, 2019 13:00","2019-05-19T13:00:00",{"v":61,"d":"61.0"},48.4,35.6,30.8,19.42,0.0757,0.21,13.27]
["May",19,"6PM to 7PM",{"$f":"IF(D3337+1>23,0,D3337+1)","v":18},"May 19, 2019 18:00","2019-05-19T18:00:00",62.6,47.2,29.7,23.9,18.74,0.0755,0.16,13.29]
["May",19,"9PM to 10PM",21,"May 19, 2019 21:00","2019-05-19T21:00:00",53.6,46.2,38.7,34.8,18.26,0.0767,0.24,{"v":13.1,"d":"13.10"}]
["May",20,"12AM to 1AM",0,"May 20, 2019 0:00","2019-05-20",43.3,40.6,37.4,33.1,15.51,0.0783,0.22,12.83]
["May",20,"3AM to 4AM",3,"May 20, 2019 3:00","2019-05-20T03:00:00",39.2,37.2,34.7,29.7,13.99,{"v":0.079,"d":"0.0790"},{"v":0.2,"d":"0.20"},12.71]
["May",20,"4AM to 5AM",4,"May 20, 2019 4:00","2019-05-20T04:00:00",38.7,{"v":37,"d":"37.0"},34.9,29.9,13.89,0.0791,{"v":0.2,"d":"0.20"},{"v":12.7,"d":"12.70"}]
["May",20,"7AM to 8AM",7,"May 20, 2019 7:00","2019-05-20T07:00:00",42.6,39.3,35.2,30.4,14.91,0.0784,0.21,{"v":12.8,"d":"12.80"}]
["May",20,"11AM to 12PM",11,"May 20, 2019 11:00","2019-05-20T11:00:00",57.9,48.7,39.9,36.6,19.58,0.0761,0.25,13.21]
["May",20,"2PM to 3PM",14,"May 20, 2019 14:00","2019-05-20T14:00:00",{"v":59,"d":"59.0"},48.8,{"v":39,"d":"39.0"},35.3,19.64,0.0759,0.24,13.24]
["May",20,"7PM to 8PM",19,"May 20, 2019 19:00","2019-05-20T19:00:00",{"v":50,"d":"50.0"},43.4,36.1,31.5,16.87,0.0773,0.21,{"v":13,"d":"13.00"}]
["May",20,"10PM to 11PM",22,"May 20, 2019 22:00","2019-05-20T22:00:00",{"v":39,"d":"39.0"},36.1,32.2,26.8,{"v":13.5,"d":"13.50"},{"v":0.079,"d":"0.0790"},0.18,{"v":12.7,"d":"12.70"}]
["May",21,"1AM to 2AM",1,"May 21, 2019 1:00","2019-05-21T01:00:00",32.4,30.9,29.1,23.3,11.35,0.0801,0.16,12.52]
["May",21,"4AM to 5AM",4,"May 21, 2019 4:00","2019-05-21T04:00:00",30.4,28.7,26.4,20.6,10.45,0.0805,0.14,12.46]
["May",21,"5AM to 6AM",5,"May 21, 2019 5:00","2019-05-21T05:00:00",{"v":30,"d":"30.0"},28.4,26.1,20.2,10.31,0.0805,0.14,12.45]
["May",21,"8AM to 9AM",8,"May 21, 2019 8:00","2019-05-21T08:00:00",{"v":32,"d":"32.0"},30.6,28.9,23.1,11.23,0.0802,0.16,12.51]
["May",21,"12PM to 1PM",12,"May 21, 2019 12:00","2019-05-21T12:00:00",38.7,35.4,31.1,25.6,13.22,0.0791,0.17,12.69]
["May",21,"4PM to 5PM",16,"May 21, 2019 16:00","2019-05-21T16:00:00",44.1,38.7,31.8,26.4,14.65,0.0782,0.18,12.83]
["May",21,"7PM to 8PM",19,"May 21, 2019 19:00","2019-05-21T19:00:00",{"v":43,"d":"43.0"},37.7,30.7,25.1,{"v":14.2,"d":"14.20"},0.0784,0.17,{"v":12.8,"d":"12.80"}]
["May",21,"11PM to 12AM",23,"May 21, 2019 23:00","2019-05-21T23:00:00",{"v":37,"d":"37.0"},34.1,{"v":30,"d":"30.0"},24.3,12.63,0.0794,0.16,12.64]
["May",22,"2AM to 3AM",2,"May 22, 2019 2:00","2019-05-22T02:00:00",{"v":32,"d":"32.0"},29.8,{"v":27,"d":"27.0"},21.1,10.92,0.0802,0.14,12.51]
["May",22,"5AM to 6AM",5,"May 22, 2019 5:00","2019-05-22T05:00:00",{"v":32,"d":"32.0"},29.8,{"v":27,"d":"27.0"},21.1,10.92,0.0802,0.14,12.51]
["May",22,"6AM to 7AM",6,"May 22, 2019 6:00","2019-05-22T06:00:00",33.3,30.4,26.8,20.9,{"v":11.2,"d":"11.20"},{"v":0.08,"d":"0.0800"},0.14,12.54]
["May",22,"9AM to 10AM",9,{"$f":"A3401&\" \"&B3401&\", \"&$D$5&\" \"&D3401&\":00\"","v":"May 22, 2019 9:00"},{"$f":"DATEVALUE(E3401)+TIMEVALUE(E3401)","v":"2019-05-22T09:00:00"},37.6,33.9,28.8,22.9,12.55,0.0793,0.16,12.65]
["May",22,"1PM to 2PM",13,"May 22, 2019 13:00","2019-05-22T13:00:00",42.3,37.4,30.9,25.4,14.05,0.0785,0.17,12.78]
["May",22,"5PM to 6PM",17,"May 22, 2019 17:00","2019-05-22T17:00:00",46.9,{"v":41,"d":"41.0"},{"v":34,"d":"34.0"},28.9,15.73,0.0778,{"v":0.2,"d":"0.20"},12.91]
["May",22,"8PM to 9PM",20,"May 22, 2019 20:00","2019-05-22T20:00:00",44.1,38.8,{"v":32,"d":"32.0"},26.7,14.69,0.0782,0.18,12.83]
["May",23,"12AM to 1AM",0,"May 23, 2019 0:00","2019-05-23",{"v":37,"d":"37.0"},{"v":35,"d":"35.0"},32.2,26.8,13.02,0.0793,0.18,12.65]
["May",23,"3AM to 4AM",3,"May 23, 2019 3:00","2019-05-23T03:00:00",37.8,{"v":36,"d":"36.0"},33.6,28.5,13.44,0.0792,0.19,12.67]
["May",23,"4AM to 5AM",4,"May 23, 2019 4:00","2019-05-23T04:00:00",38.3,36.7,34.7,29.7,13.77,0.0791,{"v":0.2,"d":"0.20"},12.69]
["May",23,"7AM to 8AM",7,"May 23, 2019 7:00","2019-05-23T07:00:00",44.2,41.1,37.6,33.3,15.76,0.0782,0.23,12.85]
["May",23,"10AM to 11AM",10,"May 23, 2019 10:00","2019-05-23T10:00:00",48.2,{"v":43,"d":"43.0"},37.4,33.1,16.69,0.0776,0.22,12.95]
["May",23,"2PM to 3PM",14,"May 23, 2019 14:00","2019-05-23T14:00:00",{"v":50,"d":"50.0"},46.9,44.1,42.9,18.65,0.0772,0.29,13.03]
["May",23,"6PM to 7PM",18,"May 23, 2019 18:00","2019-05-23T18:00:00",52.3,{"v":46,"d":"46.0"},39.6,{"v":36,"d":"36.0"},18.14,0.0769,0.24,13.07]
["May",23,"9PM to 10PM",21,"May 23, 2019 21:00","2019-05-23T21:00:00",{"v":46,"d":"46.0"},42.6,{"v":39,"d":"39.0"},35.3,{"v":16.5,"d":"16.50"},0.0779,0.24,12.91]
["May",24,"1AM to 2AM",1,"May 24, 2019 1:00","2019-05-24T01:00:00",40.6,37.3,33.1,27.8,14.05,0.0788,0.19,12.75]
["May",24,"4AM to 5AM",4,"May 24, 2019 4:00","2019-05-24T04:00:00",41.7,38.4,34.2,29.1,{"v":14.5,"d":"14.50"},0.0786,{"v":0.2,"d":"0.20"},12.78]
["May",24,"5AM to 6AM",5,"May 24, 2019 5:00","2019-05-24T05:00:00",{"v":43,"d":"43.0"},39.8,{"v":36,"d":"36.0"},31.3,15.14,0.0784,0.21,12.82]
["May",24,"8AM to 9AM",8,"May 24, 2019 8:00","2019-05-24T08:00:00",44.1,42.1,39.9,36.6,16.22,0.0782,0.25,12.86]
["May",24,"11AM to 12PM",11,"May 24, 2019 11:00","2019-05-24T11:00:00",51.1,47.4,44.1,42.9,18.91,0.0771,0.29,13.06]
["May",24,"3PM to 4PM",15,"May 24, 2019 15:00","2019-05-24T15:00:00",52.7,43.4,32.5,27.2,16.87,0.0769,0.18,13.05]
["May",24,"7PM to 8PM",19,"May 24, 2019 19:00","2019-05-24T19:00:00",{"v":52,"d":"52.0"},44.1,35.4,30.6,17.21,{"v":0.077,"d":"0.0770"},0.21,13.04]
["May",24,"10PM to 11PM",22,"May 24, 2019 22:00","2019-05-24T22:00:00",46.8,41.8,36.1,31.5,16.09,0.0778,0.21,12.91]
["May",25,"2AM to 3AM",{"$f":"IF(D3465+1>23,0,D3465+1)","v":2},"May 25, 2019 2:00","2019-05-25T02:00:00",39.9,37.8,35.1,30.1,14.23,0.0789,{"v":0.2,"d":"0.20"},12.73]
["May",25,"5AM to 6AM",5,"May 25, 2019 5:00","2019-05-25T05:00:00",{"v":41,"d":"41.0"},40.1,{"v":39,"d":"39.0"},35.3,15.28,0.0787,0.24,12.78]
["May",25,"6AM to 7AM",6,"May 25, 2019 6:00","2019-05-25T06:00:00",42.6,39.4,35.6,30.8,14.98,0.0784,0.21,{"v":12.8,"d":"12.80"}]
["May",25,"9AM to 10AM",9,"May 25, 2019 9:00","2019-05-25T09:00:00",{"v":48,"d":"48.0"},40.7,31.5,{"v":26,"d":"26.0"},15.54,0.0776,0.18,12.93]
["May",25,"12PM to 1PM",12,"May 25, 2019 12:00","2019-05-25T12:00:00",51.6,42.7,{"v":32,"d":"32.0"},26.7,16.52,0.0771,0.18,13.02]
["May",25,"5PM to 6PM",17,"May 25, 2019 17:00","2019-05-25T17:00:00",51.1,42.4,{"v":32,"d":"32.0"},26.7,16.39,0.0772,0.18,13.01]
["May",25,"8PM to 9PM",20,"May 25, 2019 20:00","2019-05-25T20:00:00",{"v":48,"d":"48.0"},41.3,33.1,27.8,15.83,0.0776,0.19,12.93]
["May",26,"12AM to 1AM",0,"May 26, 2019 0:00","2019-05-26",42.3,38.4,33.4,28.2,{"v":14.5,"d":"14.50"},0.0785,0.19,12.79]
["May",26,"3AM to 4AM",3,"May 26, 2019 3:00","2019-05-26T03:00:00",40.6,37.5,33.4,28.2,14.11,0.0788,0.19,12.75]
["May",26,"6AM to 7AM",6,"May 26, 2019 6:00","2019-05-26T06:00:00",41.4,38.3,34.5,29.5,14.48,0.0786,{"v":0.2,"d":"0.20"},12.77]
["May",26,"7AM to 8AM",7,"May 26, 2019 7:00","2019-05-26T07:00:00",42.6,39.6,{"v":36,"d":"36.0"},31.3,15.05,0.0784,0.21,12.81]
["May",26,"10AM to 11AM",10,"May 26, 2019 10:00","2019-05-26T10:00:00",44.6,41.5,38.1,34.1,15.96,0.0781,0.23,12.86]
["May",26,"1PM to 2PM",13,"May 26, 2019 13:00","2019-05-26T13:00:00",49.6,43.6,{"v":37,"d":"37.0"},32.6,16.96,0.0773,0.22,12.99]
["May",26,"6PM to 7PM",18,"May 26, 2019 18:00","2019-05-26T18:00:00",49.5,43.7,37.4,33.1,16.99,0.0774,0.22,12.99]
["May",26,"9PM to 10PM",21,"May 26, 2019 21:00","2019-05-26T21:00:00",44.8,40.5,35.4,30.6,15.47,0.0781,0.21,12.86]
["May",27,"1AM to 2AM",1,"May 27, 2019 1:00","2019-05-27T01:00:00",39.4,37.6,35.4,30.6,14.16,0.0789,0.21,12.72]
["May",27,"4AM to 5AM",4,"May 27, 2019 4:00","2019-05-27T04:00:00",39.2,37.3,34.9,29.9,14.02,{"v":0.079,"d":"0.0790"},{"v":0.2,"d":"0.20"},12.72]
["May",27,"7AM to 8AM",7,"May 27, 2019 7:00","2019-05-27T07:00:00",44.1,39.8,34.7,29.7,15.16,0.0782,{"v":0.2,"d":"0.20"},12.84]
["May",27,"8AM to 9AM",8,"May 27, 2019 8:00","2019-05-27T08:00:00",{"v":46,"d":"46.0"},{"v":41,"d":"41.0"},35.1,30.1,15.71,0.0779,{"v":0.2,"d":"0.20"},12.89]
["May",27,"2PM to 3PM",14,"May 27, 2019 14:00","2019-05-27T14:00:00",{"v":55,"d":"55.0"},45.1,{"v":34,"d":"34.0"},28.9,17.69,0.0766,{"v":0.2,"d":"0.20"},13.12]
["May",27,"4PM to 5PM",16,"May 27, 2019 16:00","2019-05-27T16:00:00",{"v":55,"d":"55.0"},45.3,34.7,29.7,17.82,0.0766,{"v":0.2,"d":"0.20"},13.12]
["May",27,"7PM to 8PM",19,"May 27, 2019 19:00","2019-05-27T19:00:00",54.3,45.1,34.9,29.9,17.68,0.0767,{"v":0.2,"d":"0.20"},{"v":13.1,"d":"13.10"}]
["May",27,"10PM to 11PM",22,"May 27, 2019 22:00","2019-05-27T22:00:00",{"v":48,"d":"48.0"},43.2,38.1,34.1,16.79,0.0776,0.23,12.95]
["May",28,"2AM to 3AM",2,"May 28, 2019 2:00","2019-05-28T02:00:00",42.1,42.1,42.1,39.8,16.23,0.0785,0.27,12.82]
["May",28,"5AM to 6AM",5,"May 28, 2019 5:00","2019-05-28T05:00:00",{"v":43,"d":"43.0"},{"v":43,"d":"43.0"},{"v":43,"d":"43.0"},41.2,16.67,0.0783,0.28,12.84]
["May",28,"8AM to 9AM",8,"May 28, 2019 8:00","2019-05-28T08:00:00",{"v":46,"d":"46.0"},45.5,{"v":45,"d":"45.0"},44.5,17.92,0.0778,{"v":0.3,"d":"0.30"},12.93]
["May",28,"9AM to 10AM",9,"May 28, 2019 9:00","2019-05-28T09:00:00",{"v":46,"d":"46.0"},45.2,44.4,43.5,17.78,0.0778,0.29,12.93]
["May",28,"3PM to 4PM",15,"May 28, 2019 15:00","2019-05-28T15:00:00",49.6,46.6,43.9,42.7,18.51,0.0773,0.29,13.02]
["May",28,"5PM to 6PM",17,"May 28, 2019 17:00","2019-05-28T17:00:00",48.9,45.9,{"v":43,"d":"43.0"},41.2,18.11,0.0774,0.28,{"v":13,"d":"13.00"}]
["May",28,"8PM to 9PM",20,"May 28, 2019 20:00","2019-05-28T20:00:00",{"v":48,"d":"48.0"},46.4,{"v":45,"d":"45.0"},44.5,{"v":18.4,"d":"18.40"},0.0775,{"v":0.3,"d":"0.30"},12.98]
["May",28,"11PM to 12AM",23,"May 28, 2019 23:00","2019-05-28T23:00:00",42.1,41.6,{"v":41,"d":"41.0"},38.1,15.98,0.0785,0.26,12.81]
["May",29,"3AM to 4AM",3,"May 29, 2019 3:00","2019-05-29T03:00:00",39.4,38.3,{"v":37,"d":"37.0"},32.6,14.48,0.0789,0.22,12.73]
["May",29,"6AM to 7AM",6,"May 29, 2019 6:00","2019-05-29T06:00:00",41.4,39.7,37.8,33.6,{"v":15.1,"d":"15.10"},0.0786,0.23,12.78]
["May",29,"9AM to 10AM",9,"May 29, 2019 9:00","2019-05-29T09:00:00",45.3,42.6,39.7,36.3,16.48,{"v":0.078,"d":"0.0780"},0.25,12.89]
["May",29,"12PM to 1PM",12,"May 29, 2019 12:00","2019-05-29T12:00:00",{"v":48,"d":"48.0"},43.4,38.5,34.5,16.87,0.0776,0.23,12.95]
["May",29,"2PM to 3PM",14,"May 29, 2019 14:00","2019-05-29T14:00:00",{"v":48,"d":"48.0"},43.2,37.9,33.8,16.75,0.0776,0.23,12.95]
["May",29,"6PM to 7PM",18,"May 29, 2019 18:00","2019-05-29T18:00:00",47.7,43.5,39.2,35.5,16.93,0.0776,0.24,12.95]
["May",29,"9PM to 10PM",21,"May 29, 2019 21:00","2019-05-29T21:00:00",45.7,{"v":43,"d":"43.0"},40.1,36.8,16.65,0.0779,0.25,{"v":12.9,"d":"12.90"}]
["May",30,"12AM to 1AM",0,"May 30, 2019 0:00","2019-05-30",42.3,41.4,40.5,37.3,{"v":15.9,"d":"15.90"},0.0785,0.25,12.81]
["May",30,"4AM to 5AM",4,"May 30, 2019 4:00","2019-05-30T04:00:00",{"v":41,"d":"41.0"},40.7,40.5,37.3,{"v":15.6,"d":"15.60"},0.0786,0.25,12.78]
["May",30,"7AM to 8AM",7,"May 30, 2019 7:00","2019-05-30T07:00:00",{"v":43,"d":"43.0"},41.8,40.6,37.6,16.12,0.0783,0.25,12.83]
["May",30,"8AM to 9AM",8,"May 30, 2019 8:00","2019-05-30T08:00:00",44.1,42.6,{"v":41,"d":"41.0"},38.1,16.46,0.0782,0.26,12.86]
["May",30,"1PM to 2PM",13,"May 30, 2019 13:00","2019-05-30T13:00:00",48.9,{"v":46,"d":"46.0"},43.3,41.8,{"v":18.2,"d":"18.20"},0.0774,0.28,{"v":13,"d":"13.00"}]
["May",30,"3PM to 4PM",15,"May 30, 2019 15:00","2019-05-30T15:00:00",{"v":48,"d":"48.0"},45.6,43.3,41.8,17.98,0.0775,0.28,12.97]
["May",30,"7PM to 8PM",19,"May 30, 2019 19:00","2019-05-30T19:00:00",42.6,41.7,40.6,37.6,16.03,0.0784,0.25,12.82]
["May",30,"10PM to 11PM",22,"May 30, 2019 22:00","2019-05-30T22:00:00",{"v":39,"d":"39.0"},38.1,{"v":37,"d":"37.0"},32.6,14.39,{"v":0.079,"d":"0.0790"},0.22,12.72]
["May",31,"1AM to 2AM",1,"May 31, 2019 1:00","2019-05-31T01:00:00",36.7,35.7,34.3,29.3,13.31,0.0794,{"v":0.2,"d":"0.20"},12.65]
["May",31,"5AM to 6AM",5,"May 31, 2019 5:00","2019-05-31T05:00:00",{"v":36,"d":"36.0"},34.3,{"v":32,"d":"32.0"},26.7,12.73,0.0795,0.18,12.62]
["May",31,"8AM to 9AM",8,"May 31, 2019 8:00","2019-05-31T08:00:00",39.9,36.5,{"v":32,"d":"32.0"},26.7,13.69,0.0789,0.18,12.72]
["May",31,"10AM to 11AM",10,"May 31, 2019 10:00","2019-05-31T10:00:00",42.6,38.5,33.3,{"v":28,"d":"28.0"},14.56,0.0785,0.19,{"v":12.8,"d":"12.80"}]
["May",31,"1PM to 2PM",13,"May 31, 2019 13:00","2019-05-31T13:00:00",46.8,40.3,32.2,26.8,15.37,0.0778,0.18,{"v":12.9,"d":"12.90"}]
["May",31,"4PM to 5PM",16,"May 31, 2019 16:00","2019-05-31T16:00:00",49.3,42.3,34.2,29.1,16.33,0.0774,{"v":0.2,"d":"0.20"},12.97]
["May",31,"8PM to 9PM",20,"May 31, 2019 20:00","2019-05-31T20:00:00",{"v":46,"d":"46.0"},42.2,37.9,33.8,16.27,0.0779,0.23,{"v":12.9,"d":"12.90"}]
["May",31,"11PM to 12AM",23,"May 31, 2019 23:00","2019-05-31T23:00:00",43.9,41.3,38.5,34.5,15.86,0.0782,0.23,12.85]
["June",1,"3AM to 4AM",3,"June 1, 2019 3:00","2019-06-01T03:00:00",{"v":41,"d":"41.0"},40.1,{"v":39,"d":"39.0"},35.3,15.28,0.0787,0.24,12.78]
["June",1,"6AM to 7AM",6,"June 1, 2019 6:00","2019-06-01T06:00:00",42.1,{"v":41,"d":"41.0"},39.9,36.6,15.74,0.0785,0.25,12.81]
["June",1,"9AM to 10AM",9,"June 1, 2019 9:00","2019-06-01T09:00:00",{"v":45,"d":"45.0"},43.5,42.1,39.8,16.93,{"v":0.078,"d":"0.0780"},0.27,12.89]
["June",1,"11AM to 12PM",11,"June 1, 2019 11:00","2019-06-01T11:00:00",{"v":46,"d":"46.0"},44.1,42.1,39.8,{"v":17.2,"d":"17.20"},0.0778,0.27,12.92]
["June",1,"2PM to 3PM",14,"June 1, 2019 14:00","2019-06-01T14:00:00",{"v":46,"d":"46.0"},44.1,42.1,39.8,{"v":17.2,"d":"17.20"},0.0778,0.27,12.92]
["June",1,"5PM to 6PM",17,"June 1, 2019 17:00","2019-06-01T17:00:00",48.9,45.9,{"v":43,"d":"43.0"},41.2,18.11,0.0774,0.28,{"v":13,"d":"13.00"}]
["June",1,"9PM to 10PM",21,"June 1, 2019 21:00","2019-06-01T21:00:00",46.9,45.5,44.1,42.9,{"v":17.9,"d":"17.90"},0.0777,0.29,12.95]
["June",2,"12AM to 1AM",0,"June 2, 2019 0:00","2019-06-02",{"v":45,"d":"45.0"},{"v":44,"d":"44.0"},{"v":43,"d":"43.0"},41.2,17.15,{"v":0.078,"d":"0.0780"},0.28,12.89]
["June",2,"4AM to 5AM",4,"June 2, 2019 4:00","2019-06-02T04:00:00",37.9,37.1,{"v":36,"d":"36.0"},31.3,13.92,0.0792,0.21,12.69]
["June",2,"7AM to 8AM",7,"June 2, 2019 7:00","2019-06-02T07:00:00",{"v":45,"d":"45.0"},41.6,37.9,33.8,16.01,0.0781,0.23,12.87]
["June",2,"8AM to 9AM",8,"June 2, 2019 8:00","2019-06-02T08:00:00",{"v":48,"d":"48.0"},43.2,37.9,33.8,16.75,0.0776,0.23,12.95]
["June",2,"12PM to 1PM",12,"June 2, 2019 12:00","2019-06-02T12:00:00",{"v":55,"d":"55.0"},43.7,{"v":30,"d":"30.0"},24.3,16.98,0.0766,0.16,{"v":13.1,"d":"13.10"}]
["June",2,"3PM to 4PM",15,"June 2, 2019 15:00","2019-06-02T15:00:00",57.9,45.8,{"v":32,"d":"32.0"},26.7,18.04,0.0761,0.18,13.18]
["June",2,"6PM to 7PM",18,"June 2, 2019 18:00","2019-06-02T18:00:00",57.9,47.9,37.9,33.8,19.15,0.0761,0.23,{"v":13.2,"d":"13.20"}]
["June",2,"10PM to 11PM",22,"June 2, 2019 22:00","2019-06-02T22:00:00",{"v":45,"d":"45.0"},42.1,{"v":39,"d":"39.0"},35.3,16.24,{"v":0.078,"d":"0.0780"},0.24,12.88]
["June",3,"1AM to 2AM",1,"June 3, 2019 1:00","2019-06-03T01:00:00",37.9,37.5,{"v":37,"d":"37.0"},32.6,14.13,0.0792,0.22,12.69]
["June",3,"5AM to 6AM",5,"June 3, 2019 5:00","2019-06-03T05:00:00",{"v":41,"d":"41.0"},40.1,{"v":39,"d":"39.0"},35.3,15.28,0.0787,0.24,12.78]
["June",3,"8AM to 9AM",8,"June 3, 2019 8:00","2019-06-03T08:00:00",42.1,40.6,{"v":39,"d":"39.0"},35.3,15.54,0.0785,0.24,{"v":12.8,"d":"12.80"}]
["June",3,"9AM to 10AM",9,"June 3, 2019 9:00","2019-06-03T09:00:00",42.1,40.6,{"v":39,"d":"39.0"},35.3,15.54,0.0785,0.24,{"v":12.8,"d":"12.80"}]
["June",3,"1PM to 2PM",13,"June 3, 2019 13:00","2019-06-03T13:00:00",{"v":52,"d":"52.0"},45.6,{"v":39,"d":"39.0"},35.3,17.94,{"v":0.077,"d":"0.0770"},0.24,13.06]
["June",3,"4PM to 5PM",16,"June 3, 2019 16:00","2019-06-03T16:00:00",{"v":55,"d":"55.0"},47.4,39.9,36.6,18.88,0.0765,0.25,13.14]
["June",3,"8PM to 9PM",20,"June 3, 2019 20:00","2019-06-03T20:00:00",{"v":52,"d":"52.0"},45.9,39.9,36.6,18.14,{"v":0.077,"d":"0.0770"},0.25,13.06]
["June",3,"11PM to 12AM",23,"June 3, 2019 23:00","2019-06-03T23:00:00",{"v":46,"d":"46.0"},43.5,{"v":41,"d":"41.0"},38.1,16.94,0.0779,0.26,12.91]
["June",4,"2AM to 3AM",2,"June 4, 2019 2:00","2019-06-04T02:00:00",42.1,41.6,{"v":41,"d":"41.0"},38.1,15.98,0.0785,0.26,12.81]
["June",4,"6AM to 7AM",6,"June 4, 2019 6:00","2019-06-04T06:00:00",{"v":46,"d":"46.0"},44.5,{"v":43,"d":"43.0"},41.2,17.41,0.0778,0.28,12.92]
["June",4,"10AM to 11AM",10,"June 4, 2019 10:00","2019-06-04T10:00:00",60.1,50.5,42.1,39.8,{"v":20.6,"d":"20.60"},0.0757,0.27,13.28]
["June",4,"1PM to 2PM",13,"June 4, 2019 13:00","2019-06-04T13:00:00",{"v":64,"d":"64.0"},50.3,{"v":37,"d":"37.0"},32.6,20.45,0.0752,0.22,13.36]
["June",4,"2PM to 3PM",14,"June 4, 2019 14:00","2019-06-04T14:00:00",{"v":66,"d":"66.0"},51.2,{"v":37,"d":"37.0"},32.6,20.93,0.0749,0.22,13.41]
["June",4,"5PM to 6PM",17,{"$f":"A3721&\" \"&B3721&\", \"&$D$5&\" \"&D3721&\":00\"","v":"June 4, 2019 17:00"},{"$f":"DATEVALUE(E3721)+TIMEVALUE(E3721)","v":"2019-06-04T17:00:00"},{"v":59,"d":"59.0"},49.2,39.9,36.6,19.84,0.0759,0.25,13.24]
["June",4,"9PM to 10PM",21,"June 4, 2019 21:00","2019-06-04T21:00:00",{"v":54,"d":"54.0"},48.7,44.1,42.9,19.61,0.0766,0.29,13.13]
["June",5,"12AM to 1AM",0,"June 5, 2019 0:00","2019-06-05",51.1,47.4,44.1,42.9,18.91,0.0771,0.29,13.06]
["June",5,"3AM to 4AM",3,"June 5, 2019 3:00","2019-06-05T03:00:00",48.9,47.9,46.9,{"v":48,"d":"48.0"},19.16,0.0774,0.32,13.02]
["June",5,"7AM to 8AM",7,"June 5, 2019 7:00","2019-06-05T07:00:00",46.9,46.5,{"v":46,"d":"46.0"},46.3,18.43,0.0777,0.31,12.96]
["June",5,"11AM to 12PM",11,"June 5, 2019 11:00","2019-06-05T11:00:00",{"v":50,"d":"50.0"},47.3,{"v":45,"d":"45.0"},44.5,18.88,0.0772,{"v":0.3,"d":"0.30"},13.03]
["June",5,"2PM to 3PM",14,"June 5, 2019 14:00","2019-06-05T14:00:00",48.9,47.9,46.9,{"v":48,"d":"48.0"},19.16,0.0774,0.32,13.02]
["June",5,"3PM to 4PM",15,"June 5, 2019 15:00","2019-06-05T15:00:00",{"v":50,"d":"50.0"},47.9,{"v":46,"d":"46.0"},46.3,19.17,0.0772,0.31,13.04]
["June",5,"6PM to 7PM",18,"June 5, 2019 18:00","2019-06-05T18:00:00",46.9,44.9,{"v":43,"d":"43.0"},41.2,17.63,0.0777,0.28,12.95]
["June",5,"10PM to 11PM",22,"June 5, 2019 22:00","2019-06-05T22:00:00",{"v":45,"d":"45.0"},42.5,39.9,36.6,16.44,{"v":0.078,"d":"0.0780"},0.25,12.88]
["June",6,"1AM to 2AM",1,"June 6, 2019 1:00","2019-06-06T01:00:00",42.1,40.1,37.9,33.8,15.31,0.0785,0.23,{"v":12.8,"d":"12.80"}]
["June",6,"4AM to 5AM",4,"June 6, 2019 4:00","2019-06-06T04:00:00",{"v":41,"d":"41.0"},39.6,37.9,33.8,15.05,0.0787,0.23,12.77]
["June",6,"8AM to 9AM",8,"June 6, 2019 8:00","2019-06-06T08:00:00",44.1,41.6,{"v":39,"d":"39.0"},35.3,16.02,0.0782,0.24,12.85]
["June",6,"12PM to 1PM",12,"June 6, 2019 12:00","2019-06-06T12:00:00",{"v":50,"d":"50.0"},{"v":45,"d":"45.0"},39.9,36.6,17.66,0.0773,0.25,13.01]
["June",6,"1PM to 2PM",13,"June 6, 2019 13:00","2019-06-06T13:00:00",{"v":48,"d":"48.0"},43.6,{"v":39,"d":"39.0"},35.3,16.98,0.0776,0.24,12.96]
["June",6,"4PM to 5PM",16,"June 6, 2019 16:00","2019-06-06T16:00:00",48.9,43.6,37.9,33.8,16.97,0.0774,0.23,12.97]
["June",6,"7PM to 8PM",19,"June 6, 2019 19:00","2019-06-06T19:00:00",{"v":45,"d":"45.0"},42.5,39.9,36.6,16.44,{"v":0.078,"d":"0.0780"},0.25,12.88]
["June",6,"11PM to 12AM",23,"June 6, 2019 23:00","2019-06-06T23:00:00",{"v":43,"d":"43.0"},41.1,{"v":39,"d":"39.0"},35.3,15.76,0.0784,0.24,12.83]
["June",7,"2AM to 3AM",2,"June 7, 2019 2:00","2019-06-07T02:00:00",{"v":43,"d":"43.0"},41.1,{"v":39,"d":"39.0"},35.3,15.76,0.0784,0.24,12.83]
["June",7,"5AM to 6AM",5,"June 7, 2019 5:00","2019-06-07T05:00:00",42.1,40.6,{"v":39,"d":"39.0"},35.3,15.54,0.0785,0.24,{"v":12.8,"d":"12.80"}]
["June",7,"9AM to 10AM",9,{"$f":"A3785&\" \"&B3785&\", \"&$D$5&\" \"&D3785&\":00\"","v":"June 7, 2019 9:00"},{"$f":"DATEVALUE(E3785)+TIMEVALUE(E3785)","v":"2019-06-07T09:00:00"},44.1,41.6,{"v":39,"d":"39.0"},35.3,16.02,0.0782,0.24,12.85]
["June",7,"1PM to 2PM",13,"June 7, 2019 13:00","2019-06-07T13:00:00",{"v":46,"d":"46.0"},43.5,{"v":41,"d":"41.0"},38.1,16.94,0.0779,0.26,12.91]
["June",7,"2PM to 3PM",14,"June 7, 2019 14:00","2019-06-07T14:00:00",{"v":48,"d":"48.0"},45.4,{"v":43,"d":"43.0"},41.2,17.89,0.0775,0.28,12.97]
["June",7,"5PM to 6PM",17,"June 7, 2019 17:00","2019-06-07T17:00:00",{"v":50,"d":"50.0"},45.5,{"v":41,"d":"41.0"},38.1,{"v":17.9,"d":"17.90"},0.0773,0.26,13.01]
["June",7,"8PM to 9PM",20,"June 7, 2019 20:00","2019-06-07T20:00:00",51.1,45.5,39.9,36.6,17.92,0.0771,0.25,13.04]
["June",8,"12AM to 1AM",0,"June 8, 2019 0:00","2019-06-08",46.9,44.9,{"v":43,"d":"43.0"},41.2,17.63,0.0777,0.28,12.95]
["June",8,"3AM to 4AM",3,"June 8, 2019 3:00","2019-06-08T03:00:00",{"v":46,"d":"46.0"},{"v":45,"d":"45.0"},44.1,42.9,17.69,0.0778,0.29,12.93]
["June",8,"6AM to 7AM",6,"June 8, 2019 6:00","2019-06-08T06:00:00",46.9,45.9,{"v":45,"d":"45.0"},44.5,18.14,0.0777,{"v":0.3,"d":"0.30"},12.96]
["June",8,"11AM to 12PM",11,"June 8, 2019 11:00","2019-06-08T11:00:00",55.9,{"v":51,"d":"51.0"},46.9,{"v":48,"d":"48.0"},20.87,0.0763,0.32,{"v":13.2,"d":"13.20"}]
["June",8,"2PM to 3PM",14,"June 8, 2019 14:00","2019-06-08T14:00:00",57.9,51.4,{"v":46,"d":"46.0"},46.3,{"v":21.1,"d":"21.10"},{"v":0.076,"d":"0.0760"},0.31,13.24]
["June",8,"3PM to 4PM",15,"June 8, 2019 15:00","2019-06-08T15:00:00",{"v":59,"d":"59.0"},52.3,46.9,{"v":48,"d":"48.0"},21.61,0.0759,0.32,13.27]
["June",8,"6PM to 7PM",18,"June 8, 2019 18:00","2019-06-08T18:00:00",{"v":52,"d":"52.0"},50.9,{"v":50,"d":"50.0"},53.9,20.82,0.0769,0.36,13.11]
["June",8,"9PM to 10PM",21,"June 8, 2019 21:00","2019-06-08T21:00:00",{"v":52,"d":"52.0"},50.9,{"v":50,"d":"50.0"},53.9,20.82,0.0769,0.36,13.11]
["June",9,"1AM to 2AM",1,"June 9, 2019 1:00","2019-06-09T01:00:00",48.9,48.4,{"v":48,"d":"48.0"},{"v":50,"d":"50.0"},19.47,0.0773,0.34,13.02]
["June",9,"4AM to 5AM",4,"June 9, 2019 4:00","2019-06-09T04:00:00",48.9,47.9,46.9,{"v":48,"d":"48.0"},19.16,0.0774,0.32,13.02]
["June",9,"7AM to 8AM",7,"June 9, 2019 7:00","2019-06-09T07:00:00",48.9,48.9,48.9,51.7,19.74,0.0773,0.35,13.03]
["June",9,"12PM to 1PM",12,"June 9, 2019 12:00","2019-06-09T12:00:00",{"v":55,"d":"55.0"},52.2,{"v":50,"d":"50.0"},53.9,21.56,0.0764,0.36,13.19]
["June",9,"3PM to 4PM",15,"June 9, 2019 15:00","2019-06-09T15:00:00",53.1,51.3,{"v":50,"d":"50.0"},53.9,21.08,0.0767,0.36,13.14]
["June",9,"4PM to 5PM",16,"June 9, 2019 16:00","2019-06-09T16:00:00",{"v":52,"d":"52.0"},50.3,48.9,51.7,20.48,0.0769,0.35,13.11]
["June",9,"7PM to 8PM",19,"June 9, 2019 19:00","2019-06-09T19:00:00",48.9,47.9,46.9,{"v":48,"d":"48.0"},19.16,0.0774,0.32,13.02]
["June",9,"10PM to 11PM",22,"June 9, 2019 22:00","2019-06-09T22:00:00",{"v":48,"d":"48.0"},{"v":47,"d":"47.0"},{"v":46,"d":"46.0"},46.3,18.69,0.0775,0.31,12.99]
["June",10,"2AM to 3AM",{"$f":"IF(D3849+1>23,0,D3849+1)","v":2},"June 10, 2019 2:00","2019-06-10T02:00:00",46.9,46.5,{"v":46,"d":"46.0"},46.3,18.43,0.0777,0.31,12.96]
["June",10,"4AM to 5AM",4,"June 10, 2019 4:00","2019-06-10T04:00:00",{"v":46,"d":"46.0"},{"v":46,"d":"46.0"},{"v":46,"d":"46.0"},46.3,18.21,0.0778,0.31,12.94]
["June",10,"10AM to 11AM",10,"June 10, 2019 10:00","2019-06-10T10:00:00",{"v":48,"d":"48.0"},{"v":46,"d":"46.0"},44.1,42.9,18.17,0.0775,0.29,12.98]
["June",10,"1PM to 2PM",13,"June 10, 2019 13:00","2019-06-10T13:00:00",51.1,47.8,{"v":45,"d":"45.0"},44.5,19.14,{"v":0.077,"d":"0.0770"},{"v":0.3,"d":"0.30"},13.06]
["June",10,"4PM to 5PM",16,"June 10, 2019 16:00","2019-06-10T16:00:00",53.1,47.8,{"v":43,"d":"43.0"},41.2,19.12,0.0768,0.28,{"v":13.1,"d":"13.10"}]
["June",10,"5PM to 6PM",17,"June 10, 2019 17:00","2019-06-10T17:00:00",53.1,46.9,{"v":41,"d":"41.0"},38.1,18.64,0.0768,0.26,13.09]
["June",10,"8PM to 9PM",20,"June 10, 2019 20:00","2019-06-10T20:00:00",{"v":50,"d":"50.0"},{"v":46,"d":"46.0"},42.1,39.8,18.16,0.0772,0.27,13.02]
["June",11,"12AM to 1AM",0,"June 11, 2019 0:00","2019-06-11",44.1,42.1,39.9,36.6,16.22,0.0782,0.25,12.86]
["June",11,"3AM to 4AM",3,"June 11, 2019 3:00","2019-06-11T03:00:00",{"v":43,"d":"43.0"},41.1,{"v":39,"d":"39.0"},35.3,15.76,0.0784,0.24,12.83]
["June",11,"5AM to 6AM",5,"June 11, 2019 5:00","2019-06-11T05:00:00",42.1,40.6,{"v":39,"d":"39.0"},35.3,15.54,0.0785,0.24,{"v":12.8,"d":"12.80"}]
["June",11,"11AM to 12PM",11,"June 11, 2019 11:00","2019-06-11T11:00:00",48.9,44.1,{"v":39,"d":"39.0"},35.3,{"v":17.2,"d":"17.20"},0.0774,0.24,12.98]
["June",11,"2PM to 3PM",14,"June 11, 2019 14:00","2019-06-11T14:00:00",{"v":54,"d":"54.0"},46.9,39.9,36.6,18.62,0.0767,0.25,13.11]
["June",11,"5PM to 6PM",17,"June 11, 2019 17:00","2019-06-11T17:00:00",{"v":54,"d":"54.0"},47.3,{"v":41,"d":"41.0"},38.1,18.86,0.0767,0.26,13.12]
["June",11,"6PM to 7PM",18,"June 11, 2019 18:00","2019-06-11T18:00:00",{"v":54,"d":"54.0"},47.3,{"v":41,"d":"41.0"},38.1,18.86,0.0767,0.26,13.12]
["June",11,"9PM to 10PM",21,"June 11, 2019 21:00","2019-06-11T21:00:00",{"v":50,"d":"50.0"},{"v":46,"d":"46.0"},42.1,39.8,18.16,0.0772,0.27,13.02]
["June",12,"1AM to 2AM",1,"June 12, 2019 1:00","2019-06-12T01:00:00",44.1,42.6,{"v":41,"d":"41.0"},38.1,16.46,0.0782,0.26,12.86]
["June",12,"6AM to 7AM",6,"June 12, 2019 6:00","2019-06-12T06:00:00",{"v":48,"d":"48.0"},46.4,{"v":45,"d":"45.0"},44.5,{"v":18.4,"d":"18.40"},0.0775,{"v":0.3,"d":"0.30"},12.98]
["June",12,"8AM to 9AM",8,"June 12, 2019 8:00","2019-06-12T08:00:00",53.1,48.3,44.1,42.9,19.39,0.0768,0.29,13.11]
["June",12,"12PM to 1PM",12,"June 12, 2019 12:00","2019-06-12T12:00:00",{"v":59,"d":"59.0"},49.2,39.9,36.6,19.84,0.0759,0.25,13.24]
["June",12,"3PM to 4PM",15,"June 12, 2019 15:00","2019-06-12T15:00:00",{"v":66,"d":"66.0"},51.2,{"v":37,"d":"37.0"},32.6,20.93,0.0749,0.22,13.41]
["June",12,"6PM to 7PM",{"$f":"IF(D3913+1>23,0,D3913+1)","v":18},"June 12, 2019 18:00","2019-06-12T18:00:00",{"v":64,"d":"64.0"},50.6,37.9,33.8,20.63,0.0752,0.23,13.36]
["June",12,"7PM to 8PM",19,"June 12, 2019 19:00","2019-06-12T19:00:00",{"v":63,"d":"63.0"},50.2,37.9,33.8,20.37,0.0754,0.23,13.33]
["June",12,"10PM to 11PM",22,"June 12, 2019 22:00","2019-06-12T22:00:00",{"v":54,"d":"54.0"},48.7,44.1,42.9,19.61,0.0766,0.29,13.13]
["June",13,"2AM to 3AM",2,"June 13, 2019 2:00","2019-06-13T02:00:00",46.9,44.9,{"v":43,"d":"43.0"},41.2,17.63,0.0777,0.28,12.95]
["June",13,"7AM to 8AM",7,"June 13, 2019 7:00","2019-06-13T07:00:00",{"v":52,"d":"52.0"},49.2,46.9,{"v":48,"d":"48.0"},{"v":19.9,"d":"19.90"},0.0769,0.32,13.09]
["June",13,"9AM to 10AM",9,"June 13, 2019 9:00","2019-06-13T09:00:00",60.1,52.3,{"v":46,"d":"46.0"},46.3,21.62,0.0757,0.31,{"v":13.3,"d":"13.30"}]
["June",13,"1PM to 2PM",13,"June 13, 2019 13:00","2019-06-13T13:00:00",{"v":68,"d":"68.0"},53.5,{"v":41,"d":"41.0"},38.1,22.27,0.0746,0.26,13.47]
["June",13,"4PM to 5PM",16,"June 13, 2019 16:00","2019-06-13T16:00:00",66.9,55.5,46.9,{"v":48,"d":"48.0"},23.54,0.0747,0.32,13.48]
["June",13,"5PM to 6PM",17,"June 13, 2019 17:00","2019-06-13T17:00:00",{"v":57,"d":"57.0"},54.1,{"v":52,"d":"52.0"},{"v":58,"d":"58.0"},22.69,0.0761,0.39,13.25]
["June",13,"8PM to 9PM",20,"June 13, 2019 20:00","2019-06-13T20:00:00",{"v":57,"d":"57.0"},54.1,{"v":52,"d":"52.0"},{"v":58,"d":"58.0"},22.69,0.0761,0.39,13.25]
["June",13,"11PM to 12AM",23,"June 13, 2019 23:00","2019-06-13T23:00:00",{"v":52,"d":"52.0"},50.3,48.9,51.7,20.48,0.0769,0.35,13.11]
["June",14,"4AM to 5AM",4,"June 14, 2019 4:00","2019-06-14T04:00:00",{"v":50,"d":"50.0"},47.9,{"v":46,"d":"46.0"},46.3,19.17,0.0772,0.31,13.04]
["June",14,"7AM to 8AM",7,"June 14, 2019 7:00","2019-06-14T07:00:00",{"v":52,"d":"52.0"},47.3,{"v":43,"d":"43.0"},41.2,18.85,0.0769,0.28,13.07]
["June",14,"10AM to 11AM",10,"June 14, 2019 10:00","2019-06-14T10:00:00",62.1,51.8,{"v":43,"d":"43.0"},41.2,{"v":21.3,"d":"21.30"},0.0754,0.28,13.33]
["June",14,"2PM to 3PM",14,"June 14, 2019 14:00","2019-06-14T14:00:00",62.1,51.8,{"v":43,"d":"43.0"},41.2,{"v":21.3,"d":"21.30"},0.0754,0.28,13.33]
["June",14,"5PM to 6PM",17,"June 14, 2019 17:00","2019-06-14T17:00:00",{"v":63,"d":"63.0"},52.2,{"v":43,"d":"43.0"},41.2,21.52,0.0753,0.28,13.35]
["June",14,"6PM to 7PM",18,"June 14, 2019 18:00","2019-06-14T18:00:00",{"v":63,"d":"63.0"},52.6,44.1,42.9,21.79,0.0753,0.29,13.36]
["June",14,"9PM to 10PM",21,"June 14, 2019 21:00","2019-06-14T21:00:00",{"v":59,"d":"59.0"},51.4,{"v":45,"d":"45.0"},44.5,21.07,0.0759,{"v":0.3,"d":"0.30"},13.26]
["June",15,"12AM to 1AM",0,"June 15, 2019 0:00","2019-06-15",{"v":52,"d":"52.0"},46.9,42.1,39.8,18.64,0.0769,0.27,13.07]
["June",15,"5AM to 6AM",5,"June 15, 2019 5:00","2019-06-15T05:00:00",48.9,45.4,42.1,39.8,17.89,0.0774,0.27,12.99]
["June",15,"8AM to 9AM",8,"June 15, 2019 8:00","2019-06-15T08:00:00",{"v":57,"d":"57.0"},49.6,{"v":43,"d":"43.0"},41.2,20.08,0.0762,0.28,{"v":13.2,"d":"13.20"}]
["June",15,"12PM to 1PM",12,"June 15, 2019 12:00","2019-06-15T12:00:00",{"v":63,"d":"63.0"},51.8,42.1,39.8,{"v":21.3,"d":"21.30"},0.0753,0.27,13.35]
["June",15,"3PM to 4PM",15,"June 15, 2019 15:00","2019-06-15T15:00:00",66.9,52.3,{"v":39,"d":"39.0"},35.3,21.56,0.0748,0.24,13.44]
["June",15,"6PM to 7PM",18,"June 15, 2019 18:00","2019-06-15T18:00:00",{"v":66,"d":"66.0"},52.2,39.9,36.6,21.54,0.0749,0.25,13.42]
["June",15,"7PM to 8PM",19,"June 15, 2019 19:00","2019-06-15T19:00:00",{"v":66,"d":"66.0"},53.1,42.1,39.8,22.04,0.0749,0.27,13.43]
["June",15,"10PM to 11PM",22,"June 15, 2019 22:00","2019-06-15T22:00:00",{"v":57,"d":"57.0"},{"v":51,"d":"51.0"},{"v":46,"d":"46.0"},46.3,20.88,0.0762,0.31,13.22]
["June",16,"2AM to 3AM",2,"June 16, 2019 2:00","2019-06-16T02:00:00",51.1,50.5,{"v":50,"d":"50.0"},53.9,{"v":20.6,"d":"20.60"},{"v":0.077,"d":"0.0770"},0.36,13.09]
["June",16,"6AM to 7AM",6,"June 16, 2019 6:00","2019-06-16T06:00:00",51.1,50.5,{"v":50,"d":"50.0"},53.9,{"v":20.6,"d":"20.60"},{"v":0.077,"d":"0.0770"},0.36,13.09]
["June",16,"9AM to 10AM",9,"June 16, 2019 9:00","2019-06-16T09:00:00",51.1,49.9,48.9,51.7,20.27,{"v":0.077,"d":"0.0770"},0.35,13.08]
["June",16,"1PM to 2PM",13,"June 16, 2019 13:00","2019-06-16T13:00:00",51.1,51.1,51.1,56.1,20.94,{"v":0.077,"d":"0.0770"},0.38,{"v":13.1,"d":"13.10"}]
["June",16,"4PM to 5PM",16,"June 16, 2019 16:00","2019-06-16T16:00:00",53.1,52.4,{"v":52,"d":"52.0"},{"v":58,"d":"58.0"},21.72,0.0767,0.39,13.15]
["June",16,"7PM to 8PM",19,"June 16, 2019 19:00","2019-06-16T19:00:00",{"v":52,"d":"52.0"},51.5,51.1,56.1,21.16,0.0768,0.38,13.12]
["June",16,"8PM to 9PM",20,"June 16, 2019 20:00","2019-06-16T20:00:00",{"v":52,"d":"52.0"},50.9,{"v":50,"d":"50.0"},53.9,20.82,0.0769,0.36,13.11]
["June",16,"11PM to 12AM",23,"June 16, 2019 23:00","2019-06-16T23:00:00",48.9,48.4,{"v":48,"d":"48.0"},{"v":50,"d":"50.0"},19.47,0.0773,0.34,13.02]
["June",17,"3AM to 4AM",3,"June 17, 2019 3:00","2019-06-17T03:00:00",{"v":46,"d":"46.0"},{"v":46,"d":"46.0"},{"v":46,"d":"46.0"},46.3,18.21,0.0778,0.31,12.94]
["June",17,"7AM to 8AM",7,"June 17, 2019 7:00","2019-06-17T07:00:00",{"v":46,"d":"46.0"},{"v":46,"d":"46.0"},{"v":46,"d":"46.0"},46.3,18.21,0.0778,0.31,12.94]
["June",17,"10AM to 11AM",10,"June 17, 2019 10:00","2019-06-17T10:00:00",{"v":52,"d":"52.0"},49.8,{"v":48,"d":"48.0"},{"v":50,"d":"50.0"},20.22,0.0769,0.34,{"v":13.1,"d":"13.10"}]
["June",17,"2PM to 3PM",14,"June 17, 2019 14:00","2019-06-17T14:00:00",{"v":59,"d":"59.0"},52.3,46.9,{"v":48,"d":"48.0"},21.61,0.0759,0.32,13.27]
["June",17,"5PM to 6PM",17,"June 17, 2019 17:00","2019-06-17T17:00:00",57.9,51.4,{"v":46,"d":"46.0"},46.3,{"v":21.1,"d":"21.10"},{"v":0.076,"d":"0.0760"},0.31,13.24]
["June",17,"8PM to 9PM",20,"June 17, 2019 20:00","2019-06-17T20:00:00",{"v":57,"d":"57.0"},{"v":53,"d":"53.0"},{"v":50,"d":"50.0"},53.9,22.04,0.0761,0.36,13.24]
["June",17,"9PM to 10PM",21,"June 17, 2019 21:00","2019-06-17T21:00:00",{"v":54,"d":"54.0"},52.3,51.1,56.1,21.65,0.0765,0.38,13.17]
["June",18,"12AM to 1AM",0,"June 18, 2019 0:00","2019-06-18",53.1,52.4,{"v":52,"d":"52.0"},{"v":58,"d":"58.0"},21.72,0.0767,0.39,13.15]
["June",18,"5AM to 6AM",5,"June 18, 2019 5:00","2019-06-18T05:00:00",{"v":52,"d":"52.0"},{"v":52,"d":"52.0"},{"v":52,"d":"52.0"},{"v":58,"d":"58.0"},21.46,0.0768,0.39,13.12]
["June",18,"8AM to 9AM",8,"June 18, 2019 8:00","2019-06-18T08:00:00",{"v":54,"d":"54.0"},52.8,{"v":52,"d":"52.0"},{"v":58,"d":"58.0"},21.94,0.0765,0.39,13.18]
["June",18,"11AM to 12PM",11,"June 18, 2019 11:00","2019-06-18T11:00:00",57.9,55.6,{"v":54,"d":"54.0"},62.5,{"v":23.6,"d":"23.60"},0.0759,0.42,13.29]
["June",18,"3PM to 4PM",15,"June 18, 2019 15:00","2019-06-18T15:00:00",{"v":63,"d":"63.0"},58.1,{"v":55,"d":"55.0"},{"v":65,"d":"65.0"},25.22,0.0752,0.44,13.43]
["June",18,"6PM to 7PM",18,"June 18, 2019 18:00","2019-06-18T18:00:00",{"v":61,"d":"61.0"},56.3,53.1,60.4,24.03,0.0755,0.41,13.36]
["June",18,"9PM to 10PM",21,"June 18, 2019 21:00","2019-06-18T21:00:00",53.1,52.4,{"v":52,"d":"52.0"},{"v":58,"d":"58.0"},21.72,0.0767,0.39,13.15]
["June",18,"10PM to 11PM",22,"June 18, 2019 22:00","2019-06-18T22:00:00",{"v":52,"d":"52.0"},51.5,51.1,56.1,21.16,0.0768,0.38,13.12]
["June",19,"1AM to 2AM",1,"June 19, 2019 1:00","2019-06-19T01:00:00",48.9,48.4,{"v":48,"d":"48.0"},{"v":50,"d":"50.0"},19.47,0.0773,0.34,13.02]
["June",19,"6AM to 7AM",6,"June 19, 2019 6:00","2019-06-19T06:00:00",48.9,47.9,46.9,{"v":48,"d":"48.0"},19.16,0.0774,0.32,13.02]
["June",19,"9AM to 10AM",9,"June 19, 2019 9:00","2019-06-19T09:00:00",51.1,48.8,46.9,{"v":48,"d":"48.0"},19.69,{"v":0.077,"d":"0.0770"},0.32,13.07]
["June",19,"12PM to 1PM",12,"June 19, 2019 12:00","2019-06-19T12:00:00",55.9,{"v":52,"d":"52.0"},48.9,51.7,21.45,0.0763,0.35,13.21]
["June",19,"4PM to 5PM",16,"June 19, 2019 16:00","2019-06-19T16:00:00",62.1,54.5,48.9,51.7,22.94,0.0754,0.35,13.36]
["June",19,"7PM to 8PM",19,"June 19, 2019 19:00","2019-06-19T19:00:00",{"v":59,"d":"59.0"},50.5,{"v":43,"d":"43.0"},41.2,20.56,0.0759,0.28,13.25]
["June",19,"8PM to 9PM",20,"June 19, 2019 20:00","2019-06-19T20:00:00",{"v":57,"d":"57.0"},49.6,{"v":43,"d":"43.0"},41.2,20.08,0.0762,0.28,{"v":13.2,"d":"13.20"}]
["June",20,"2AM to 3AM",2,"June 20, 2019 2:00","2019-06-20T02:00:00",{"v":41,"d":"41.0"},{"v":41,"d":"41.0"},{"v":41,"d":"41.0"},38.1,15.72,0.0786,0.26,12.78]
["June",20,"3AM to 4AM",3,"June 20, 2019 3:00","2019-06-20T03:00:00",{"v":45,"d":"45.0"},44.5,44.1,42.9,17.42,{"v":0.078,"d":"0.0780"},0.29,{"v":12.9,"d":"12.90"}]
["June",20,"7AM to 8AM",7,"June 20, 2019 7:00","2019-06-20T07:00:00",{"v":46,"d":"46.0"},{"v":45,"d":"45.0"},44.1,42.9,17.69,0.0778,0.29,12.93]
["June",20,"10AM to 11AM",10,"June 20, 2019 10:00","2019-06-20T10:00:00",{"v":50,"d":"50.0"},47.3,{"v":45,"d":"45.0"},44.5,18.88,0.0772,{"v":0.3,"d":"0.30"},13.03]
["June",20,"1PM to 2PM",13,"June 20, 2019 13:00","2019-06-20T13:00:00",{"v":59,"d":"59.0"},52.8,{"v":48,"d":"48.0"},{"v":50,"d":"50.0"},21.92,0.0758,0.34,13.28]
["June",20,"5PM to 6PM",17,{"$f":"A4105&\" \"&B4105&\", \"&$D$5&\" \"&D4105&\":00\"","v":"June 20, 2019 17:00"},{"$f":"DATEVALUE(E4105)+TIMEVALUE(E4105)","v":"2019-06-20T17:00:00"},64.9,55.2,{"v":48,"d":"48.0"},{"v":50,"d":"50.0"},23.37,{"v":0.075,"d":"0.0750"},0.34,13.43]
["June",20,"8PM to 9PM",20,"June 20, 2019 20:00","2019-06-20T20:00:00",{"v":61,"d":"61.0"},53.1,46.9,{"v":48,"d":"48.0"},22.09,0.0756,0.32,13.32]
["June",20,"9PM to 10PM",21,"June 20, 2019 21:00","2019-06-20T21:00:00",60.1,52.7,46.9,{"v":48,"d":"48.0"},21.87,0.0757,0.32,{"v":13.3,"d":"13.30"}]
["June",21,"3AM to 4AM",3,"June 21, 2019 3:00","2019-06-21T03:00:00",{"v":46,"d":"46.0"},45.5,{"v":45,"d":"45.0"},44.5,17.92,0.0778,{"v":0.3,"d":"0.30"},12.93]
["June",21,"4AM to 5AM",4,"June 21, 2019 4:00","2019-06-21T04:00:00",{"v":45,"d":"45.0"},44.5,44.1,42.9,17.42,{"v":0.078,"d":"0.0780"},0.29,{"v":12.9,"d":"12.90"}]
["June",21,"8AM to 9AM",8,"June 21, 2019 8:00","2019-06-21T08:00:00",48.9,46.8,{"v":45,"d":"45.0"},44.5,18.62,0.0774,{"v":0.3,"d":"0.30"},13.01]
["June",21,"11AM to 12PM",11,"June 21, 2019 11:00","2019-06-21T11:00:00",{"v":55,"d":"55.0"},50.6,46.9,{"v":48,"d":"48.0"},20.65,0.0764,0.32,13.17]
["June",21,"2PM to 3PM",14,"June 21, 2019 14:00","2019-06-21T14:00:00",60.1,53.3,{"v":48,"d":"48.0"},{"v":50,"d":"50.0"},22.19,0.0757,0.34,13.31]
["June",21,"6PM to 7PM",18,"June 21, 2019 18:00","2019-06-21T18:00:00",{"v":63,"d":"63.0"},52.2,{"v":43,"d":"43.0"},41.2,21.52,0.0753,0.28,13.35]
["June",21,"9PM to 10PM",21,"June 21, 2019 21:00","2019-06-21T21:00:00",55.9,49.6,44.1,42.9,20.09,0.0763,0.29,13.18]
["June",22,"12AM to 1AM",0,"June 22, 2019 0:00","2019-06-22",48.9,45.9,{"v":43,"d":"43.0"},41.2,18.11,0.0774,0.28,{"v":13,"d":"13.00"}]
["June",22,"2AM to 3AM",2,"June 22, 2019 2:00","2019-06-22T02:00:00",46.9,{"v":44,"d":"44.0"},{"v":41,"d":"41.0"},38.1,17.16,0.0777,0.26,12.94]
["June",22,"5AM to 6AM",5,"June 22, 2019 5:00","2019-06-22T05:00:00",{"v":45,"d":"45.0"},42.1,{"v":39,"d":"39.0"},35.3,16.24,{"v":0.078,"d":"0.0780"},0.24,12.88]
["June",22,"9AM to 10AM",9,"June 22, 2019 9:00","2019-06-22T09:00:00",46.9,43.1,{"v":39,"d":"39.0"},35.3,16.72,0.0777,0.24,12.93]
["June",22,"12PM to 1PM",12,"June 22, 2019 12:00","2019-06-22T12:00:00",46.9,44.5,42.1,39.8,17.41,0.0777,0.27,12.94]
["June",22,"4PM to 5PM",16,"June 22, 2019 16:00","2019-06-22T16:00:00",48.9,44.1,{"v":39,"d":"39.0"},35.3,{"v":17.2,"d":"17.20"},0.0774,0.24,12.98]
["June",22,"7PM to 8PM",19,"June 22, 2019 19:00","2019-06-22T19:00:00",{"v":48,"d":"48.0"},44.5,{"v":41,"d":"41.0"},38.1,17.42,0.0776,0.26,12.96]
["June",22,"10PM to 11PM",22,"June 22, 2019 22:00","2019-06-22T22:00:00",{"v":46,"d":"46.0"},{"v":43,"d":"43.0"},39.9,36.6,{"v":16.7,"d":"16.70"},0.0779,0.25,12.91]
["June",23,"1AM to 2AM",1,"June 23, 2019 1:00","2019-06-23T01:00:00",44.1,43.1,42.1,39.8,16.71,0.0782,0.27,12.87]
["June",23,"3AM to 4AM",3,"June 23, 2019 3:00","2019-06-23T03:00:00",42.1,41.6,{"v":41,"d":"41.0"},38.1,15.98,0.0785,0.26,12.81]
["June",23,"6AM to 7AM",6,"June 23, 2019 6:00","2019-06-23T06:00:00",{"v":43,"d":"43.0"},42.5,42.1,39.8,16.45,0.0783,0.27,12.84]
["June",23,"10AM to 11AM",{"$f":"IF(D4169+1>23,0,D4169+1)","v":10},"June 23, 2019 10:00","2019-06-23T10:00:00",{"v":46,"d":"46.0"},{"v":45,"d":"45.0"},44.1,42.9,17.69,0.0778,0.29,12.93]
["June",23,"1PM to 2PM",13,"June 23, 2019 13:00","2019-06-23T13:00:00",{"v":48,"d":"48.0"},{"v":46,"d":"46.0"},44.1,42.9,18.17,0.0775,0.29,12.98]
["June",23,"5PM to 6PM",17,"June 23, 2019 17:00","2019-06-23T17:00:00",{"v":52,"d":"52.0"},45.9,39.9,36.6,18.14,{"v":0.077,"d":"0.0770"},0.25,13.06]
["June",23,"8PM to 9PM",20,"June 23, 2019 20:00","2019-06-23T20:00:00",{"v":52,"d":"52.0"},45.9,39.9,36.6,18.14,{"v":0.077,"d":"0.0770"},0.25,13.06]
["June",23,"10PM to 11PM",22,"June 23, 2019 22:00","2019-06-23T22:00:00",46.9,43.5,39.9,36.6,16.92,0.0777,0.25,12.93]
["June",24,"1AM to 2AM",1,"June 24, 2019 1:00","2019-06-24T01:00:00",44.1,43.1,42.1,39.8,16.71,0.0782,0.27,12.87]
["June",24,"4AM to 5AM",4,"June 24, 2019 4:00","2019-06-24T04:00:00",42.1,41.6,{"v":41,"d":"41.0"},38.1,15.98,0.0785,0.26,12.81]
["June",24,"7AM to 8AM",7,"June 24, 2019 7:00","2019-06-24T07:00:00",{"v":48,"d":"48.0"},{"v":45,"d":"45.0"},42.1,39.8,17.68,0.0775,0.27,12.97]
["June",24,"11AM to 12PM",11,"June 24, 2019 11:00","2019-06-24T11:00:00",{"v":55,"d":"55.0"},49.2,44.1,42.9,19.87,0.0765,0.29,13.16]
["June",24,"2PM to 3PM",14,"June 24, 2019 14:00","2019-06-24T14:00:00",{"v":59,"d":"59.0"},50.9,44.1,42.9,20.83,0.0759,0.29,13.26]
["June",24,"6PM to 7PM",18,"June 24, 2019 18:00","2019-06-24T18:00:00",{"v":61,"d":"61.0"},51.8,44.1,42.9,21.31,0.0756,0.29,13.31]
["June",24,"9PM to 10PM",21,"June 24, 2019 21:00","2019-06-24T21:00:00",53.1,48.7,{"v":45,"d":"45.0"},44.5,19.62,0.0768,{"v":0.3,"d":"0.30"},13.11]
["June",24,"11PM to 12AM",23,"June 24, 2019 23:00","2019-06-24T23:00:00",46.9,45.5,44.1,42.9,{"v":17.9,"d":"17.90"},0.0777,0.29,12.95]
["June",25,"2AM to 3AM",2,"June 25, 2019 2:00","2019-06-25T02:00:00",42.1,42.1,42.1,39.8,16.23,0.0785,0.27,12.82]
["June",25,"5AM to 6AM",5,"June 25, 2019 5:00","2019-06-25T05:00:00",{"v":45,"d":"45.0"},44.5,44.1,42.9,17.42,{"v":0.078,"d":"0.0780"},0.29,{"v":12.9,"d":"12.90"}]
["June",25,"9AM to 10AM",9,"June 25, 2019 9:00","2019-06-25T09:00:00",{"v":50,"d":"50.0"},47.9,{"v":46,"d":"46.0"},46.3,19.17,0.0772,0.31,13.04]
["June",25,"12PM to 1PM",12,"June 25, 2019 12:00","2019-06-25T12:00:00",55.9,49.6,44.1,42.9,20.09,0.0763,0.29,13.18]
["June",25,"3PM to 4PM",15,"June 25, 2019 15:00","2019-06-25T15:00:00",{"v":59,"d":"59.0"},51.9,{"v":46,"d":"46.0"},46.3,21.36,0.0759,0.31,13.27]
["June",25,"7PM to 8PM",19,"June 25, 2019 19:00","2019-06-25T19:00:00",55.9,{"v":50,"d":"50.0"},{"v":45,"d":"45.0"},44.5,20.32,0.0763,{"v":0.3,"d":"0.30"},13.19]
["June",25,"8PM to 9PM",20,"June 25, 2019 20:00","2019-06-25T20:00:00",{"v":54,"d":"54.0"},49.1,{"v":45,"d":"45.0"},44.5,19.84,0.0766,{"v":0.3,"d":"0.30"},13.13]
["June",26,"2AM to 3AM",{"$f":"IF(D4233+1>23,0,D4233+1)","v":2},"June 26, 2019 2:00","2019-06-26T02:00:00",46.9,44.5,42.1,39.8,17.41,0.0777,0.27,12.94]
["June",26,"3AM to 4AM",3,"June 26, 2019 3:00","2019-06-26T03:00:00",46.9,44.5,42.1,39.8,17.41,0.0777,0.27,12.94]
["June",26,"6AM to 7AM",6,"June 26, 2019 6:00","2019-06-26T06:00:00",{"v":48,"d":"48.0"},{"v":45,"d":"45.0"},42.1,39.8,17.68,0.0775,0.27,12.97]
["June",26,"10AM to 11AM",10,"June 26, 2019 10:00","2019-06-26T10:00:00",{"v":52,"d":"52.0"},46.9,42.1,39.8,18.64,0.0769,0.27,13.07]
["June",26,"1PM to 2PM",13,"June 26, 2019 13:00","2019-06-26T13:00:00",55.9,48.7,42.1,39.8,{"v":19.6,"d":"19.60"},0.0764,0.27,13.17]
["June",26,"4PM to 5PM",16,"June 26, 2019 16:00","2019-06-26T16:00:00",{"v":57,"d":"57.0"},49.2,42.1,39.8,19.86,0.0762,0.27,{"v":13.2,"d":"13.20"}]
["June",26,"8PM to 9PM",20,"June 26, 2019 20:00","2019-06-26T20:00:00",{"v":57,"d":"57.0"},49.2,42.1,39.8,19.86,0.0762,0.27,{"v":13.2,"d":"13.20"}]
["June",26,"9PM to 10PM",21,"June 26, 2019 21:00","2019-06-26T21:00:00",55.9,49.1,{"v":43,"d":"43.0"},41.2,19.82,0.0763,0.28,13.18]
["June",27,"1AM to 2AM",1,"June 27, 2019 1:00","2019-06-27T01:00:00",46.9,44.9,{"v":43,"d":"43.0"},41.2,17.63,0.0777,0.28,12.95]
["June",27,"4AM to 5AM",4,"June 27, 2019 4:00","2019-06-27T04:00:00",{"v":43,"d":"43.0"},42.5,42.1,39.8,16.45,0.0783,0.27,12.84]
["June",27,"7AM to 8AM",7,"June 27, 2019 7:00","2019-06-27T07:00:00",{"v":50,"d":"50.0"},46.9,44.1,42.9,18.65,0.0772,0.29,13.03]
["June",27,"11AM to 12PM",11,"June 27, 2019 11:00","2019-06-27T11:00:00",{"v":57,"d":"57.0"},50.1,44.1,42.9,20.35,0.0762,0.29,13.21]
["June",27,"2PM to 3PM",14,"June 27, 2019 14:00","2019-06-27T14:00:00",{"v":61,"d":"61.0"},52.2,{"v":45,"d":"45.0"},44.5,21.55,0.0756,{"v":0.3,"d":"0.30"},13.31]
["June",27,"5PM to 6PM",17,"June 27, 2019 17:00","2019-06-27T17:00:00",62.1,53.1,{"v":46,"d":"46.0"},46.3,{"v":22.1,"d":"22.10"},0.0754,0.31,13.35]
["June",27,"10PM to 11PM",22,"June 27, 2019 22:00","2019-06-27T22:00:00",53.1,50.3,{"v":48,"d":"48.0"},{"v":50,"d":"50.0"},20.48,0.0767,0.34,13.13]
["June",28,"1AM to 2AM",1,"June 28, 2019 1:00","2019-06-28T01:00:00",46.9,45.9,{"v":45,"d":"45.0"},44.5,18.14,0.0777,{"v":0.3,"d":"0.30"},12.96]
["June",28,"2AM to 3AM",2,"June 28, 2019 2:00","2019-06-28T02:00:00",{"v":48,"d":"48.0"},46.4,{"v":45,"d":"45.0"},44.5,{"v":18.4,"d":"18.40"},0.0775,{"v":0.3,"d":"0.30"},12.98]
["June",28,"5AM to 6AM",5,"June 28, 2019 5:00","2019-06-28T05:00:00",46.9,45.5,44.1,42.9,{"v":17.9,"d":"17.90"},0.0777,0.29,12.95]
["June",28,"8AM to 9AM",8,"June 28, 2019 8:00","2019-06-28T08:00:00",{"v":59,"d":"59.0"},53.3,48.9,51.7,22.19,0.0758,0.35,13.29]
["June",28,"12PM to 1PM",12,"June 28, 2019 12:00","2019-06-28T12:00:00",66.9,55.1,{"v":46,"d":"46.0"},46.3,23.28,0.0747,0.31,13.47]
["June",28,"3PM to 4PM",15,"June 28, 2019 15:00","2019-06-28T15:00:00",69.1,{"v":56,"d":"56.0"},{"v":46,"d":"46.0"},46.3,23.81,0.0744,0.31,13.53]
["June",28,"6PM to 7PM",{"$f":"IF(D4297+1>23,0,D4297+1)","v":18},"June 28, 2019 18:00","2019-06-28T18:00:00",{"v":59,"d":"59.0"},56.6,{"v":55,"d":"55.0"},{"v":65,"d":"65.0"},24.26,0.0757,0.44,13.33]
["June",28,"11PM to 12AM",23,"June 28, 2019 23:00","2019-06-28T23:00:00",{"v":55,"d":"55.0"},54.4,{"v":54,"d":"54.0"},62.5,{"v":22.9,"d":"22.90"},0.0763,0.42,13.22]
["June",29,"2AM to 3AM",2,"June 29, 2019 2:00","2019-06-29T02:00:00",48.9,48.4,{"v":48,"d":"48.0"},{"v":50,"d":"50.0"},19.47,0.0773,0.34,13.02]
["June",29,"3AM to 4AM",3,"June 29, 2019 3:00","2019-06-29T03:00:00",48.9,48.4,{"v":48,"d":"48.0"},{"v":50,"d":"50.0"},19.47,0.0773,0.34,13.02]
["June",29,"6AM to 7AM",6,"June 29, 2019 6:00","2019-06-29T06:00:00",{"v":50,"d":"50.0"},49.4,48.9,51.7,{"v":20,"d":"20.00"},0.0772,0.35,13.05]
["June",29,"9AM to 10AM",9,"June 29, 2019 9:00","2019-06-29T09:00:00",60.1,54.8,51.1,56.1,23.14,0.0756,0.38,13.33]
["June",29,"1PM to 2PM",13,"June 29, 2019 13:00","2019-06-29T13:00:00",{"v":63,"d":"63.0"},53.5,{"v":46,"d":"46.0"},46.3,22.32,0.0753,0.31,13.37]
["June",29,"4PM to 5PM",16,"June 29, 2019 16:00","2019-06-29T16:00:00",64.9,53.8,{"v":45,"d":"45.0"},44.5,22.51,{"v":0.075,"d":"0.0750"},{"v":0.3,"d":"0.30"},13.42]
["June",29,"8PM to 9PM",20,"June 29, 2019 20:00","2019-06-29T20:00:00",{"v":66,"d":"66.0"},53.1,42.1,39.8,22.04,0.0749,0.27,13.43]
["June",30,"12AM to 1AM",0,"June 30, 2019 0:00","2019-06-30",55.9,54.2,53.1,60.4,{"v":22.8,"d":"22.80"},0.0762,0.41,13.23]
["June",30,"3AM to 4AM",3,"June 30, 2019 3:00","2019-06-30T03:00:00",51.1,50.5,{"v":50,"d":"50.0"},53.9,{"v":20.6,"d":"20.60"},{"v":0.077,"d":"0.0770"},0.36,13.09]
["June",30,"4AM to 5AM",4,"June 30, 2019 4:00","2019-06-30T04:00:00",48.9,48.9,48.9,51.7,19.74,0.0773,0.35,13.03]
["June",30,"7AM to 8AM",7,"June 30, 2019 7:00","2019-06-30T07:00:00",{"v":57,"d":"57.0"},55.8,{"v":55,"d":"55.0"},{"v":65,"d":"65.0"},23.77,{"v":0.076,"d":"0.0760"},0.44,13.27]
["June",30,"10AM to 11AM",10,"June 30, 2019 10:00","2019-06-30T10:00:00",66.9,{"v":59,"d":"59.0"},{"v":54,"d":"54.0"},62.5,25.79,0.0746,0.42,13.52]
["June",30,"2PM to 3PM",14,"June 30, 2019 14:00","2019-06-30T14:00:00",73.9,59.6,{"v":50,"d":"50.0"},53.9,26.16,0.0737,0.36,13.67]
["June",30,"5PM to 6PM",17,"June 30, 2019 17:00","2019-06-30T17:00:00",75.9,60.3,{"v":50,"d":"50.0"},53.9,26.65,0.0734,0.36,13.73]
["June",30,"9PM to 10PM",21,"June 30, 2019 21:00","2019-06-30T21:00:00",{"v":70,"d":"70.0"},58.8,51.4,56.9,25.67,0.0742,0.38,13.58]
["July",1,"1AM to 2AM",1,"July 1, 2019 1:00","2019-07-01T01:00:00",54.1,49.1,44.8,44.2,19.84,0.0766,{"v":0.3,"d":"0.30"},13.14]
["July",1,"4AM to 5AM",4,"July 1, 2019 4:00","2019-07-01T04:00:00",45.7,43.4,{"v":41,"d":"41.0"},38.1,16.85,0.0779,0.26,{"v":12.9,"d":"12.90"}]
["July",1,"5AM to 6AM",5,"July 1, 2019 5:00","2019-07-01T05:00:00",{"v":45,"d":"45.0"},42.5,39.9,36.6,16.44,{"v":0.078,"d":"0.0780"},0.25,12.88]
["July",1,"8AM to 9AM",8,"July 1, 2019 8:00","2019-07-01T08:00:00",51.1,{"v":46,"d":"46.0"},{"v":41,"d":"41.0"},38.1,18.16,0.0771,0.26,13.04]
["July",1,"12PM to 1PM",12,"July 1, 2019 12:00","2019-07-01T12:00:00",55.9,49.5,43.9,42.7,20.04,0.0763,0.29,13.18]
["July",1,"3PM to 4PM",15,"July 1, 2019 15:00","2019-07-01T15:00:00",58.3,50.8,44.4,43.5,20.75,{"v":0.076,"d":"0.0760"},0.29,13.24]
["July",1,"6PM to 7PM",18,"July 1, 2019 18:00","2019-07-01T18:00:00",58.3,50.3,43.3,41.8,20.47,{"v":0.076,"d":"0.0760"},0.28,13.24]
["July",1,"11PM to 12AM",23,"July 1, 2019 23:00","2019-07-01T23:00:00",48.9,45.4,42.1,39.8,17.89,0.0774,0.27,12.99]
["July",2,"2AM to 3AM",2,"July 2, 2019 2:00","2019-07-02T02:00:00",48.9,44.9,{"v":41,"d":"41.0"},38.1,17.64,0.0774,0.26,12.99]
["July",2,"5AM to 6AM",5,"July 2, 2019 5:00","2019-07-02T05:00:00",48.9,44.9,{"v":41,"d":"41.0"},38.1,17.64,0.0774,0.26,12.99]
["July",2,"6AM to 7AM",6,"July 2, 2019 6:00","2019-07-02T06:00:00",49.3,45.6,42.1,39.8,17.98,0.0774,0.27,{"v":13,"d":"13.00"}]
["July",2,"9AM to 10AM",9,"July 2, 2019 9:00","2019-07-02T09:00:00",51.1,{"v":47,"d":"47.0"},43.2,41.5,18.68,0.0771,0.28,13.05]
["July",2,"1PM to 2PM",13,"July 2, 2019 13:00","2019-07-02T13:00:00",53.1,47.5,42.3,40.1,18.94,0.0768,0.27,{"v":13.1,"d":"13.10"}]
["July",2,"4PM to 5PM",16,"July 2, 2019 16:00","2019-07-02T16:00:00",{"v":55,"d":"55.0"},47.8,{"v":41,"d":"41.0"},38.1,19.12,0.0765,0.26,13.14]
["July",2,"7PM to 8PM",19,"July 2, 2019 19:00","2019-07-02T19:00:00",54.7,{"v":48,"d":"48.0"},41.7,39.2,{"v":19.2,"d":"19.20"},0.0765,0.26,13.14]
["July",3,"12AM to 1AM",0,"July 3, 2019 0:00","2019-07-03",{"v":50,"d":"50.0"},47.3,{"v":45,"d":"45.0"},44.5,18.88,0.0772,{"v":0.3,"d":"0.30"},13.03]
["July",3,"3AM to 4AM",3,"July 3, 2019 3:00","2019-07-03T03:00:00",{"v":48,"d":"48.0"},{"v":47,"d":"47.0"},{"v":46,"d":"46.0"},46.3,18.69,0.0775,0.31,12.99]
["July",3,"6AM to 7AM",6,"July 3, 2019 6:00","2019-07-03T06:00:00",49.1,47.8,46.8,47.6,19.15,0.0773,0.32,13.02]
["July",3,"7AM to 8AM",7,"July 3, 2019 7:00","2019-07-03T07:00:00",{"v":50,"d":"50.0"},48.9,{"v":48,"d":"48.0"},{"v":50,"d":"50.0"},19.73,0.0772,0.34,13.05]
["July",3,"10AM to 11AM",10,"July 3, 2019 10:00","2019-07-03T10:00:00",53.1,{"v":50,"d":"50.0"},47.5,{"v":49,"d":"49.0"},20.32,0.0767,0.33,13.13]
["July",3,"2PM to 3PM",14,"July 3, 2019 14:00","2019-07-03T14:00:00",{"v":52,"d":"52.0"},50.3,48.9,51.7,20.48,0.0769,0.35,13.11]
["July",3,"4PM to 5PM",16,"July 3, 2019 16:00","2019-07-03T16:00:00",55.4,50.9,47.3,48.6,20.84,0.0764,0.33,13.18]
["July",3,"9PM to 10PM",21,"July 3, 2019 21:00","2019-07-03T21:00:00",52.3,50.2,48.6,{"v":51,"d":"51.0"},20.46,0.0768,0.34,13.11]
["July",4,"1AM to 2AM",1,{"$f":"A4425&\" \"&B4425&\", \"&$D$5&\" \"&D4425&\":00\"","v":"July 4, 2019 1:00"},{"$f":"DATEVALUE(E4425)+TIMEVALUE(E4425)","v":"2019-07-04T01:00:00"},49.6,48.9,48.2,50.3,{"v":19.7,"d":"19.70"},0.0772,0.34,13.04]
["July",4,"4AM to 5AM",4,"July 4, 2019 4:00","2019-07-04T04:00:00",46.9,46.1,45.3,45.1,18.23,0.0777,{"v":0.3,"d":"0.30"},12.96]
["July",4,"5AM to 6AM",5,"July 4, 2019 5:00","2019-07-04T05:00:00",{"v":46,"d":"46.0"},{"v":45,"d":"45.0"},44.1,42.9,17.69,0.0778,0.29,12.93]
["July",4,"8AM to 9AM",8,"July 4, 2019 8:00","2019-07-04T08:00:00",{"v":48,"d":"48.0"},{"v":45,"d":"45.0"},42.1,39.8,17.68,0.0775,0.27,12.97]
["July",4,"11AM to 12PM",11,"July 4, 2019 11:00","2019-07-04T11:00:00",53.1,48.7,{"v":45,"d":"45.0"},44.5,19.62,0.0768,{"v":0.3,"d":"0.30"},13.11]
["July",4,"3PM to 4PM",15,"July 4, 2019 15:00","2019-07-04T15:00:00",54.7,49.2,44.4,43.5,19.88,0.0765,0.29,13.15]
["July",4,"5PM to 6PM",17,"July 4, 2019 17:00","2019-07-04T17:00:00",{"v":54,"d":"54.0"},50.1,46.9,{"v":48,"d":"48.0"},20.39,0.0766,0.32,13.15]
["July",4,"10PM to 11PM",22,"July 4, 2019 22:00","2019-07-04T22:00:00",50.9,47.7,44.8,44.2,19.05,0.0771,{"v":0.3,"d":"0.30"},13.06]
["July",5,"2AM to 3AM",2,"July 5, 2019 2:00","2019-07-05T02:00:00",{"v":43,"d":"43.0"},41.1,{"v":39,"d":"39.0"},35.3,15.76,0.0784,0.24,12.83]
["July",5,"5AM to 6AM",5,"July 5, 2019 5:00","2019-07-05T05:00:00",{"v":45,"d":"45.0"},42.1,{"v":39,"d":"39.0"},35.3,16.24,{"v":0.078,"d":"0.0780"},0.24,12.88]
["July",5,"6AM to 7AM",6,"July 5, 2019 6:00","2019-07-05T06:00:00",45.3,42.8,40.1,36.8,16.56,{"v":0.078,"d":"0.0780"},0.25,12.89]
["July",5,"9AM to 10AM",9,"July 5, 2019 9:00","2019-07-05T09:00:00",47.3,44.9,42.6,40.6,17.63,0.0776,0.27,12.95]
["July",5,"12PM to 1PM",12,"July 5, 2019 12:00","2019-07-05T12:00:00",51.3,47.2,43.5,42.1,18.81,{"v":0.077,"d":"0.0770"},0.28,13.06]
["July",5,"6PM to 7PM",18,"July 5, 2019 18:00","2019-07-05T18:00:00",53.6,48.5,44.1,42.9,19.52,0.0767,0.29,13.12]
["July",5,"8PM to 9PM",20,"July 5, 2019 20:00","2019-07-05T20:00:00",53.1,49.3,{"v":46,"d":"46.0"},46.3,19.92,0.0767,0.31,13.12]
["July",5,"11PM to 12AM",23,"July 5, 2019 23:00","2019-07-05T23:00:00",{"v":50,"d":"50.0"},47.9,{"v":46,"d":"46.0"},46.3,19.17,0.0772,0.31,13.04]
["July",6,"3AM to 4AM",3,"July 6, 2019 3:00","2019-07-06T03:00:00",48.9,47.9,46.9,{"v":48,"d":"48.0"},19.16,0.0774,0.32,13.02]
["July",6,"6AM to 7AM",6,"July 6, 2019 6:00","2019-07-06T06:00:00",{"v":50,"d":"50.0"},48.7,47.7,49.3,19.63,0.0772,0.33,13.05]
["July",6,"7AM to 8AM",7,"July 6, 2019 7:00","2019-07-06T07:00:00",50.9,49.8,48.9,51.7,20.22,{"v":0.077,"d":"0.0770"},0.35,13.08]
["July",6,"10AM to 11AM",10,"July 6, 2019 10:00","2019-07-06T10:00:00",{"v":54,"d":"54.0"},50.9,48.4,50.7,{"v":20.8,"d":"20.80"},0.0766,0.34,13.15]
["July",6,"1PM to 2PM",13,"July 6, 2019 13:00","2019-07-06T13:00:00",56.3,51.8,48.2,50.3,21.32,0.0762,0.34,13.21]
["July",6,"7PM to 8PM",19,"July 6, 2019 19:00","2019-07-06T19:00:00",55.9,51.4,47.8,49.6,21.13,0.0763,0.33,{"v":13.2,"d":"13.20"}]
["July",6,"9PM to 10PM",21,"July 6, 2019 21:00","2019-07-06T21:00:00",54.3,50.1,46.6,47.3,20.37,0.0765,0.32,13.15]
["July",7,"1AM to 2AM",1,"July 7, 2019 1:00","2019-07-07T01:00:00",51.1,48.1,45.5,45.4,19.29,{"v":0.077,"d":"0.0770"},0.31,13.06]
["July",7,"4AM to 5AM",4,"July 7, 2019 4:00","2019-07-07T04:00:00",{"v":50,"d":"50.0"},47.5,45.3,45.1,18.98,0.0772,{"v":0.3,"d":"0.30"},13.04]
["July",7,"7AM to 8AM",7,"July 7, 2019 7:00","2019-07-07T07:00:00",50.7,48.7,46.9,{"v":48,"d":"48.0"},{"v":19.6,"d":"19.60"},0.0771,0.32,13.06]
["July",7,"8AM to 9AM",8,"July 7, 2019 8:00","2019-07-07T08:00:00",51.1,48.8,46.9,{"v":48,"d":"48.0"},19.69,{"v":0.077,"d":"0.0770"},0.32,13.07]
["July",7,"11AM to 12PM",11,"July 7, 2019 11:00","2019-07-07T11:00:00",{"v":57,"d":"57.0"},{"v":51,"d":"51.0"},{"v":46,"d":"46.0"},46.3,20.88,0.0762,0.31,13.22]
["July",7,"4PM to 5PM",16,"July 7, 2019 16:00","2019-07-07T16:00:00",59.7,52.9,47.7,49.3,21.99,0.0757,0.33,{"v":13.3,"d":"13.30"}]
["July",7,"7PM to 8PM",19,"July 7, 2019 19:00","2019-07-07T19:00:00",58.1,52.4,{"v":48,"d":"48.0"},{"v":50,"d":"50.0"},{"v":21.7,"d":"21.70"},{"v":0.076,"d":"0.0760"},0.34,13.26]
["July",7,"10PM to 11PM",22,"July 7, 2019 22:00","2019-07-07T22:00:00",53.6,50.9,48.7,51.4,20.82,0.0766,0.35,13.15]
["July",8,"2AM to 3AM",2,"July 8, 2019 2:00","2019-07-08T02:00:00",{"v":50,"d":"50.0"},48.9,{"v":48,"d":"48.0"},{"v":50,"d":"50.0"},19.73,0.0772,0.34,13.05]
["July",8,"5AM to 6AM",5,"July 8, 2019 5:00","2019-07-08T05:00:00",{"v":50,"d":"50.0"},47.9,{"v":46,"d":"46.0"},46.3,19.17,0.0772,0.31,13.04]
["July",8,"8AM to 9AM",8,"July 8, 2019 8:00","2019-07-08T08:00:00",{"v":54,"d":"54.0"},50.7,{"v":48,"d":"48.0"},{"v":50,"d":"50.0"},{"v":20.7,"d":"20.70"},0.0766,0.34,13.15]
["July",8,"9AM to 10AM",9,"July 8, 2019 9:00","2019-07-08T09:00:00",56.7,52.1,48.6,{"v":51,"d":"51.0"},21.51,0.0762,0.34,13.22]
["July",8,"1PM to 2PM",13,"July 8, 2019 13:00","2019-07-08T13:00:00",60.8,54.3,49.5,52.8,{"v":22.8,"d":"22.80"},0.0756,0.36,13.33]
["July",8,"5PM to 6PM",17,"July 8, 2019 17:00","2019-07-08T17:00:00",60.1,53.7,48.9,51.7,22.46,0.0757,0.35,13.31]
["July",8,"8PM to 9PM",20,"July 8, 2019 20:00","2019-07-08T20:00:00",{"v":55,"d":"55.0"},53.9,53.1,60.4,22.58,0.0764,0.41,13.21]
["July",8,"11PM to 12AM",23,"July 8, 2019 23:00","2019-07-08T23:00:00",{"v":54,"d":"54.0"},52.3,51.1,56.1,21.65,0.0765,0.38,13.17]
["July",9,"3AM to 4AM",3,"July 9, 2019 3:00","2019-07-09T03:00:00",51.6,50.9,50.4,54.6,20.84,0.0769,0.37,{"v":13.1,"d":"13.10"}]
["July",9,"6AM to 7AM",6,"July 9, 2019 6:00","2019-07-09T06:00:00",53.4,52.5,51.8,57.6,21.75,0.0766,0.39,13.16]
["July",9,"9AM to 10AM",9,{"$f":"A4553&\" \"&B4553&\", \"&$D$5&\" \"&D4553&\":00\"","v":"July 9, 2019 9:00"},{"$f":"DATEVALUE(E4553)+TIMEVALUE(E4553)","v":"2019-07-09T09:00:00"},57.2,54.9,53.2,60.8,23.17,{"v":0.076,"d":"0.0760"},0.41,13.27]
["July",9,"10AM to 11AM",{"$f":"IF(D4553+1>23,0,D4553+1)","v":10},"July 9, 2019 10:00","2019-07-09T10:00:00",56.7,54.9,53.8,{"v":62,"d":"62.0"},23.23,0.0761,0.42,13.26]
["July",9,"2PM to 3PM",14,"July 9, 2019 14:00","2019-07-09T14:00:00",60.1,54.8,51.1,56.1,23.14,0.0756,0.38,13.33]
["July",9,"6PM to 7PM",18,"July 9, 2019 18:00","2019-07-09T18:00:00",59.4,54.8,51.6,57.2,23.14,0.0757,0.39,13.31]
["July",9,"9PM to 10PM",21,"July 9, 2019 21:00","2019-07-09T21:00:00",58.5,54.1,50.9,55.7,22.68,0.0759,0.37,13.28]
["July",10,"12AM to 1AM",0,"July 10, 2019 0:00","2019-07-10",53.4,51.2,49.5,52.8,{"v":21,"d":"21.00"},0.0766,0.36,13.15]
["July",10,"4AM to 5AM",4,"July 10, 2019 4:00","2019-07-10T04:00:00",48.7,48.5,48.4,50.7,19.53,0.0774,0.34,13.02]
["July",10,"7AM to 8AM",7,"July 10, 2019 7:00","2019-07-10T07:00:00",49.3,48.6,{"v":48,"d":"48.0"},{"v":50,"d":"50.0"},19.56,0.0773,0.34,13.03]
["July",10,"10AM to 11AM",10,"July 10, 2019 10:00","2019-07-10T10:00:00",{"v":54,"d":"54.0"},51.5,49.6,53.1,21.19,0.0766,0.36,13.16]
["July",10,"11AM to 12PM",11,"July 10, 2019 11:00","2019-07-10T11:00:00",55.9,52.6,{"v":50,"d":"50.0"},53.9,21.78,0.0763,0.36,13.21]
["July",10,"3PM to 4PM",15,"July 10, 2019 15:00","2019-07-10T15:00:00",63.3,56.9,52.5,59.2,24.41,0.0752,{"v":0.4,"d":"0.40"},13.42]
["July",10,"7PM to 8PM",19,"July 10, 2019 19:00","2019-07-10T19:00:00",62.6,56.7,52.7,59.6,{"v":24.3,"d":"24.30"},0.0753,{"v":0.4,"d":"0.40"},{"v":13.4,"d":"13.40"}]
["July",10,"10PM to 11PM",22,"July 10, 2019 22:00","2019-07-10T22:00:00",{"v":57,"d":"57.0"},54.5,52.7,59.6,22.94,0.0761,{"v":0.4,"d":"0.40"},13.26]
["July",11,"1AM to 2AM",1,"July 11, 2019 1:00","2019-07-11T01:00:00",52.3,51.3,50.5,{"v":55,"d":"55.0"},21.08,0.0768,0.37,13.12]
["July",11,"5AM to 6AM",5,"July 11, 2019 5:00","2019-07-11T05:00:00",48.9,47.9,46.9,{"v":48,"d":"48.0"},19.16,0.0774,0.32,13.02]
["July",11,"8AM to 9AM",8,"July 11, 2019 8:00","2019-07-11T08:00:00",57.9,52.8,48.9,51.7,21.93,{"v":0.076,"d":"0.0760"},0.35,13.26]
["July",11,"9AM to 10AM",9,"July 11, 2019 9:00","2019-07-11T09:00:00",{"v":59,"d":"59.0"},53.5,49.5,52.8,22.36,0.0758,0.36,13.29]
["July",11,"12PM to 1PM",12,"July 11, 2019 12:00","2019-07-11T12:00:00",62.2,55.8,51.3,56.5,23.72,0.0753,0.38,13.38]
["July",11,"4PM to 5PM",16,"July 11, 2019 16:00","2019-07-11T16:00:00",64.9,57.6,52.7,59.6,24.87,0.0749,{"v":0.4,"d":"0.40"},13.46]
["July",11,"8PM to 9PM",20,"July 11, 2019 20:00","2019-07-11T20:00:00",62.1,56.1,{"v":52,"d":"52.0"},{"v":58,"d":"58.0"},23.92,0.0753,0.39,13.38]
["July",11,"11PM to 12AM",23,"July 11, 2019 23:00","2019-07-11T23:00:00",{"v":59,"d":"59.0"},57.1,55.9,67.2,{"v":24.6,"d":"24.60"},0.0757,0.45,13.33]
["July",12,"2AM to 3AM",{"$f":"IF(D4617+1>23,0,D4617+1)","v":2},"July 12, 2019 2:00","2019-07-12T02:00:00",{"v":55,"d":"55.0"},53.9,53.1,60.4,22.58,0.0764,0.41,13.21]
["July",12,"6AM to 7AM",6,"July 12, 2019 6:00","2019-07-12T06:00:00",{"v":54,"d":"54.0"},52.3,51.1,56.1,21.65,0.0765,0.38,13.17]
["July",12,"9AM to 10AM",9,"July 12, 2019 9:00","2019-07-12T09:00:00",54.3,{"v":52,"d":"52.0"},50.2,54.2,21.44,0.0765,0.37,13.17]
["July",12,"1PM to 2PM",13,"July 12, 2019 13:00","2019-07-12T13:00:00",{"v":55,"d":"55.0"},50.8,47.3,48.6,20.75,0.0764,0.33,13.17]
["July",12,"2PM to 3PM",14,"July 12, 2019 14:00","2019-07-12T14:00:00",{"v":55,"d":"55.0"},50.1,{"v":46,"d":"46.0"},46.3,{"v":20.4,"d":"20.40"},0.0764,0.31,13.17]
["July",12,"5PM to 6PM",17,"July 12, 2019 17:00","2019-07-12T17:00:00",55.9,{"v":51,"d":"51.0"},46.9,{"v":48,"d":"48.0"},20.87,0.0763,0.32,{"v":13.2,"d":"13.20"}]
["July",12,"9PM to 10PM",21,"July 12, 2019 21:00","2019-07-12T21:00:00",{"v":54,"d":"54.0"},48.5,43.7,42.4,19.52,0.0766,0.29,13.13]
["July",13,"12AM to 1AM",0,"July 13, 2019 0:00","2019-07-13",46.8,44.1,41.5,38.9,17.24,0.0777,0.26,12.93]
["July",13,"3AM to 4AM",3,"July 13, 2019 3:00","2019-07-13T03:00:00",44.8,42.7,40.6,37.6,16.55,0.0781,0.25,12.88]
["July",13,"7AM to 8AM",7,"July 13, 2019 7:00","2019-07-13T07:00:00",49.5,{"v":47,"d":"47.0"},44.8,44.2,{"v":18.7,"d":"18.70"},0.0773,{"v":0.3,"d":"0.30"},13.02]
["July",13,"10AM to 11AM",10,"July 13, 2019 10:00","2019-07-13T10:00:00",54.3,48.4,{"v":43,"d":"43.0"},41.2,19.42,0.0766,0.28,13.13]
["July",13,"2PM to 3PM",14,"July 13, 2019 14:00","2019-07-13T14:00:00",55.9,{"v":51,"d":"51.0"},46.9,{"v":48,"d":"48.0"},20.87,0.0763,0.32,{"v":13.2,"d":"13.20"}]
["July",13,"3PM to 4PM",15,"July 13, 2019 15:00","2019-07-13T15:00:00",{"v":55,"d":"55.0"},50.7,47.1,48.3,{"v":20.7,"d":"20.70"},0.0764,0.33,13.17]
["July",13,"6PM to 7PM",18,"July 13, 2019 18:00","2019-07-13T18:00:00",52.3,49.4,46.9,{"v":48,"d":"48.0"},19.99,0.0768,0.32,{"v":13.1,"d":"13.10"}]
["July",13,"10PM to 11PM",22,"July 13, 2019 22:00","2019-07-13T22:00:00",48.4,47.7,47.1,48.3,19.08,0.0774,0.33,{"v":13,"d":"13.00"}]
["July",14,"1AM to 2AM",1,"July 14, 2019 1:00","2019-07-14T01:00:00",46.9,46.4,45.9,{"v":46,"d":"46.0"},18.38,0.0777,0.31,12.96]
["July",14,"5AM to 6AM",5,"July 14, 2019 5:00","2019-07-14T05:00:00",46.9,46.5,{"v":46,"d":"46.0"},46.3,18.43,0.0777,0.31,12.96]
["July",14,"8AM to 9AM",8,"July 14, 2019 8:00","2019-07-14T08:00:00",{"v":50,"d":"50.0"},48.9,{"v":48,"d":"48.0"},{"v":50,"d":"50.0"},19.73,0.0772,0.34,13.05]
["July",14,"11AM to 12PM",11,"July 14, 2019 11:00","2019-07-14T11:00:00",{"v":52,"d":"52.0"},49.2,46.9,{"v":48,"d":"48.0"},{"v":19.9,"d":"19.90"},0.0769,0.32,13.09]
["July",14,"1PM to 2PM",13,"July 14, 2019 13:00","2019-07-14T13:00:00",{"v":54,"d":"54.0"},50.8,48.2,50.3,20.75,0.0766,0.34,13.15]
["July",14,"4PM to 5PM",16,"July 14, 2019 16:00","2019-07-14T16:00:00",{"v":55,"d":"55.0"},51.3,48.4,50.7,21.07,0.0764,0.34,13.18]
["July",14,"7PM to 8PM",19,"July 14, 2019 19:00","2019-07-14T19:00:00",53.8,51.1,48.9,51.7,20.92,0.0766,0.35,13.15]
["July",14,"11PM to 12AM",23,"July 14, 2019 23:00","2019-07-14T23:00:00",{"v":57,"d":"57.0"},51.4,46.9,{"v":48,"d":"48.0"},21.13,0.0761,0.32,13.22]
["July",15,"2AM to 3AM",2,"July 15, 2019 2:00","2019-07-15T02:00:00",48.9,47.9,46.9,{"v":48,"d":"48.0"},19.16,0.0774,0.32,13.02]
["July",15,"6AM to 7AM",6,"July 15, 2019 6:00","2019-07-15T06:00:00",49.6,47.7,{"v":46,"d":"46.0"},46.3,19.08,0.0773,0.31,13.03]
["July",15,"9AM to 10AM",9,"July 15, 2019 9:00","2019-07-15T09:00:00",52.3,{"v":49,"d":"49.0"},46.2,46.7,19.79,0.0768,0.31,{"v":13.1,"d":"13.10"}]
["July",15,"12PM to 1PM",12,"July 15, 2019 12:00","2019-07-15T12:00:00",55.9,50.8,46.6,47.3,20.76,0.0763,0.32,13.19]
["July",15,"2PM to 3PM",14,"July 15, 2019 14:00","2019-07-15T14:00:00",57.9,51.8,46.9,{"v":48,"d":"48.0"},21.35,{"v":0.076,"d":"0.0760"},0.32,13.25]
["July",15,"5PM to 6PM",17,"July 15, 2019 17:00","2019-07-15T17:00:00",60.1,52.3,{"v":46,"d":"46.0"},46.3,21.62,0.0757,0.31,{"v":13.3,"d":"13.30"}]
["July",15,"9PM to 10PM",21,"July 15, 2019 21:00","2019-07-15T21:00:00",56.1,51.3,47.5,{"v":49,"d":"49.0"},21.06,0.0763,0.33,{"v":13.2,"d":"13.20"}]
["July",16,"12AM to 1AM",0,"July 16, 2019 0:00","2019-07-16",46.9,45.4,43.9,42.7,17.86,0.0777,0.29,12.95]
["July",16,"3AM to 4AM",3,"July 16, 2019 3:00","2019-07-16T03:00:00",45.7,44.8,43.9,42.7,17.55,0.0779,0.29,12.92]
["July",16,"7AM to 8AM",7,"July 16, 2019 7:00","2019-07-16T07:00:00",47.7,47.2,46.8,47.6,{"v":18.8,"d":"18.80"},0.0775,0.32,12.98]
["July",16,"9AM to 10AM",9,"July 16, 2019 9:00","2019-07-16T09:00:00",49.6,48.3,47.1,48.3,19.39,0.0772,0.33,13.04]
["July",16,"2PM to 3PM",14,"July 16, 2019 14:00","2019-07-16T14:00:00",{"v":63,"d":"63.0"},53.9,46.9,{"v":48,"d":"48.0"},22.57,0.0753,0.32,13.38]
["July",16,"3PM to 4PM",15,"July 16, 2019 15:00","2019-07-16T15:00:00",64.2,55.5,49.1,52.1,23.52,0.0751,0.35,13.42]
["July",16,"6PM to 7PM",18,"July 16, 2019 18:00","2019-07-16T18:00:00",66.6,{"v":58,"d":"58.0"},52.3,58.8,25.14,0.0747,{"v":0.4,"d":"0.40"},{"v":13.5,"d":"13.50"}]
["July",16,"10PM to 11PM",22,"July 16, 2019 22:00","2019-07-16T22:00:00",57.4,53.3,50.4,54.6,22.25,{"v":0.076,"d":"0.0760"},0.37,13.25]
["July",17,"1AM to 2AM",1,"July 17, 2019 1:00","2019-07-17T01:00:00",49.6,48.6,47.7,49.3,19.54,0.0772,0.33,13.04]
["July",17,"4AM to 5AM",4,"July 17, 2019 4:00","2019-07-17T04:00:00",{"v":46,"d":"46.0"},45.5,{"v":45,"d":"45.0"},44.5,17.92,0.0778,{"v":0.3,"d":"0.30"},12.93]
["July",17,"8AM to 9AM",8,"July 17, 2019 8:00","2019-07-17T08:00:00",{"v":50,"d":"50.0"},47.9,{"v":46,"d":"46.0"},46.3,19.17,0.0772,0.31,13.04]
["July",17,"10AM to 11AM",{"$f":"IF(D4745+1>23,0,D4745+1)","v":10},"July 17, 2019 10:00","2019-07-17T10:00:00",54.7,{"v":51,"d":"51.0"},{"v":48,"d":"48.0"},{"v":50,"d":"50.0"},20.87,0.0765,0.34,13.17]
["July",17,"3PM to 4PM",15,"July 17, 2019 15:00","2019-07-17T15:00:00",60.6,55.4,51.8,57.6,23.51,0.0756,0.39,13.34]
["July",17,"4PM to 5PM",16,"July 17, 2019 16:00","2019-07-17T16:00:00",59.4,54.9,51.8,57.6,{"v":23.2,"d":"23.20"},0.0757,0.39,13.31]
["July",17,"7PM to 8PM",19,"July 17, 2019 19:00","2019-07-17T19:00:00",60.6,56.2,53.2,60.8,{"v":24,"d":"24.00"},0.0755,0.41,13.35]
["July",17,"11PM to 12AM",23,"July 17, 2019 23:00","2019-07-17T23:00:00",53.1,51.9,51.1,56.1,21.43,0.0767,0.38,13.15]
["July",18,"2AM to 3AM",2,"July 18, 2019 2:00","2019-07-18T02:00:00",{"v":50,"d":"50.0"},49.4,48.9,51.7,{"v":20,"d":"20.00"},0.0772,0.35,13.05]
["July",18,"5AM to 6AM",5,"July 18, 2019 5:00","2019-07-18T05:00:00",{"v":48,"d":"48.0"},47.4,46.9,{"v":48,"d":"48.0"},18.94,0.0775,0.32,12.99]
["July",18,"7AM to 8AM",7,"July 18, 2019 7:00","2019-07-18T07:00:00",49.3,48.8,48.4,50.7,19.67,0.0773,0.34,13.03]
["July",18,"1PM to 2PM",13,"July 18, 2019 13:00","2019-07-18T13:00:00",{"v":59,"d":"59.0"},55.4,52.9,{"v":60,"d":"60.0"},23.48,0.0758,{"v":0.4,"d":"0.40"},13.31]
["July",18,"2PM to 3PM",14,"July 18, 2019 14:00","2019-07-18T14:00:00",{"v":61,"d":"61.0"},56.8,{"v":54,"d":"54.0"},62.5,24.35,0.0755,0.42,13.37]
["July",18,"5PM to 6PM",17,"July 18, 2019 17:00","2019-07-18T17:00:00",60.1,55.3,{"v":52,"d":"52.0"},{"v":58,"d":"58.0"},23.44,0.0756,0.39,13.33]
["July",18,"8PM to 9PM",20,"July 18, 2019 20:00","2019-07-18T20:00:00",{"v":57,"d":"57.0"},{"v":53,"d":"53.0"},{"v":50,"d":"50.0"},53.9,22.04,0.0761,0.36,13.24]
["July",19,"12AM to 1AM",0,"July 19, 2019 0:00","2019-07-19",53.1,50.8,49.1,52.1,{"v":20.8,"d":"20.80"},0.0767,0.35,13.13]
["July",19,"3AM to 4AM",3,"July 19, 2019 3:00","2019-07-19T03:00:00",50.7,49.5,48.6,{"v":51,"d":"51.0"},20.07,0.0771,0.34,13.07]
["July",19,"6AM to 7AM",6,"July 19, 2019 6:00","2019-07-19T06:00:00",50.4,48.9,47.7,49.3,19.72,0.0771,0.33,13.06]
["July",19,"8AM to 9AM",8,"July 19, 2019 8:00","2019-07-19T08:00:00",51.1,48.8,46.9,{"v":48,"d":"48.0"},19.69,{"v":0.077,"d":"0.0770"},0.32,13.07]
["July",19,"2PM to 3PM",14,"July 19, 2019 14:00","2019-07-19T14:00:00",{"v":64,"d":"64.0"},{"v":54,"d":"54.0"},{"v":46,"d":"46.0"},46.3,22.58,0.0751,0.31,{"v":13.4,"d":"13.40"}]
["July",19,"3PM to 4PM",15,"July 19, 2019 15:00","2019-07-19T15:00:00",63.3,54.3,47.5,{"v":49,"d":"49.0"},22.82,0.0752,0.33,13.39]
["July",19,"6PM to 7PM",18,"July 19, 2019 18:00","2019-07-19T18:00:00",60.6,54.3,49.6,53.1,22.81,0.0756,0.36,13.33]
["July",19,"9PM to 10PM",21,"July 19, 2019 21:00","2019-07-19T21:00:00",55.9,52.3,49.5,52.8,21.61,0.0763,0.36,13.21]
["July",20,"1AM to 2AM",1,{"$f":"A4809&\" \"&B4809&\", \"&$D$5&\" \"&D4809&\":00\"","v":"July 20, 2019 1:00"},{"$f":"DATEVALUE(E4809)+TIMEVALUE(E4809)","v":"2019-07-20T01:00:00"},49.3,49.3,49.3,52.4,19.94,0.0773,0.35,13.04]
["July",20,"4AM to 5AM",4,"July 20, 2019 4:00","2019-07-20T04:00:00",48.6,48.6,48.6,{"v":51,"d":"51.0"},19.54,0.0774,0.34,13.02]
["July",20,"9AM to 10AM",9,"July 20, 2019 9:00","2019-07-20T09:00:00",52.3,50.3,48.7,51.4,20.52,0.0768,0.35,13.11]
["July",20,"12PM to 1PM",12,"July 20, 2019 12:00","2019-07-20T12:00:00",56.1,52.3,49.3,52.4,{"v":21.6,"d":"21.60"},0.0762,0.35,13.21]
["July",20,"3PM to 4PM",15,"July 20, 2019 15:00","2019-07-20T15:00:00",{"v":64,"d":"64.0"},{"v":57,"d":"57.0"},52.2,58.4,24.46,0.0751,0.39,13.43]
["July",20,"4PM to 5PM",16,"July 20, 2019 16:00","2019-07-20T16:00:00",{"v":66,"d":"66.0"},58.4,53.4,61.2,25.38,0.0748,0.41,13.49]
["July",20,"7PM to 8PM",19,"July 20, 2019 19:00","2019-07-20T19:00:00",66.7,59.1,54.3,63.3,25.88,0.0746,0.43,13.52]
["July",20,"10PM to 11PM",22,"July 20, 2019 22:00","2019-07-20T22:00:00",60.1,56.1,53.4,61.2,23.93,0.0756,0.41,13.34]
["July",21,"2AM to 3AM",2,"July 21, 2019 2:00","2019-07-21T02:00:00",{"v":54,"d":"54.0"},52.3,51.1,56.1,21.65,0.0765,0.38,13.17]
["July",21,"5AM to 6AM",5,"July 21, 2019 5:00","2019-07-21T05:00:00",{"v":50,"d":"50.0"},48.9,{"v":48,"d":"48.0"},{"v":50,"d":"50.0"},19.73,0.0772,0.34,13.05]
["July",21,"10AM to 11AM",10,"July 21, 2019 10:00","2019-07-21T10:00:00",67.1,58.4,52.7,59.6,25.39,0.0746,{"v":0.4,"d":"0.40"},13.52]
["July",21,"1PM to 2PM",13,"July 21, 2019 13:00","2019-07-21T13:00:00",69.8,59.1,{"v":52,"d":"52.0"},{"v":58,"d":"58.0"},{"v":25.8,"d":"25.80"},0.0742,0.39,13.58]
["July",21,"4PM to 5PM",16,"July 21, 2019 16:00","2019-07-21T16:00:00",69.1,58.8,{"v":52,"d":"52.0"},{"v":58,"d":"58.0"},25.63,0.0743,0.39,13.56]
["July",21,"5PM to 6PM",17,"July 21, 2019 17:00","2019-07-21T17:00:00",69.1,58.8,{"v":52,"d":"52.0"},{"v":58,"d":"58.0"},25.63,0.0743,0.39,13.56]
["July",21,"8PM to 9PM",20,"July 21, 2019 20:00","2019-07-21T20:00:00",64.9,56.8,51.1,56.1,24.32,0.0749,0.38,13.45]
["July",21,"11PM to 12AM",23,"July 21, 2019 23:00","2019-07-21T23:00:00",57.9,{"v":54,"d":"54.0"},51.1,56.1,22.61,{"v":0.076,"d":"0.0760"},0.38,13.27]
["July",22,"3AM to 4AM",3,"July 22, 2019 3:00","2019-07-22T03:00:00",49.3,47.2,45.3,45.1,{"v":18.8,"d":"18.80"},0.0773,{"v":0.3,"d":"0.30"},13.02]
["July",22,"7AM to 8AM",7,"July 22, 2019 7:00","2019-07-22T07:00:00",54.7,50.7,47.5,{"v":49,"d":"49.0"},20.71,0.0765,0.33,13.17]
["July",22,"11AM to 12PM",11,"July 22, 2019 11:00","2019-07-22T11:00:00",66.9,{"v":56,"d":"56.0"},{"v":48,"d":"48.0"},{"v":50,"d":"50.0"},23.85,0.0747,0.34,13.48]
["July",22,"2PM to 3PM",14,"July 22, 2019 14:00","2019-07-22T14:00:00",{"v":72,"d":"72.0"},{"v":58,"d":"58.0"},{"v":48,"d":"48.0"},{"v":50,"d":"50.0"},25.07,{"v":0.074,"d":"0.0740"},0.34,13.61]
["July",22,"5PM to 6PM",17,{"$f":"A4873&\" \"&B4873&\", \"&$D$5&\" \"&D4873&\":00\"","v":"July 22, 2019 17:00"},{"$f":"DATEVALUE(E4873)+TIMEVALUE(E4873)","v":"2019-07-22T17:00:00"},71.1,56.8,{"v":46,"d":"46.0"},46.3,24.29,0.0741,0.31,13.58]
["July",22,"6PM to 7PM",{"$f":"IF(D4873+1>23,0,D4873+1)","v":18},"July 22, 2019 18:00","2019-07-22T18:00:00",69.6,57.2,48.4,50.7,24.61,0.0743,0.34,13.55]
["July",22,"9PM to 10PM",21,"July 22, 2019 21:00","2019-07-22T21:00:00",63.9,56.8,{"v":52,"d":"52.0"},{"v":58,"d":"58.0"},24.36,0.0751,0.39,13.43]
["July",23,"1AM to 2AM",1,"July 23, 2019 1:00","2019-07-23T01:00:00",54.7,52.1,50.2,54.2,21.53,0.0764,0.37,13.18]
["July",23,"4AM to 5AM",4,"July 23, 2019 4:00","2019-07-23T04:00:00",52.3,51.2,50.4,54.6,21.02,0.0768,0.37,13.12]
["July",23,"8AM to 9AM",8,"July 23, 2019 8:00","2019-07-23T08:00:00",60.1,55.3,{"v":52,"d":"52.0"},{"v":58,"d":"58.0"},23.44,0.0756,0.39,13.33]
["July",23,"12PM to 1PM",12,"July 23, 2019 12:00","2019-07-23T12:00:00",{"v":70,"d":"70.0"},56.7,46.8,47.6,24.23,0.0743,0.32,13.55]
["July",23,"3PM to 4PM",15,"July 23, 2019 15:00","2019-07-23T15:00:00",73.6,57.9,46.4,{"v":47,"d":"47.0"},{"v":25,"d":"25.00"},0.0738,0.32,13.64]
["July",23,"6PM to 7PM",18,"July 23, 2019 18:00","2019-07-23T18:00:00",71.4,57.9,48.4,50.7,25.05,0.0741,0.34,{"v":13.6,"d":"13.60"}]
["July",23,"7PM to 8PM",19,"July 23, 2019 19:00","2019-07-23T19:00:00",69.6,{"v":58,"d":"58.0"},{"v":50,"d":"50.0"},53.9,25.11,0.0743,0.36,13.56]
["July",23,"10PM to 11PM",22,"July 23, 2019 22:00","2019-07-23T22:00:00",62.1,56.3,52.3,58.8,24.04,0.0753,{"v":0.4,"d":"0.40"},13.39]
["July",24,"2AM to 3AM",2,"July 24, 2019 2:00","2019-07-24T02:00:00",{"v":52,"d":"52.0"},50.9,{"v":50,"d":"50.0"},53.9,20.82,0.0769,0.36,13.11]
["July",24,"5AM to 6AM",5,"July 24, 2019 5:00","2019-07-24T05:00:00",51.1,48.8,46.9,{"v":48,"d":"48.0"},19.69,{"v":0.077,"d":"0.0770"},0.32,13.07]
["July",24,"9AM to 10AM",9,"July 24, 2019 9:00","2019-07-24T09:00:00",60.3,54.2,49.8,53.5,22.78,0.0756,0.36,13.32]
["July",24,"1PM to 2PM",13,"July 24, 2019 13:00","2019-07-24T13:00:00",62.4,55.3,50.2,54.2,23.42,0.0753,0.37,13.38]
["July",24,"4PM to 5PM",16,"July 24, 2019 16:00","2019-07-24T16:00:00",58.6,54.5,51.6,57.2,22.96,0.0758,0.39,13.29]
["July",24,"7PM to 8PM",19,"July 24, 2019 19:00","2019-07-24T19:00:00",55.8,53.4,51.6,57.2,22.26,0.0763,0.39,13.22]
["July",24,"8PM to 9PM",20,"July 24, 2019 20:00","2019-07-24T20:00:00",{"v":55,"d":"55.0"},52.8,51.1,56.1,21.91,0.0764,0.38,{"v":13.2,"d":"13.20"}]
["July",24,"11PM to 12AM",23,"July 24, 2019 23:00","2019-07-24T23:00:00",{"v":54,"d":"54.0"},51.7,{"v":50,"d":"50.0"},53.9,{"v":21.3,"d":"21.30"},0.0766,0.36,13.16]
["July",25,"3AM to 4AM",3,"July 25, 2019 3:00","2019-07-25T03:00:00",53.4,51.7,50.4,54.6,21.28,0.0766,0.37,13.15]
["July",25,"6AM to 7AM",6,"July 25, 2019 6:00","2019-07-25T06:00:00",{"v":55,"d":"55.0"},{"v":53,"d":"53.0"},51.4,56.9,22.03,0.0764,0.38,{"v":13.2,"d":"13.20"}]
["July",25,"10AM to 11AM",{"$f":"IF(D4937+1>23,0,D4937+1)","v":10},"July 25, 2019 10:00","2019-07-25T10:00:00",{"v":59,"d":"59.0"},{"v":55,"d":"55.0"},52.2,58.4,23.23,0.0758,0.39,13.31]
["July",25,"2PM to 3PM",14,"July 25, 2019 14:00","2019-07-25T14:00:00",62.1,55.6,51.1,56.1,23.62,0.0754,0.38,13.38]
["July",25,"5PM to 6PM",17,"July 25, 2019 17:00","2019-07-25T17:00:00",{"v":64,"d":"64.0"},56.9,{"v":52,"d":"52.0"},{"v":58,"d":"58.0"},{"v":24.4,"d":"24.40"},0.0751,0.39,13.43]
["July",25,"6PM to 7PM",18,"July 25, 2019 18:00","2019-07-25T18:00:00",63.3,56.4,51.6,57.2,{"v":24.1,"d":"24.10"},0.0752,0.39,13.41]
["July",25,"9PM to 10PM",21,"July 25, 2019 21:00","2019-07-25T21:00:00",60.4,54.9,50.9,55.7,23.17,0.0756,0.37,13.33]
["July",26,"12AM to 1AM",0,"July 26, 2019 0:00","2019-07-26",55.9,{"v":53,"d":"53.0"},50.9,55.7,22.07,0.0763,0.37,13.22]
["July",26,"3AM to 4AM",3,"July 26, 2019 3:00","2019-07-26T03:00:00",53.6,51.9,50.5,{"v":55,"d":"55.0"},21.38,0.0766,0.37,13.16]
["July",26,"8AM to 9AM",8,"July 26, 2019 8:00","2019-07-26T08:00:00",53.1,50.7,48.9,51.7,20.75,0.0767,0.35,13.13]
["July",26,"11AM to 12PM",11,"July 26, 2019 11:00","2019-07-26T11:00:00",{"v":55,"d":"55.0"},52.8,51.1,56.1,21.91,0.0764,0.38,{"v":13.2,"d":"13.20"}]
["July",26,"3PM to 4PM",15,"July 26, 2019 15:00","2019-07-26T15:00:00",59.9,55.3,52.2,58.4,23.45,0.0757,0.39,13.33]
["July",26,"6PM to 7PM",18,"July 26, 2019 18:00","2019-07-26T18:00:00",{"v":63,"d":"63.0"},55.8,50.7,55.3,23.72,0.0752,0.37,{"v":13.4,"d":"13.40"}]
["July",26,"7PM to 8PM",19,"July 26, 2019 19:00","2019-07-26T19:00:00",62.1,55.9,51.6,57.2,{"v":23.8,"d":"23.80"},0.0753,0.39,13.38]
["July",26,"10PM to 11PM",22,"July 26, 2019 22:00","2019-07-26T22:00:00",58.3,54.3,51.4,56.9,22.82,0.0759,0.38,13.28]
["July",27,"1AM to 2AM",1,"July 27, 2019 1:00","2019-07-27T01:00:00",55.8,52.4,49.8,53.5,21.68,0.0763,0.36,13.21]
["July",27,"4AM to 5AM",4,"July 27, 2019 4:00","2019-07-27T04:00:00",54.3,51.1,48.6,{"v":51,"d":"51.0"},20.95,0.0765,0.34,13.16]
["July",27,"9AM to 10AM",9,"July 27, 2019 9:00","2019-07-27T09:00:00",58.1,54.1,51.3,56.5,22.71,0.0759,0.38,13.28]
["July",27,"1PM to 2PM",13,"July 27, 2019 13:00","2019-07-27T13:00:00",63.3,56.4,51.6,57.2,{"v":24.1,"d":"24.10"},0.0752,0.39,13.41]
["July",27,"4PM to 5PM",16,"July 27, 2019 16:00","2019-07-27T16:00:00",63.7,56.1,50.7,55.3,{"v":23.9,"d":"23.90"},0.0751,0.37,13.42]
["July",27,"7PM to 8PM",19,"July 27, 2019 19:00","2019-07-27T19:00:00",63.3,56.1,51.1,56.1,23.93,0.0752,0.38,13.41]
["July",27,"8PM to 9PM",20,"July 27, 2019 20:00","2019-07-27T20:00:00",{"v":63,"d":"63.0"},{"v":56,"d":"56.0"},51.1,56.1,23.84,0.0752,0.38,{"v":13.4,"d":"13.40"}]
["July",27,"11PM to 12AM",23,"July 27, 2019 23:00","2019-07-27T23:00:00",{"v":55,"d":"55.0"},53.9,53.1,60.4,22.58,0.0764,0.41,13.21]
["July",28,"5AM to 6AM",5,"July 28, 2019 5:00","2019-07-28T05:00:00",{"v":54,"d":"54.0"},52.3,51.1,56.1,21.65,0.0765,0.38,13.17]
["July",28,"7AM to 8AM",7,"July 28, 2019 7:00","2019-07-28T07:00:00",56.7,53.8,51.8,57.6,22.54,0.0761,0.39,13.24]
["July",28,"10AM to 11AM",10,"July 28, 2019 10:00","2019-07-28T10:00:00",60.6,55.7,52.3,58.8,23.69,0.0755,{"v":0.4,"d":"0.40"},13.35]
["July",28,"2PM to 3PM",14,"July 28, 2019 14:00","2019-07-28T14:00:00",60.1,{"v":57,"d":"57.0"},{"v":55,"d":"55.0"},{"v":65,"d":"65.0"},24.52,0.0756,0.44,13.35]
["July",28,"5PM to 6PM",17,"July 28, 2019 17:00","2019-07-28T17:00:00",{"v":59,"d":"59.0"},{"v":56,"d":"56.0"},{"v":54,"d":"54.0"},62.5,23.86,0.0758,0.42,13.32]
["July",28,"8PM to 9PM",20,"July 28, 2019 20:00","2019-07-28T20:00:00",55.9,54.8,{"v":54,"d":"54.0"},62.5,23.12,0.0762,0.42,13.24]
["July",28,"9PM to 10PM",21,"July 28, 2019 21:00","2019-07-28T21:00:00",55.6,54.4,53.6,61.6,{"v":22.9,"d":"22.90"},0.0763,0.41,13.23]
["July",29,"12AM to 1AM",0,"July 29, 2019 0:00","2019-07-29",54.3,52.9,51.8,57.6,21.97,0.0765,0.39,13.18]
["July",29,"6AM to 7AM",6,"July 29, 2019 6:00","2019-07-29T06:00:00",53.4,52.3,51.4,56.9,21.63,0.0766,0.38,13.16]
["July",29,"8AM to 9AM",8,"July 29, 2019 8:00","2019-07-29T08:00:00",{"v":54,"d":"54.0"},52.8,{"v":52,"d":"52.0"},{"v":58,"d":"58.0"},21.94,0.0765,0.39,13.18]
["July",29,"11AM to 12PM",11,"July 29, 2019 11:00","2019-07-29T11:00:00",57.9,{"v":55,"d":"55.0"},53.1,60.4,23.28,0.0759,0.41,13.28]
["July",29,"3PM to 4PM",15,"July 29, 2019 15:00","2019-07-29T15:00:00",{"v":59,"d":"59.0"},55.4,52.9,{"v":60,"d":"60.0"},23.48,0.0758,{"v":0.4,"d":"0.40"},13.31]
["July",29,"6PM to 7PM",18,"July 29, 2019 18:00","2019-07-29T18:00:00",58.3,54.6,{"v":52,"d":"52.0"},{"v":58,"d":"58.0"},{"v":23,"d":"23.00"},0.0759,0.39,13.29]
["July",29,"9PM to 10PM",21,"July 29, 2019 21:00","2019-07-29T21:00:00",55.9,53.7,52.2,58.4,22.49,0.0762,0.39,13.23]
["July",29,"10PM to 11PM",22,"July 29, 2019 22:00","2019-07-29T22:00:00",{"v":55,"d":"55.0"},53.7,52.7,59.6,22.45,0.0764,{"v":0.4,"d":"0.40"},13.21]
["July",30,"3AM to 4AM",3,"July 30, 2019 3:00","2019-07-30T03:00:00",52.7,51.6,50.7,55.3,21.22,0.0767,0.37,13.13]
["July",30,"6AM to 7AM",6,"July 30, 2019 6:00","2019-07-30T06:00:00",53.6,52.3,51.3,56.5,21.62,0.0766,0.38,13.16]
["July",30,"9AM to 10AM",9,"July 30, 2019 9:00","2019-07-30T09:00:00",59.7,56.6,54.5,63.7,24.23,0.0756,0.43,13.34]
["July",30,"12PM to 1PM",12,"July 30, 2019 12:00","2019-07-30T12:00:00",66.6,{"v":60,"d":"60.0"},55.9,67.2,26.45,0.0746,0.45,13.53]
["July",30,"4PM to 5PM",16,"July 30, 2019 16:00","2019-07-30T16:00:00",{"v":70,"d":"70.0"},60.9,55.4,65.9,27.07,0.0742,0.44,13.61]
["July",30,"7PM to 8PM",19,"July 30, 2019 19:00","2019-07-30T19:00:00",69.4,61.2,56.3,68.1,27.29,0.0742,0.46,{"v":13.6,"d":"13.60"}]
["July",30,"10PM to 11PM",22,"July 30, 2019 22:00","2019-07-30T22:00:00",61.7,58.5,56.5,68.6,25.47,0.0753,0.46,13.41]
["July",30,"11PM to 12AM",23,"July 30, 2019 23:00","2019-07-30T23:00:00",57.9,56.2,{"v":55,"d":"55.0"},{"v":65,"d":"65.0"},23.99,0.0759,0.44,{"v":13.3,"d":"13.30"}]
["July",31,"4AM to 5AM",4,"July 31, 2019 4:00","2019-07-31T04:00:00",{"v":55,"d":"55.0"},54.2,53.6,61.6,22.77,0.0763,0.41,13.21]
["July",31,"7AM to 8AM",7,"July 31, 2019 7:00","2019-07-31T07:00:00",58.6,54.4,51.4,56.9,{"v":22.9,"d":"22.90"},0.0758,0.38,13.29]
["July",31,"10AM to 11AM",10,"July 31, 2019 10:00","2019-07-31T10:00:00",62.2,{"v":56,"d":"56.0"},51.6,57.2,23.84,0.0753,0.39,13.39]
["July",31,"1PM to 2PM",13,"July 31, 2019 13:00","2019-07-31T13:00:00",67.1,{"v":57,"d":"57.0"},49.8,53.5,24.44,0.0746,0.36,{"v":13.5,"d":"13.50"}]
["July",31,"5PM to 6PM",17,"July 31, 2019 17:00","2019-07-31T17:00:00",{"v":72,"d":"72.0"},59.4,51.1,56.1,26.03,{"v":0.074,"d":"0.0740"},0.38,13.63]
["July",31,"8PM to 9PM",20,"July 31, 2019 20:00","2019-07-31T20:00:00",66.9,58.5,53.1,60.4,25.47,0.0746,0.41,13.51]
["July",31,"9PM to 10PM",21,"July 31, 2019 21:00","2019-07-31T21:00:00",64.8,57.6,52.9,{"v":60,"d":"60.0"},24.88,0.0749,{"v":0.4,"d":"0.40"},13.46]
["August",1,"1AM to 2AM",1,"August 1, 2019 1:00","2019-08-01T01:00:00",56.3,53.8,{"v":52,"d":"52.0"},{"v":58,"d":"58.0"},22.51,0.0762,0.39,13.24]
["August",1,"4AM to 5AM",4,"August 1, 2019 4:00","2019-08-01T04:00:00",{"v":52,"d":"52.0"},51.6,51.3,56.5,21.22,0.0768,0.38,13.12]
["August",1,"8AM to 9AM",8,"August 1, 2019 8:00","2019-08-01T08:00:00",53.1,52.4,{"v":52,"d":"52.0"},{"v":58,"d":"58.0"},21.72,0.0767,0.39,13.15]
["August",1,"11AM to 12PM",11,"August 1, 2019 11:00","2019-08-01T11:00:00",{"v":57,"d":"57.0"},55.2,{"v":54,"d":"54.0"},62.5,23.38,{"v":0.076,"d":"0.0760"},0.42,13.27]
["August",1,"2PM to 3PM",14,"August 1, 2019 14:00","2019-08-01T14:00:00",60.1,56.4,{"v":54,"d":"54.0"},62.5,24.13,0.0756,0.42,13.35]
["August",1,"6PM to 7PM",18,"August 1, 2019 18:00","2019-08-01T18:00:00",58.6,{"v":55,"d":"55.0"},52.5,59.2,23.27,0.0758,{"v":0.4,"d":"0.40"},{"v":13.3,"d":"13.30"}]
["August",1,"9PM to 10PM",21,"August 1, 2019 21:00","2019-08-01T21:00:00",{"v":55,"d":"55.0"},52.2,{"v":50,"d":"50.0"},53.9,21.56,0.0764,0.36,13.19]
["August",1,"10PM to 11PM",22,"August 1, 2019 22:00","2019-08-01T22:00:00",{"v":54,"d":"54.0"},51.7,{"v":50,"d":"50.0"},53.9,{"v":21.3,"d":"21.30"},0.0766,0.36,13.16]
["August",2,"2AM to 3AM",2,"August 2, 2019 2:00","2019-08-02T02:00:00",51.1,51.1,51.1,56.1,20.94,{"v":0.077,"d":"0.0770"},0.38,{"v":13.1,"d":"13.10"}]
["August",2,"5AM to 6AM",5,"August 2, 2019 5:00","2019-08-02T05:00:00",{"v":50,"d":"50.0"},{"v":50,"d":"50.0"},{"v":50,"d":"50.0"},53.9,20.34,0.0772,0.36,13.06]
["August",2,"9AM to 10AM",9,{"$f":"A5129&\" \"&B5129&\", \"&$D$5&\" \"&D5129&\":00\"","v":"August 2, 2019 9:00"},{"$f":"DATEVALUE(E5129)+TIMEVALUE(E5129)","v":"2019-08-02T09:00:00"},52.7,51.4,50.4,54.6,21.11,0.0767,0.37,13.13]
["August",2,"12PM to 1PM",12,"August 2, 2019 12:00","2019-08-02T12:00:00",{"v":57,"d":"57.0"},53.3,50.5,{"v":55,"d":"55.0"},22.22,0.0761,0.37,13.24]
["August",2,"3PM to 4PM",15,"August 2, 2019 15:00","2019-08-02T15:00:00",59.7,54.2,50.2,54.2,22.76,0.0757,0.37,13.31]
["August",2,"7PM to 8PM",19,"August 2, 2019 19:00","2019-08-02T19:00:00",59.7,54.9,51.4,56.9,23.17,0.0757,0.38,13.32]
["August",2,"10PM to 11PM",22,"August 2, 2019 22:00","2019-08-02T22:00:00",53.8,51.9,50.5,{"v":55,"d":"55.0"},21.43,0.0766,0.37,13.16]
["August",2,"11PM to 12AM",23,"August 2, 2019 23:00","2019-08-02T23:00:00",51.1,50.5,{"v":50,"d":"50.0"},53.9,{"v":20.6,"d":"20.60"},{"v":0.077,"d":"0.0770"},0.36,13.09]
["August",3,"3AM to 4AM",3,"August 3, 2019 3:00","2019-08-03T03:00:00",46.9,46.8,46.8,47.6,18.63,0.0777,0.32,12.96]
["August",3,"6AM to 7AM",6,"August 3, 2019 6:00","2019-08-03T06:00:00",48.9,48.1,47.5,{"v":49,"d":"49.0"},19.31,0.0773,0.33,13.02]
["August",3,"10AM to 11AM",10,"August 3, 2019 10:00","2019-08-03T10:00:00",{"v":57,"d":"57.0"},55.6,54.7,64.2,23.64,{"v":0.076,"d":"0.0760"},0.43,13.27]
["August",3,"1PM to 2PM",13,"August 3, 2019 13:00","2019-08-03T13:00:00",58.3,57.1,56.3,68.1,24.56,0.0758,0.46,13.32]
["August",3,"5PM to 6PM",17,"August 3, 2019 17:00","2019-08-03T17:00:00",60.1,58.2,{"v":57,"d":"57.0"},69.9,25.29,0.0756,0.47,13.37]
["August",3,"8PM to 9PM",20,"August 3, 2019 20:00","2019-08-03T20:00:00",{"v":57,"d":"57.0"},55.8,{"v":55,"d":"55.0"},{"v":65,"d":"65.0"},23.77,{"v":0.076,"d":"0.0760"},0.44,13.27]
["August",3,"11PM to 12AM",23,"August 3, 2019 23:00","2019-08-03T23:00:00",53.1,53.1,53.1,60.4,22.09,0.0766,0.41,13.16]
["August",4,"12AM to 1AM",0,"August 4, 2019 0:00","2019-08-04",53.1,52.7,52.5,59.2,21.91,0.0767,{"v":0.4,"d":"0.40"},13.16]
["August",4,"4AM to 5AM",4,"August 4, 2019 4:00","2019-08-04T04:00:00",53.1,52.3,51.8,57.6,21.66,0.0767,0.39,13.15]
["August",4,"7AM to 8AM",7,"August 4, 2019 7:00","2019-08-04T07:00:00",55.8,53.8,52.3,58.8,{"v":22.5,"d":"22.50"},0.0763,{"v":0.4,"d":"0.40"},13.22]
["August",4,"11AM to 12PM",11,"August 4, 2019 11:00","2019-08-04T11:00:00",57.9,56.2,{"v":55,"d":"55.0"},{"v":65,"d":"65.0"},23.99,0.0759,0.44,{"v":13.3,"d":"13.30"}]
["August",4,"2PM to 3PM",14,"August 4, 2019 14:00","2019-08-04T14:00:00",{"v":55,"d":"55.0"},53.3,{"v":52,"d":"52.0"},{"v":58,"d":"58.0"},22.21,0.0764,0.39,{"v":13.2,"d":"13.20"}]
["August",4,"6PM to 7PM",18,"August 4, 2019 18:00","2019-08-04T18:00:00",53.6,53.5,53.4,61.2,22.35,0.0766,0.41,13.18]
["August",4,"9PM to 10PM",21,"August 4, 2019 21:00","2019-08-04T21:00:00",53.1,53.1,53.1,60.4,22.09,0.0766,0.41,13.16]
["August",5,"1AM to 2AM",1,{"$f":"A5193&\" \"&B5193&\", \"&$D$5&\" \"&D5193&\":00\"","v":"August 5, 2019 1:00"},{"$f":"DATEVALUE(E5193)+TIMEVALUE(E5193)","v":"2019-08-05T01:00:00"},49.6,49.6,49.6,53.1,20.14,0.0772,0.36,13.05]
["August",5,"2AM to 3AM",{"$f":"IF(D5193+1>23,0,D5193+1)","v":2},"August 5, 2019 2:00","2019-08-05T02:00:00",{"v":48,"d":"48.0"},{"v":48,"d":"48.0"},{"v":48,"d":"48.0"},{"v":50,"d":"50.0"},19.25,0.0775,0.34,{"v":13,"d":"13.00"}]
["August",5,"5AM to 6AM",5,"August 5, 2019 5:00","2019-08-05T05:00:00",46.9,46.9,46.9,{"v":48,"d":"48.0"},18.68,0.0777,0.32,12.97]
["August",5,"8AM to 9AM",8,"August 5, 2019 8:00","2019-08-05T08:00:00",46.9,46.9,46.9,{"v":48,"d":"48.0"},18.68,0.0777,0.32,12.97]
["August",5,"12PM to 1PM",12,"August 5, 2019 12:00","2019-08-05T12:00:00",48.7,48.6,48.6,{"v":51,"d":"51.0"},19.59,0.0774,0.34,13.02]
["August",5,"3PM to 4PM",15,"August 5, 2019 15:00","2019-08-05T15:00:00",{"v":50,"d":"50.0"},49.9,49.8,53.5,20.28,0.0772,0.36,13.06]
["August",5,"7PM to 8PM",19,"August 5, 2019 19:00","2019-08-05T19:00:00",49.3,49.2,49.1,52.1,19.88,0.0773,0.35,13.04]
["August",5,"10PM to 11PM",22,"August 5, 2019 22:00","2019-08-05T22:00:00",47.7,47.6,47.5,{"v":49,"d":"49.0"},19.01,0.0775,0.33,12.99]
["August",6,"2AM to 3AM",2,"August 6, 2019 2:00","2019-08-06T02:00:00",{"v":48,"d":"48.0"},{"v":48,"d":"48.0"},{"v":48,"d":"48.0"},{"v":50,"d":"50.0"},19.25,0.0775,0.34,{"v":13,"d":"13.00"}]
["August",6,"3AM to 4AM",3,"August 6, 2019 3:00","2019-08-06T03:00:00",{"v":48,"d":"48.0"},47.9,47.8,49.6,{"v":19.2,"d":"19.20"},0.0775,0.33,{"v":13,"d":"13.00"}]
["August",6,"6AM to 7AM",6,"August 6, 2019 6:00","2019-08-06T06:00:00",47.7,47.4,47.1,48.3,18.91,0.0775,0.33,12.98]
["August",6,"10AM to 11AM",10,"August 6, 2019 10:00","2019-08-06T10:00:00",47.7,47.7,47.7,49.3,19.06,0.0775,0.33,12.99]
["August",6,"1PM to 2PM",13,"August 6, 2019 13:00","2019-08-06T13:00:00",{"v":48,"d":"48.0"},47.9,47.8,49.6,{"v":19.2,"d":"19.20"},0.0775,0.33,{"v":13,"d":"13.00"}]
["August",6,"4PM to 5PM",16,"August 6, 2019 16:00","2019-08-06T16:00:00",48.6,48.5,48.4,50.7,19.49,0.0774,0.34,13.01]
["August",6,"8PM to 9PM",20,"August 6, 2019 20:00","2019-08-06T20:00:00",48.9,48.9,48.9,51.7,19.74,0.0773,0.35,13.03]
["August",6,"11PM to 12AM",23,"August 6, 2019 23:00","2019-08-06T23:00:00",46.9,46.9,46.9,{"v":48,"d":"48.0"},18.68,0.0777,0.32,12.97]
["August",7,"3AM to 4AM",3,"August 7, 2019 3:00","2019-08-07T03:00:00",46.2,46.1,{"v":46,"d":"46.0"},46.3,18.25,0.0778,0.31,12.94]
["August",7,"4AM to 5AM",4,"August 7, 2019 4:00","2019-08-07T04:00:00",45.7,45.6,45.5,45.4,17.98,0.0779,0.31,12.93]
["August",7,"7AM to 8AM",7,"August 7, 2019 7:00","2019-08-07T07:00:00",46.2,{"v":46,"d":"46.0"},45.9,{"v":46,"d":"46.0"},{"v":18.2,"d":"18.20"},0.0778,0.31,12.94]
["August",7,"11AM to 12PM",11,"August 7, 2019 11:00","2019-08-07T11:00:00",48.9,48.9,48.9,51.7,19.74,0.0773,0.35,13.03]
["August",7,"2PM to 3PM",14,"August 7, 2019 14:00","2019-08-07T14:00:00",{"v":50,"d":"50.0"},48.9,{"v":48,"d":"48.0"},{"v":50,"d":"50.0"},19.73,0.0772,0.34,13.05]
["August",7,"5PM to 6PM",17,{"$f":"A5257&\" \"&B5257&\", \"&$D$5&\" \"&D5257&\":00\"","v":"August 7, 2019 17:00"},{"$f":"DATEVALUE(E5257)+TIMEVALUE(E5257)","v":"2019-08-07T17:00:00"},{"v":52,"d":"52.0"},50.3,48.9,51.7,20.48,0.0769,0.35,13.11]
["August",7,"9PM to 10PM",21,"August 7, 2019 21:00","2019-08-07T21:00:00",50.7,48.7,46.9,{"v":48,"d":"48.0"},{"v":19.6,"d":"19.60"},0.0771,0.32,13.06]
["August",8,"12AM to 1AM",0,"August 8, 2019 0:00","2019-08-08",47.7,47.2,46.8,47.6,{"v":18.8,"d":"18.80"},0.0775,0.32,12.98]
["August",8,"2AM to 3AM",2,"August 8, 2019 2:00","2019-08-08T02:00:00",46.9,46.9,46.9,{"v":48,"d":"48.0"},18.68,0.0777,0.32,12.97]
["August",8,"5AM to 6AM",5,"August 8, 2019 5:00","2019-08-08T05:00:00",{"v":46,"d":"46.0"},{"v":46,"d":"46.0"},{"v":46,"d":"46.0"},46.3,18.21,0.0778,0.31,12.94]
["August",8,"8AM to 9AM",8,"August 8, 2019 8:00","2019-08-08T08:00:00",53.1,51.3,{"v":50,"d":"50.0"},53.9,21.08,0.0767,0.36,13.14]
["August",8,"12PM to 1PM",12,"August 8, 2019 12:00","2019-08-08T12:00:00",62.6,{"v":54,"d":"54.0"},47.5,{"v":49,"d":"49.0"},22.64,0.0753,0.33,13.37]
["August",8,"3PM to 4PM",15,"August 8, 2019 15:00","2019-08-08T15:00:00",65.3,56.4,50.2,54.2,24.12,0.0749,0.37,13.45]
["August",8,"6PM to 7PM",18,"August 8, 2019 18:00","2019-08-08T18:00:00",63.3,57.6,53.8,{"v":62,"d":"62.0"},24.85,0.0751,0.42,13.43]
["August",8,"9PM to 10PM",21,"August 8, 2019 21:00","2019-08-08T21:00:00",{"v":59,"d":"59.0"},55.8,53.6,61.6,23.73,0.0758,0.41,13.32]
["August",9,"2AM to 3AM",2,"August 9, 2019 2:00","2019-08-09T02:00:00",{"v":50,"d":"50.0"},48.9,{"v":48,"d":"48.0"},{"v":50,"d":"50.0"},19.73,0.0772,0.34,13.05]
["August",9,"3AM to 4AM",3,"August 9, 2019 3:00","2019-08-09T03:00:00",{"v":50,"d":"50.0"},48.6,47.5,{"v":49,"d":"49.0"},19.58,0.0772,0.33,13.05]
["August",9,"6AM to 7AM",6,"August 9, 2019 6:00","2019-08-09T06:00:00",51.3,{"v":49,"d":"49.0"},47.1,48.3,19.78,{"v":0.077,"d":"0.0770"},0.33,13.08]
["August",9,"9AM to 10AM",9,"August 9, 2019 9:00","2019-08-09T09:00:00",56.3,52.1,48.9,51.7,21.54,0.0762,0.35,13.22]
["August",9,"1PM to 2PM",13,"August 9, 2019 13:00","2019-08-09T13:00:00",59.7,53.5,48.7,51.4,22.31,0.0757,0.35,{"v":13.3,"d":"13.30"}]
["August",9,"4PM to 5PM",16,"August 9, 2019 16:00","2019-08-09T16:00:00",{"v":59,"d":"59.0"},53.2,48.7,51.4,22.14,0.0758,0.35,13.28]
["August",9,"7PM to 8PM",19,"August 9, 2019 19:00","2019-08-09T19:00:00",57.7,53.4,50.2,54.2,22.28,{"v":0.076,"d":"0.0760"},0.37,13.26]
["August",9,"10PM to 11PM",22,"August 9, 2019 22:00","2019-08-09T22:00:00",55.8,53.1,51.1,56.1,22.08,0.0763,0.38,13.22]
["August",10,"3AM to 4AM",3,"August 10, 2019 3:00","2019-08-10T03:00:00",53.6,52.1,50.9,55.7,{"v":21.5,"d":"21.50"},0.0766,0.37,13.16]
["August",10,"4AM to 5AM",4,"August 10, 2019 4:00","2019-08-10T04:00:00",53.4,{"v":52,"d":"52.0"},50.9,55.7,21.46,0.0766,0.37,13.15]
["August",10,"7AM to 8AM",7,"August 10, 2019 7:00","2019-08-10T07:00:00",53.6,{"v":52,"d":"52.0"},50.7,55.3,21.44,0.0766,0.37,13.16]
["August",10,"10AM to 11AM",{"$f":"IF(D5321+1>23,0,D5321+1)","v":10},"August 10, 2019 10:00","2019-08-10T10:00:00",59.4,55.5,52.9,{"v":60,"d":"60.0"},23.57,0.0757,{"v":0.4,"d":"0.40"},13.32]
["August",10,"2PM to 3PM",14,"August 10, 2019 14:00","2019-08-10T14:00:00",{"v":66,"d":"66.0"},57.6,{"v":52,"d":"52.0"},{"v":58,"d":"58.0"},24.88,0.0748,0.39,13.48]
["August",10,"5PM to 6PM",17,"August 10, 2019 17:00","2019-08-10T17:00:00",66.9,57.5,51.1,56.1,{"v":24.8,"d":"24.80"},0.0747,0.38,{"v":13.5,"d":"13.50"}]
["August",10,"7PM to 8PM",19,"August 10, 2019 19:00","2019-08-10T19:00:00",61.7,55.7,51.4,56.9,23.65,0.0754,0.38,13.37]
["August",11,"1AM to 2AM",1,"August 11, 2019 1:00","2019-08-11T01:00:00",51.6,51.6,51.6,57.2,21.25,0.0769,0.39,13.11]
["August",11,"4AM to 5AM",4,"August 11, 2019 4:00","2019-08-11T04:00:00",{"v":52,"d":"52.0"},51.9,51.8,57.6,{"v":21.4,"d":"21.40"},0.0768,0.39,13.12]
["August",11,"5AM to 6AM",5,"August 11, 2019 5:00","2019-08-11T05:00:00",{"v":52,"d":"52.0"},{"v":52,"d":"52.0"},{"v":52,"d":"52.0"},{"v":58,"d":"58.0"},21.46,0.0768,0.39,13.12]
["August",11,"8AM to 9AM",8,"August 11, 2019 8:00","2019-08-11T08:00:00",{"v":52,"d":"52.0"},{"v":52,"d":"52.0"},{"v":52,"d":"52.0"},{"v":58,"d":"58.0"},21.46,0.0768,0.39,13.12]
["August",11,"11AM to 12PM",11,"August 11, 2019 11:00","2019-08-11T11:00:00",55.9,54.8,{"v":54,"d":"54.0"},62.5,23.12,0.0762,0.42,13.24]
["August",11,"3PM to 4PM",15,"August 11, 2019 15:00","2019-08-11T15:00:00",59.7,{"v":55,"d":"55.0"},51.6,57.2,23.23,0.0757,0.39,13.32]
["August",11,"6PM to 7PM",18,"August 11, 2019 18:00","2019-08-11T18:00:00",59.9,55.3,52.2,58.4,23.45,0.0757,0.39,13.33]
["August",11,"8PM to 9PM",20,"August 11, 2019 20:00","2019-08-11T20:00:00",57.9,{"v":54,"d":"54.0"},51.1,56.1,22.61,{"v":0.076,"d":"0.0760"},0.38,13.27]
["August",12,"2AM to 3AM",2,"August 12, 2019 2:00","2019-08-12T02:00:00",53.1,52.4,{"v":52,"d":"52.0"},{"v":58,"d":"58.0"},21.72,0.0767,0.39,13.15]
["August",12,"5AM to 6AM",5,"August 12, 2019 5:00","2019-08-12T05:00:00",53.1,52.4,{"v":52,"d":"52.0"},{"v":58,"d":"58.0"},21.72,0.0767,0.39,13.15]
["August",12,"6AM to 7AM",6,"August 12, 2019 6:00","2019-08-12T06:00:00",53.8,52.4,51.4,56.9,21.72,0.0766,0.38,13.17]
["August",12,"9AM to 10AM",9,"August 12, 2019 9:00","2019-08-12T09:00:00",{"v":55,"d":"55.0"},53.6,52.5,59.2,22.39,0.0764,{"v":0.4,"d":"0.40"},13.21]
["August",12,"12PM to 1PM",12,"August 12, 2019 12:00","2019-08-12T12:00:00",55.4,54.4,53.8,{"v":62,"d":"62.0"},22.92,0.0763,0.42,13.22]
["August",12,"4PM to 5PM",16,"August 12, 2019 16:00","2019-08-12T16:00:00",54.7,53.4,52.5,59.2,{"v":22.3,"d":"22.30"},0.0764,{"v":0.4,"d":"0.40"},{"v":13.2,"d":"13.20"}]
["August",12,"9PM to 10PM",21,"August 12, 2019 21:00","2019-08-12T21:00:00",54.3,53.4,52.7,59.6,22.28,0.0765,{"v":0.4,"d":"0.40"},13.19]
["August",13,"12AM to 1AM",0,"August 13, 2019 0:00","2019-08-13",52.7,51.1,49.8,53.5,20.94,0.0767,0.36,13.13]
["August",13,"3AM to 4AM",3,"August 13, 2019 3:00","2019-08-13T03:00:00",50.9,50.1,49.5,52.8,20.39,{"v":0.077,"d":"0.0770"},0.36,13.08]
["August",13,"6AM to 7AM",6,"August 13, 2019 6:00","2019-08-13T06:00:00",{"v":50,"d":"50.0"},49.5,49.1,52.1,20.06,0.0772,0.35,13.06]
["August",13,"7AM to 8AM",7,"August 13, 2019 7:00","2019-08-13T07:00:00",50.9,50.4,{"v":50,"d":"50.0"},53.9,20.56,{"v":0.077,"d":"0.0770"},0.36,13.08]
["August",13,"10AM to 11AM",10,"August 13, 2019 10:00","2019-08-13T10:00:00",54.7,52.6,51.1,56.1,21.82,0.0764,0.38,13.19]
["August",13,"2PM to 3PM",14,"August 13, 2019 14:00","2019-08-13T14:00:00",64.9,56.8,51.1,56.1,24.32,0.0749,0.38,13.45]
["August",13,"5PM to 6PM",17,"August 13, 2019 17:00","2019-08-13T17:00:00",{"v":61,"d":"61.0"},56.3,53.1,60.4,24.03,0.0755,0.41,13.36]
["August",13,"10PM to 11PM",22,"August 13, 2019 22:00","2019-08-13T22:00:00",{"v":54,"d":"54.0"},53.1,52.5,59.2,22.13,0.0765,{"v":0.4,"d":"0.40"},13.18]
["August",14,"1AM to 2AM",1,"August 14, 2019 1:00","2019-08-14T01:00:00",49.6,49.4,49.3,52.4,20.02,0.0772,0.35,13.05]
["August",14,"4AM to 5AM",4,"August 14, 2019 4:00","2019-08-14T04:00:00",{"v":48,"d":"48.0"},47.9,47.8,49.6,{"v":19.2,"d":"19.20"},0.0775,0.33,{"v":13,"d":"13.00"}]
["August",14,"7AM to 8AM",7,"August 14, 2019 7:00","2019-08-14T07:00:00",49.3,49.1,48.9,51.7,19.83,0.0773,0.35,13.04]
["August",14,"8AM to 9AM",8,"August 14, 2019 8:00","2019-08-14T08:00:00",{"v":50,"d":"50.0"},{"v":50,"d":"50.0"},{"v":50,"d":"50.0"},53.9,20.34,0.0772,0.36,13.06]
["August",14,"11AM to 12PM",11,"August 14, 2019 11:00","2019-08-14T11:00:00",{"v":54,"d":"54.0"},52.8,{"v":52,"d":"52.0"},{"v":58,"d":"58.0"},21.94,0.0765,0.39,13.18]
["August",14,"3PM to 4PM",15,"August 14, 2019 15:00","2019-08-14T15:00:00",{"v":59,"d":"59.0"},54.1,50.5,{"v":55,"d":"55.0"},{"v":22.7,"d":"22.70"},0.0758,0.37,{"v":13.3,"d":"13.30"}]
["August",14,"7PM to 8PM",19,"August 14, 2019 19:00","2019-08-14T19:00:00",{"v":57,"d":"57.0"},53.6,51.1,56.1,22.39,0.0761,0.38,13.25]
["August",14,"10PM to 11PM",22,"August 14, 2019 22:00","2019-08-14T22:00:00",52.7,51.5,50.5,{"v":55,"d":"55.0"},21.16,0.0767,0.37,13.13]
["August",15,"2AM to 3AM",2,"August 15, 2019 2:00","2019-08-15T02:00:00",48.9,48.9,48.9,51.7,19.74,0.0773,0.35,13.03]
["August",15,"5AM to 6AM",5,"August 15, 2019 5:00","2019-08-15T05:00:00",48.9,47.9,46.9,{"v":48,"d":"48.0"},19.16,0.0774,0.32,13.02]
["August",15,"6AM to 7AM",6,"August 15, 2019 6:00","2019-08-15T06:00:00",49.3,48.1,47.1,48.3,{"v":19.3,"d":"19.30"},0.0773,0.33,13.03]
["August",15,"9AM to 10AM",9,"August 15, 2019 9:00","2019-08-15T09:00:00",{"v":52,"d":"52.0"},50.5,49.3,52.4,20.59,0.0769,0.35,13.11]
["August",15,"12PM to 1PM",12,"August 15, 2019 12:00","2019-08-15T12:00:00",57.4,53.3,50.2,54.2,22.19,{"v":0.076,"d":"0.0760"},0.37,13.25]
["August",15,"4PM to 5PM",16,"August 15, 2019 16:00","2019-08-15T16:00:00",58.6,54.8,52.2,58.4,23.15,0.0758,0.39,{"v":13.3,"d":"13.30"}]
["August",15,"8PM to 9PM",20,"August 15, 2019 20:00","2019-08-15T20:00:00",{"v":55,"d":"55.0"},{"v":55,"d":"55.0"},{"v":55,"d":"55.0"},{"v":65,"d":"65.0"},23.29,0.0763,0.44,13.22]
["August",15,"11PM to 12AM",23,"August 15, 2019 23:00","2019-08-15T23:00:00",51.1,51.1,51.1,56.1,20.94,{"v":0.077,"d":"0.0770"},0.38,{"v":13.1,"d":"13.10"}]
["August",16,"3AM to 4AM",3,"August 16, 2019 3:00","2019-08-16T03:00:00",47.7,47.6,47.5,{"v":49,"d":"49.0"},19.01,0.0775,0.33,12.99]
["August",16,"6AM to 7AM",6,"August 16, 2019 6:00","2019-08-16T06:00:00",48.4,47.9,47.5,{"v":49,"d":"49.0"},19.18,0.0774,0.33,13.01]
["August",16,"7AM to 8AM",7,"August 16, 2019 7:00","2019-08-16T07:00:00",49.6,{"v":49,"d":"49.0"},48.6,{"v":51,"d":"51.0"},19.81,0.0772,0.34,13.04]
["August",16,"10AM to 11AM",10,"August 16, 2019 10:00","2019-08-16T10:00:00",54.3,{"v":53,"d":"53.0"},{"v":52,"d":"52.0"},{"v":58,"d":"58.0"},22.03,0.0765,0.39,13.18]
["August",16,"1PM to 2PM",13,"August 16, 2019 13:00","2019-08-16T13:00:00",57.9,54.5,52.2,58.4,22.97,0.0759,0.39,13.28]
["August",16,"5PM to 6PM",17,"August 16, 2019 17:00","2019-08-16T17:00:00",{"v":57,"d":"57.0"},56.4,55.9,67.2,24.12,{"v":0.076,"d":"0.0760"},0.45,13.28]
["August",16,"9PM to 10PM",21,"August 16, 2019 21:00","2019-08-16T21:00:00",53.6,51.8,50.4,54.6,21.33,0.0766,0.37,13.16]
["August",17,"12AM to 1AM",0,"August 17, 2019 0:00","2019-08-17",{"v":48,"d":"48.0"},47.9,47.8,49.6,{"v":19.2,"d":"19.20"},0.0775,0.33,{"v":13,"d":"13.00"}]
["August",17,"4AM to 5AM",4,"August 17, 2019 4:00","2019-08-17T04:00:00",49.3,49.2,49.1,52.1,19.88,0.0773,0.35,13.04]
["August",17,"7AM to 8AM",7,"August 17, 2019 7:00","2019-08-17T07:00:00",49.6,{"v":49,"d":"49.0"},48.6,{"v":51,"d":"51.0"},19.81,0.0772,0.34,13.04]
["August",17,"8AM to 9AM",8,"August 17, 2019 8:00","2019-08-17T08:00:00",{"v":50,"d":"50.0"},49.4,48.9,51.7,{"v":20,"d":"20.00"},0.0772,0.35,13.05]
["August",17,"11AM to 12PM",11,"August 17, 2019 11:00","2019-08-17T11:00:00",{"v":52,"d":"52.0"},50.3,48.9,51.7,20.48,0.0769,0.35,13.11]
["August",17,"2PM to 3PM",14,"August 17, 2019 14:00","2019-08-17T14:00:00",55.9,52.6,{"v":50,"d":"50.0"},53.9,21.78,0.0763,0.36,13.21]
["August",17,"6PM to 7PM",18,"August 17, 2019 18:00","2019-08-17T18:00:00",56.3,{"v":52,"d":"52.0"},48.7,51.4,21.48,0.0762,0.35,13.22]
["August",17,"10PM to 11PM",22,"August 17, 2019 22:00","2019-08-17T22:00:00",52.3,51.2,50.4,54.6,21.02,0.0768,0.37,13.12]
["August",18,"2AM to 3AM",2,"August 18, 2019 2:00","2019-08-18T02:00:00",48.9,48.9,48.9,51.7,19.74,0.0773,0.35,13.03]
["August",18,"5AM to 6AM",5,"August 18, 2019 5:00","2019-08-18T05:00:00",48.9,48.9,48.9,51.7,19.74,0.0773,0.35,13.03]
["August",18,"8AM to 9AM",8,"August 18, 2019 8:00","2019-08-18T08:00:00",48.9,48.9,48.9,51.7,19.74,0.0773,0.35,13.03]
["August",18,"9AM to 10AM",9,{"$f":"A5513&\" \"&B5513&\", \"&$D$5&\" \"&D5513&\":00\"","v":"August 18, 2019 9:00"},{"$f":"DATEVALUE(E5513)+TIMEVALUE(E5513)","v":"2019-08-18T09:00:00"},48.9,48.9,48.9,51.7,19.74,0.0773,0.35,13.03]
["August",18,"12PM to 1PM",12,"August 18, 2019 12:00","2019-08-18T12:00:00",49.6,49.5,49.5,52.8,20.08,0.0772,0.36,13.05]
["August",18,"3PM to 4PM",15,"August 18, 2019 15:00","2019-08-18T15:00:00",52.7,52.4,52.2,58.4,{"v":21.7,"d":"21.70"},0.0767,0.39,13.14]
["August",18,"8PM to 9PM",20,"August 18, 2019 20:00","2019-08-18T20:00:00",{"v":54,"d":"54.0"},53.4,53.1,60.4,22.31,0.0765,0.41,13.18]
["August",18,"11PM to 12AM",23,"August 18, 2019 23:00","2019-08-18T23:00:00",{"v":54,"d":"54.0"},53.4,53.1,60.4,22.31,0.0765,0.41,13.18]
["August",19,"3AM to 4AM",3,"August 19, 2019 3:00","2019-08-19T03:00:00",{"v":52,"d":"52.0"},51.3,50.7,55.3,21.05,0.0768,0.37,13.12]
["August",19,"6AM to 7AM",6,"August 19, 2019 6:00","2019-08-19T06:00:00",{"v":50,"d":"50.0"},48.6,47.5,{"v":49,"d":"49.0"},19.58,0.0772,0.33,13.05]
["August",19,"9AM to 10AM",9,"August 19, 2019 9:00","2019-08-19T09:00:00",51.3,48.7,46.6,47.3,19.63,{"v":0.077,"d":"0.0770"},0.32,13.07]
["August",19,"10AM to 11AM",10,"August 19, 2019 10:00","2019-08-19T10:00:00",52.7,49.7,47.3,48.6,20.18,0.0768,0.33,13.11]
["August",19,"1PM to 2PM",13,"August 19, 2019 13:00","2019-08-19T13:00:00",53.4,51.1,49.3,52.4,20.94,0.0766,0.35,13.14]
["August",19,"4PM to 5PM",16,"August 19, 2019 16:00","2019-08-19T16:00:00",53.1,50.6,48.6,{"v":51,"d":"51.0"},20.64,0.0767,0.34,13.13]
["August",19,"9PM to 10PM",21,"August 19, 2019 21:00","2019-08-19T21:00:00",49.6,49.6,49.6,53.1,20.14,0.0772,0.36,13.05]
["August",20,"12AM to 1AM",0,"August 20, 2019 0:00","2019-08-20",48.2,47.8,47.5,{"v":49,"d":"49.0"},19.14,0.0775,0.33,{"v":13,"d":"13.00"}]
["August",20,"4AM to 5AM",4,"August 20, 2019 4:00","2019-08-20T04:00:00",45.7,44.6,43.5,42.1,17.46,0.0779,0.28,12.92]
["August",20,"7AM to 8AM",7,"August 20, 2019 7:00","2019-08-20T07:00:00",46.9,45.4,43.9,42.7,17.86,0.0777,0.29,12.95]
["August",20,"10AM to 11AM",10,"August 20, 2019 10:00","2019-08-20T10:00:00",{"v":52,"d":"52.0"},47.9,44.2,43.2,19.17,0.0769,0.29,13.08]
["August",20,"11AM to 12PM",11,"August 20, 2019 11:00","2019-08-20T11:00:00",{"v":54,"d":"54.0"},48.7,44.1,42.9,19.61,0.0766,0.29,13.13]
["August",20,"5PM to 6PM",17,"August 20, 2019 17:00","2019-08-20T17:00:00",{"v":54,"d":"54.0"},48.2,{"v":43,"d":"43.0"},41.2,19.34,0.0766,0.28,13.12]
["August",20,"7PM to 8PM",19,"August 20, 2019 19:00","2019-08-20T19:00:00",{"v":52,"d":"52.0"},47.2,42.8,40.9,18.81,0.0769,0.28,13.07]
["August",20,"10PM to 11PM",22,"August 20, 2019 22:00","2019-08-20T22:00:00",45.7,{"v":44,"d":"44.0"},42.3,40.1,17.15,0.0779,0.27,12.91]
["August",21,"1AM to 2AM",1,{"$f":"A5577&\" \"&B5577&\", \"&$D$5&\" \"&D5577&\":00\"","v":"August 21, 2019 1:00"},{"$f":"DATEVALUE(E5577)+TIMEVALUE(E5577)","v":"2019-08-21T01:00:00"},43.7,43.5,43.3,41.8,16.94,0.0782,0.28,12.86]
["August",21,"5AM to 6AM",5,"August 21, 2019 5:00","2019-08-21T05:00:00",44.1,44.1,44.1,42.9,{"v":17.2,"d":"17.20"},0.0781,0.29,12.88]
["August",21,"8AM to 9AM",8,"August 21, 2019 8:00","2019-08-21T08:00:00",{"v":46,"d":"46.0"},{"v":46,"d":"46.0"},{"v":46,"d":"46.0"},46.3,18.21,0.0778,0.31,12.94]
["August",21,"11AM to 12PM",11,"August 21, 2019 11:00","2019-08-21T11:00:00",{"v":54,"d":"54.0"},51.7,{"v":50,"d":"50.0"},53.9,{"v":21.3,"d":"21.30"},0.0766,0.36,13.16]
["August",21,"12PM to 1PM",12,"August 21, 2019 12:00","2019-08-21T12:00:00",56.3,53.2,50.9,55.7,22.16,0.0762,0.37,13.23]
["August",21,"6PM to 7PM",18,"August 21, 2019 18:00","2019-08-21T18:00:00",61.3,55.4,51.3,56.5,{"v":23.5,"d":"23.50"},0.0755,0.38,13.36]
["August",21,"8PM to 9PM",20,"August 21, 2019 20:00","2019-08-21T20:00:00",57.9,54.4,{"v":52,"d":"52.0"},{"v":58,"d":"58.0"},22.91,0.0759,0.39,13.28]
["August",21,"11PM to 12AM",23,"August 21, 2019 23:00","2019-08-21T23:00:00",51.1,50.5,{"v":50,"d":"50.0"},53.9,{"v":20.6,"d":"20.60"},{"v":0.077,"d":"0.0770"},0.36,13.09]
["August",22,"2AM to 3AM",2,"August 22, 2019 2:00","2019-08-22T02:00:00",{"v":46,"d":"46.0"},{"v":46,"d":"46.0"},{"v":46,"d":"46.0"},46.3,18.21,0.0778,0.31,12.94]
["August",22,"6AM to 7AM",6,"August 22, 2019 6:00","2019-08-22T06:00:00",45.7,45.3,{"v":45,"d":"45.0"},44.5,17.83,0.0779,{"v":0.3,"d":"0.30"},12.92]
["August",22,"9AM to 10AM",9,"August 22, 2019 9:00","2019-08-22T09:00:00",54.7,51.1,48.2,50.3,20.93,0.0765,0.34,13.17]
["August",22,"10AM to 11AM",10,"August 22, 2019 10:00","2019-08-22T10:00:00",60.3,53.6,48.6,{"v":51,"d":"51.0"},22.39,0.0756,0.34,13.32]
["August",22,"3PM to 4PM",15,"August 22, 2019 15:00","2019-08-22T15:00:00",73.2,58.1,47.1,48.3,25.12,0.0738,0.33,13.64]
["August",22,"5PM to 6PM",17,"August 22, 2019 17:00","2019-08-22T17:00:00",75.9,58.6,{"v":46,"d":"46.0"},46.3,25.47,0.0735,0.31,{"v":13.7,"d":"13.70"}]
["August",22,"9PM to 10PM",21,"August 22, 2019 21:00","2019-08-22T21:00:00",64.4,55.8,49.6,53.1,23.73,{"v":0.075,"d":"0.0750"},0.36,13.43]
["August",23,"12AM to 1AM",0,"August 23, 2019 0:00","2019-08-23",{"v":54,"d":"54.0"},{"v":51,"d":"51.0"},48.7,51.4,20.91,0.0766,0.35,13.16]
["August",23,"3AM to 4AM",3,"August 23, 2019 3:00","2019-08-23T03:00:00",50.9,49.3,{"v":48,"d":"48.0"},{"v":50,"d":"50.0"},19.95,{"v":0.077,"d":"0.0770"},0.34,13.07]
["August",23,"7AM to 8AM",7,"August 23, 2019 7:00","2019-08-23T07:00:00",53.1,50.2,47.8,49.6,20.43,0.0767,0.33,13.13]
["August",23,"10AM to 11AM",10,"August 23, 2019 10:00","2019-08-23T10:00:00",{"v":63,"d":"63.0"},55.9,50.9,55.7,23.78,0.0752,0.37,{"v":13.4,"d":"13.40"}]
["August",23,"11AM to 12PM",11,"August 23, 2019 11:00","2019-08-23T11:00:00",66.9,{"v":58,"d":"58.0"},{"v":52,"d":"52.0"},{"v":58,"d":"58.0"},{"v":25.1,"d":"25.10"},0.0746,0.39,13.51]
["August",23,"4PM to 5PM",16,"August 23, 2019 16:00","2019-08-23T16:00:00",{"v":68,"d":"68.0"},61.9,58.5,73.7,27.81,0.0744,0.49,13.58]
["August",23,"6PM to 7PM",{"$f":"IF(D5641+1>23,0,D5641+1)","v":18},"August 23, 2019 18:00","2019-08-23T18:00:00",66.2,61.9,59.5,76.7,27.83,0.0746,0.51,13.55]
["August",23,"10PM to 11PM",22,"August 23, 2019 22:00","2019-08-23T22:00:00",{"v":63,"d":"63.0"},61.2,60.3,78.7,27.35,0.0751,0.53,13.47]
["August",24,"1AM to 2AM",1,"August 24, 2019 1:00","2019-08-24T01:00:00",60.1,59.5,59.2,75.7,26.18,0.0755,0.51,13.39]
["August",24,"4AM to 5AM",4,"August 24, 2019 4:00","2019-08-24T04:00:00",59.7,58.7,58.1,72.7,25.64,0.0756,0.49,13.37]
["August",24,"8AM to 9AM",8,"August 24, 2019 8:00","2019-08-24T08:00:00",{"v":59,"d":"59.0"},57.1,55.9,67.2,{"v":24.6,"d":"24.60"},0.0757,0.45,13.33]
["August",24,"11AM to 12PM",11,"August 24, 2019 11:00","2019-08-24T11:00:00",57.9,56.2,{"v":55,"d":"55.0"},{"v":65,"d":"65.0"},23.99,0.0759,0.44,{"v":13.3,"d":"13.30"}]
["August",24,"1PM to 2PM",13,"August 24, 2019 13:00","2019-08-24T13:00:00",57.4,55.4,54.1,62.9,23.53,{"v":0.076,"d":"0.0760"},0.42,13.28]
["August",24,"4PM to 5PM",16,"August 24, 2019 16:00","2019-08-24T16:00:00",{"v":57,"d":"57.0"},{"v":54,"d":"54.0"},51.8,57.6,22.63,0.0761,0.39,13.25]
["August",24,"7PM to 8PM",19,"August 24, 2019 19:00","2019-08-24T19:00:00",54.3,50.5,47.5,{"v":49,"d":"49.0"},20.63,0.0765,0.33,13.16]
["August",24,"11PM to 12AM",23,"August 24, 2019 23:00","2019-08-24T23:00:00",51.1,48.8,46.9,{"v":48,"d":"48.0"},19.69,{"v":0.077,"d":"0.0770"},0.32,13.07]
["August",25,"2AM to 3AM",2,"August 25, 2019 2:00","2019-08-25T02:00:00",{"v":50,"d":"50.0"},48.9,{"v":48,"d":"48.0"},{"v":50,"d":"50.0"},19.73,0.0772,0.34,13.05]
["August",25,"6AM to 7AM",6,"August 25, 2019 6:00","2019-08-25T06:00:00",49.6,48.7,47.8,49.6,19.59,0.0772,0.33,13.04]
["August",25,"9AM to 10AM",9,"August 25, 2019 9:00","2019-08-25T09:00:00",51.4,50.4,49.6,53.1,20.57,0.0769,0.36,{"v":13.1,"d":"13.10"}]
["August",25,"12PM to 1PM",12,"August 25, 2019 12:00","2019-08-25T12:00:00",52.3,51.3,50.5,{"v":55,"d":"55.0"},21.08,0.0768,0.37,13.12]
["August",25,"2PM to 3PM",14,"August 25, 2019 14:00","2019-08-25T14:00:00",53.1,51.3,{"v":50,"d":"50.0"},53.9,21.08,0.0767,0.36,13.14]
["August",25,"5PM to 6PM",17,"August 25, 2019 17:00","2019-08-25T17:00:00",55.9,53.1,51.1,56.1,22.13,0.0762,0.38,13.22]
["August",25,"8PM to 9PM",20,"August 25, 2019 20:00","2019-08-25T20:00:00",53.1,51.9,51.1,56.1,21.43,0.0767,0.38,13.15]
["August",26,"12AM to 1AM",0,"August 26, 2019 0:00","2019-08-26",50.7,50.6,50.5,{"v":55,"d":"55.0"},20.68,{"v":0.077,"d":"0.0770"},0.37,13.08]
["August",26,"3AM to 4AM",3,"August 26, 2019 3:00","2019-08-26T03:00:00",49.3,49.2,49.1,52.1,19.88,0.0773,0.35,13.04]
["August",26,"7AM to 8AM",7,"August 26, 2019 7:00","2019-08-26T07:00:00",{"v":50,"d":"50.0"},{"v":49,"d":"49.0"},48.2,50.3,19.79,0.0772,0.34,13.05]
["August",26,"10AM to 11AM",{"$f":"IF(D5705+1>23,0,D5705+1)","v":10},"August 26, 2019 10:00","2019-08-26T10:00:00",51.6,50.9,50.4,54.6,20.84,0.0769,0.37,{"v":13.1,"d":"13.10"}]
["August",26,"11AM to 12PM",11,"August 26, 2019 11:00","2019-08-26T11:00:00",{"v":52,"d":"52.0"},51.5,51.1,56.1,21.16,0.0768,0.38,13.12]
["August",26,"3PM to 4PM",15,"August 26, 2019 15:00","2019-08-26T15:00:00",{"v":55,"d":"55.0"},51.5,48.7,51.4,21.17,0.0764,0.35,13.18]
["August",26,"6PM to 7PM",18,"August 26, 2019 18:00","2019-08-26T18:00:00",{"v":54,"d":"54.0"},{"v":50,"d":"50.0"},46.8,47.6,20.33,0.0766,0.32,13.14]
["August",26,"10PM to 11PM",22,"August 26, 2019 22:00","2019-08-26T22:00:00",{"v":50,"d":"50.0"},{"v":48,"d":"48.0"},46.2,46.7,19.22,0.0772,0.31,13.04]
["August",27,"1AM to 2AM",1,"August 27, 2019 1:00","2019-08-27T01:00:00",46.9,46.4,45.9,{"v":46,"d":"46.0"},18.38,0.0777,0.31,12.96]
["August",27,"4AM to 5AM",4,"August 27, 2019 4:00","2019-08-27T04:00:00",45.3,45.2,45.1,44.8,17.79,0.0779,{"v":0.3,"d":"0.30"},12.91]
["August",27,"8AM to 9AM",8,"August 27, 2019 8:00","2019-08-27T08:00:00",{"v":48,"d":"48.0"},47.4,46.9,{"v":48,"d":"48.0"},18.94,0.0775,0.32,12.99]
["August",27,"11AM to 12PM",11,"August 27, 2019 11:00","2019-08-27T11:00:00",51.1,49.4,{"v":48,"d":"48.0"},{"v":50,"d":"50.0"},{"v":20,"d":"20.00"},{"v":0.077,"d":"0.0770"},0.34,13.08]
["August",27,"12PM to 1PM",12,"August 27, 2019 12:00","2019-08-27T12:00:00",52.3,49.5,47.1,48.3,20.04,0.0768,0.33,{"v":13.1,"d":"13.10"}]
["August",27,"4PM to 5PM",16,"August 27, 2019 16:00","2019-08-27T16:00:00",55.6,50.3,45.9,{"v":46,"d":"46.0"},20.48,0.0764,0.31,13.18]
["August",27,"7PM to 8PM",19,"August 27, 2019 19:00","2019-08-27T19:00:00",{"v":54,"d":"54.0"},49.6,45.9,{"v":46,"d":"46.0"},20.08,0.0766,0.31,13.14]
["August",27,"11PM to 12AM",23,"August 27, 2019 23:00","2019-08-27T23:00:00",44.1,44.1,44.1,42.9,{"v":17.2,"d":"17.20"},0.0781,0.29,12.88]
["August",28,"2AM to 3AM",2,"August 28, 2019 2:00","2019-08-28T02:00:00",{"v":45,"d":"45.0"},44.5,44.1,42.9,17.42,{"v":0.078,"d":"0.0780"},0.29,{"v":12.9,"d":"12.90"}]
["August",28,"5AM to 6AM",5,"August 28, 2019 5:00","2019-08-28T05:00:00",{"v":45,"d":"45.0"},44.5,44.1,42.9,17.42,{"v":0.078,"d":"0.0780"},0.29,{"v":12.9,"d":"12.90"}]
["August",28,"9AM to 10AM",9,"August 28, 2019 9:00","2019-08-28T09:00:00",47.7,45.9,44.2,43.2,18.12,0.0776,0.29,12.97]
["August",28,"1PM to 2PM",13,"August 28, 2019 13:00","2019-08-28T13:00:00",53.8,48.4,43.5,42.1,19.43,0.0767,0.28,13.12]
["August",28,"4PM to 5PM",16,"August 28, 2019 16:00","2019-08-28T16:00:00",51.6,48.5,45.9,{"v":46,"d":"46.0"},19.52,{"v":0.077,"d":"0.0770"},0.31,13.08]
["August",28,"5PM to 6PM",17,"August 28, 2019 17:00","2019-08-28T17:00:00",{"v":50,"d":"50.0"},48.3,46.9,{"v":48,"d":"48.0"},19.42,0.0772,0.32,13.04]
["August",28,"8PM to 9PM",20,"August 28, 2019 20:00","2019-08-28T20:00:00",46.9,44.9,{"v":43,"d":"43.0"},41.2,17.63,0.0777,0.28,12.95]
["August",29,"12AM to 1AM",0,"August 29, 2019 0:00","2019-08-29",{"v":45,"d":"45.0"},44.6,44.2,43.2,17.47,{"v":0.078,"d":"0.0780"},0.29,{"v":12.9,"d":"12.90"}]
["August",29,"3AM to 4AM",3,"August 29, 2019 3:00","2019-08-29T03:00:00",{"v":45,"d":"45.0"},44.9,44.8,44.2,17.61,{"v":0.078,"d":"0.0780"},{"v":0.3,"d":"0.30"},{"v":12.9,"d":"12.90"}]
["August",29,"6AM to 7AM",6,"August 29, 2019 6:00","2019-08-29T06:00:00",44.6,44.4,44.2,43.2,17.38,{"v":0.078,"d":"0.0780"},0.29,12.89]
["August",29,"10AM to 11AM",10,"August 29, 2019 10:00","2019-08-29T10:00:00",47.3,45.6,44.1,42.9,17.99,0.0776,0.29,12.96]
["August",29,"2PM to 3PM",14,"August 29, 2019 14:00","2019-08-29T14:00:00",{"v":52,"d":"52.0"},47.3,{"v":43,"d":"43.0"},41.2,18.85,0.0769,0.28,13.07]
["August",29,"3PM to 4PM",15,"August 29, 2019 15:00","2019-08-29T15:00:00",51.6,47.2,43.2,41.5,18.81,{"v":0.077,"d":"0.0770"},0.28,13.07]
["August",29,"6PM to 7PM",18,"August 29, 2019 18:00","2019-08-29T18:00:00",50.4,47.2,44.2,43.2,18.78,0.0772,0.29,13.04]
["August",29,"9PM to 10PM",21,"August 29, 2019 21:00","2019-08-29T21:00:00",{"v":48,"d":"48.0"},46.2,44.6,43.9,18.31,0.0775,{"v":0.3,"d":"0.30"},12.98]
["August",30,"1AM to 2AM",1,"August 30, 2019 1:00","2019-08-30T01:00:00",44.8,44.3,43.9,42.7,17.33,{"v":0.078,"d":"0.0780"},0.29,12.89]
["August",30,"4AM to 5AM",4,"August 30, 2019 4:00","2019-08-30T04:00:00",43.3,43.2,43.2,41.5,{"v":16.8,"d":"16.80"},0.0783,0.28,12.85]
["August",30,"7AM to 8AM",7,"August 30, 2019 7:00","2019-08-30T07:00:00",{"v":45,"d":"45.0"},43.8,42.6,40.6,17.06,{"v":0.078,"d":"0.0780"},0.27,12.89]
["August",30,"11AM to 12PM",11,"August 30, 2019 11:00","2019-08-30T11:00:00",{"v":52,"d":"52.0"},46.9,42.1,39.8,18.64,0.0769,0.27,13.07]
["August",30,"3PM to 4PM",15,"August 30, 2019 15:00","2019-08-30T15:00:00",55.8,47.8,40.1,36.8,19.09,0.0764,0.25,13.16]
["August",30,"4PM to 5PM",16,"August 30, 2019 16:00","2019-08-30T16:00:00",56.3,48.2,40.5,37.3,19.31,0.0763,0.25,13.17]
["August",30,"7PM to 8PM",19,"August 30, 2019 19:00","2019-08-30T19:00:00",53.6,48.2,43.3,41.8,19.34,0.0767,0.28,13.12]
["August",30,"10PM to 11PM",22,"August 30, 2019 22:00","2019-08-30T22:00:00",49.3,{"v":47,"d":"47.0"},{"v":45,"d":"45.0"},44.5,18.71,0.0773,{"v":0.3,"d":"0.30"},13.02]
["August",31,"2AM to 3AM",2,"August 31, 2019 2:00","2019-08-31T02:00:00",{"v":43,"d":"43.0"},{"v":43,"d":"43.0"},{"v":43,"d":"43.0"},41.2,16.67,0.0783,0.28,12.84]
["August",31,"5AM to 6AM",5,"August 31, 2019 5:00","2019-08-31T05:00:00",42.1,{"v":41,"d":"41.0"},39.9,36.6,15.74,0.0785,0.25,12.81]
["August",31,"8AM to 9AM",8,"August 31, 2019 8:00","2019-08-31T08:00:00",{"v":43,"d":"43.0"},{"v":43,"d":"43.0"},{"v":43,"d":"43.0"},41.2,16.67,0.0783,0.28,12.84]
["August",31,"1PM to 2PM",13,"August 31, 2019 13:00","2019-08-31T13:00:00",53.1,47.8,{"v":43,"d":"43.0"},41.2,19.12,0.0768,0.28,{"v":13.1,"d":"13.10"}]
["August",31,"4PM to 5PM",16,"August 31, 2019 16:00","2019-08-31T16:00:00",56.3,48.5,41.2,38.4,19.47,0.0763,0.26,13.18]
["August",31,"5PM to 6PM",17,{"$f":"A5833&\" \"&B5833&\", \"&$D$5&\" \"&D5833&\":00\"","v":"August 31, 2019 17:00"},{"$f":"DATEVALUE(E5833)+TIMEVALUE(E5833)","v":"2019-08-31T17:00:00"},{"v":57,"d":"57.0"},48.7,{"v":41,"d":"41.0"},38.1,{"v":19.6,"d":"19.60"},0.0762,0.26,13.19]
["August",31,"8PM to 9PM",20,"August 31, 2019 20:00","2019-08-31T20:00:00",{"v":54,"d":"54.0"},48.7,44.1,42.9,19.61,0.0766,0.29,13.13]
["August",31,"11PM to 12AM",23,"August 31, 2019 23:00","2019-08-31T23:00:00",50.9,47.8,{"v":45,"d":"45.0"},44.5,{"v":19.1,"d":"19.10"},0.0771,{"v":0.3,"d":"0.30"},13.06]
["September",1,"3AM to 4AM",3,"September 1, 2019 3:00","2019-09-01T03:00:00",46.9,46.5,{"v":46,"d":"46.0"},46.3,18.43,0.0777,0.31,12.96]
["September",1,"6AM to 7AM",6,"September 1, 2019 6:00","2019-09-01T06:00:00",{"v":46,"d":"46.0"},45.5,{"v":45,"d":"45.0"},44.5,17.92,0.0778,{"v":0.3,"d":"0.30"},12.93]
["September",1,"9AM to 10AM",9,"September 1, 2019 9:00","2019-09-01T09:00:00",46.9,45.9,{"v":45,"d":"45.0"},44.5,18.14,0.0777,{"v":0.3,"d":"0.30"},12.96]
["September",1,"2PM to 3PM",14,"September 1, 2019 14:00","2019-09-01T14:00:00",{"v":50,"d":"50.0"},48.3,46.9,{"v":48,"d":"48.0"},19.42,0.0772,0.32,13.04]
["September",1,"5PM to 6PM",17,"September 1, 2019 17:00","2019-09-01T17:00:00",{"v":52,"d":"52.0"},49.8,{"v":48,"d":"48.0"},{"v":50,"d":"50.0"},20.22,0.0769,0.34,{"v":13.1,"d":"13.10"}]
["September",1,"6PM to 7PM",18,"September 1, 2019 18:00","2019-09-01T18:00:00",51.1,49.4,{"v":48,"d":"48.0"},{"v":50,"d":"50.0"},{"v":20,"d":"20.00"},{"v":0.077,"d":"0.0770"},0.34,13.08]
["September",1,"9PM to 10PM",21,"September 1, 2019 21:00","2019-09-01T21:00:00",46.9,46.5,{"v":46,"d":"46.0"},46.3,18.43,0.0777,0.31,12.96]
["September",2,"12AM to 1AM",0,"September 2, 2019 0:00","2019-09-02",{"v":46,"d":"46.0"},44.1,42.1,39.8,{"v":17.2,"d":"17.20"},0.0778,0.27,12.92]
["September",2,"4AM to 5AM",4,"September 2, 2019 4:00","2019-09-02T04:00:00",44.1,43.1,42.1,39.8,16.71,0.0782,0.27,12.87]
["September",2,"6AM to 7AM",6,"September 2, 2019 6:00","2019-09-02T06:00:00",44.1,42.1,39.9,36.6,16.22,0.0782,0.25,12.86]
["September",2,"12PM to 1PM",12,"September 2, 2019 12:00","2019-09-02T12:00:00",48.9,44.5,39.9,36.6,{"v":17.4,"d":"17.40"},0.0774,0.25,12.98]
["September",2,"3PM to 4PM",15,"September 2, 2019 15:00","2019-09-02T15:00:00",{"v":50,"d":"50.0"},45.5,{"v":41,"d":"41.0"},38.1,{"v":17.9,"d":"17.90"},0.0773,0.26,13.01]
["September",2,"6PM to 7PM",18,"September 2, 2019 18:00","2019-09-02T18:00:00",{"v":50,"d":"50.0"},45.5,{"v":41,"d":"41.0"},38.1,{"v":17.9,"d":"17.90"},0.0773,0.26,13.01]
["September",2,"7PM to 8PM",19,"September 2, 2019 19:00","2019-09-02T19:00:00",48.9,45.9,{"v":43,"d":"43.0"},41.2,18.11,0.0774,0.28,{"v":13,"d":"13.00"}]
["September",2,"10PM to 11PM",22,"September 2, 2019 22:00","2019-09-02T22:00:00",{"v":45,"d":"45.0"},{"v":44,"d":"44.0"},{"v":43,"d":"43.0"},41.2,17.15,{"v":0.078,"d":"0.0780"},0.28,12.89]
["September",3,"2AM to 3AM",2,"September 3, 2019 2:00","2019-09-03T02:00:00",{"v":45,"d":"45.0"},44.5,44.1,42.9,17.42,{"v":0.078,"d":"0.0780"},0.29,{"v":12.9,"d":"12.90"}]
["September",3,"5AM to 6AM",5,"September 3, 2019 5:00","2019-09-03T05:00:00",{"v":43,"d":"43.0"},42.5,42.1,39.8,16.45,0.0783,0.27,12.84]
["September",3,"7AM to 8AM",7,"September 3, 2019 7:00","2019-09-03T07:00:00",44.1,43.5,{"v":43,"d":"43.0"},41.2,16.93,0.0781,0.28,12.87]
["September",3,"1PM to 2PM",13,"September 3, 2019 13:00","2019-09-03T13:00:00",53.1,47.4,42.1,39.8,{"v":18.9,"d":"18.90"},0.0768,0.27,{"v":13.1,"d":"13.10"}]
["September",3,"4PM to 5PM",16,"September 3, 2019 16:00","2019-09-03T16:00:00",53.1,49.3,{"v":46,"d":"46.0"},46.3,19.92,0.0767,0.31,13.12]
["September",3,"7PM to 8PM",19,"September 3, 2019 19:00","2019-09-03T19:00:00",48.9,47.4,{"v":46,"d":"46.0"},46.3,18.91,0.0774,0.31,13.01]
["September",3,"8PM to 9PM",20,"September 3, 2019 20:00","2019-09-03T20:00:00",48.9,46.8,{"v":45,"d":"45.0"},44.5,18.62,0.0774,{"v":0.3,"d":"0.30"},13.01]
["September",3,"11PM to 12AM",23,"September 3, 2019 23:00","2019-09-03T23:00:00",{"v":46,"d":"46.0"},45.5,{"v":45,"d":"45.0"},44.5,17.92,0.0778,{"v":0.3,"d":"0.30"},12.93]
["September",4,"3AM to 4AM",3,"September 4, 2019 3:00","2019-09-04T03:00:00",44.1,43.1,42.1,39.8,16.71,0.0782,0.27,12.87]
["September",4,"8AM to 9AM",8,"September 4, 2019 8:00","2019-09-04T08:00:00",44.1,43.5,{"v":43,"d":"43.0"},41.2,16.93,0.0781,0.28,12.87]
["September",4,"10AM to 11AM",10,"September 4, 2019 10:00","2019-09-04T10:00:00",{"v":48,"d":"48.0"},{"v":46,"d":"46.0"},44.1,42.9,18.17,0.0775,0.29,12.98]
["September",4,"2PM to 3PM",14,"September 4, 2019 14:00","2019-09-04T14:00:00",{"v":50,"d":"50.0"},45.5,{"v":41,"d":"41.0"},38.1,{"v":17.9,"d":"17.90"},0.0773,0.26,13.01]
["September",4,"5PM to 6PM",17,"September 4, 2019 17:00","2019-09-04T17:00:00",51.1,45.5,39.9,36.6,17.92,0.0771,0.25,13.04]
["September",4,"8PM to 9PM",20,"September 4, 2019 20:00","2019-09-04T20:00:00",46.9,43.5,39.9,36.6,16.92,0.0777,0.25,12.93]
["September",4,"9PM to 10PM",21,"September 4, 2019 21:00","2019-09-04T21:00:00",{"v":45,"d":"45.0"},42.5,39.9,36.6,16.44,{"v":0.078,"d":"0.0780"},0.25,12.88]
["September",5,"12AM to 1AM",0,"September 5, 2019 0:00","2019-09-05",42.1,40.1,37.9,33.8,15.31,0.0785,0.23,{"v":12.8,"d":"12.80"}]
["September",5,"4AM to 5AM",4,"September 5, 2019 4:00","2019-09-05T04:00:00",{"v":39,"d":"39.0"},38.1,{"v":37,"d":"37.0"},32.6,14.39,{"v":0.079,"d":"0.0790"},0.22,12.72]
["September",5,"9AM to 10AM",9,"September 5, 2019 9:00","2019-09-05T09:00:00",{"v":45,"d":"45.0"},{"v":43,"d":"43.0"},{"v":41,"d":"41.0"},38.1,16.68,{"v":0.078,"d":"0.0780"},0.26,12.89]
["September",5,"11AM to 12PM",11,"September 5, 2019 11:00","2019-09-05T11:00:00",{"v":50,"d":"50.0"},44.6,{"v":39,"d":"39.0"},35.3,17.46,0.0773,0.24,13.01]
["September",5,"3PM to 4PM",15,"September 5, 2019 15:00","2019-09-05T15:00:00",{"v":55,"d":"55.0"},45.1,{"v":34,"d":"34.0"},28.9,17.69,0.0766,{"v":0.2,"d":"0.20"},13.12]
["September",5,"6PM to 7PM",18,"September 5, 2019 18:00","2019-09-05T18:00:00",{"v":55,"d":"55.0"},46.6,37.9,33.8,18.45,0.0765,0.23,13.13]
["September",5,"7PM to 8PM",19,"September 5, 2019 19:00","2019-09-05T19:00:00",53.1,46.1,{"v":39,"d":"39.0"},35.3,{"v":18.2,"d":"18.20"},0.0768,0.24,13.08]
["September",5,"10PM to 11PM",22,"September 5, 2019 22:00","2019-09-05T22:00:00",{"v":46,"d":"46.0"},44.1,42.1,39.8,{"v":17.2,"d":"17.20"},0.0778,0.27,12.92]
["September",6,"1AM to 2AM",1,{"$f":"A5961&\" \"&B5961&\", \"&$D$5&\" \"&D5961&\":00\"","v":"September 6, 2019 1:00"},{"$f":"DATEVALUE(E5961)+TIMEVALUE(E5961)","v":"2019-09-06T01:00:00"},{"v":43,"d":"43.0"},{"v":42,"d":"42.0"},{"v":41,"d":"41.0"},38.1,{"v":16.2,"d":"16.20"},0.0783,0.26,12.84]
["September",6,"6AM to 7AM",6,"September 6, 2019 6:00","2019-09-06T06:00:00",{"v":39,"d":"39.0"},38.5,37.9,33.8,14.57,{"v":0.079,"d":"0.0790"},0.23,12.72]
["September",6,"9AM to 10AM",9,"September 6, 2019 9:00","2019-09-06T09:00:00",{"v":46,"d":"46.0"},44.1,42.1,39.8,{"v":17.2,"d":"17.20"},0.0778,0.27,12.92]
["September",6,"12PM to 1PM",12,"September 6, 2019 12:00","2019-09-06T12:00:00",{"v":57,"d":"57.0"},49.2,42.1,39.8,19.86,0.0762,0.27,{"v":13.2,"d":"13.20"}]
["September",6,"4PM to 5PM",16,"September 6, 2019 16:00","2019-09-06T16:00:00",57.9,48.3,{"v":39,"d":"39.0"},35.3,19.38,0.0761,0.24,13.21]
["September",6,"7PM to 8PM",19,"September 6, 2019 19:00","2019-09-06T19:00:00",{"v":54,"d":"54.0"},48.2,{"v":43,"d":"43.0"},41.2,19.34,0.0766,0.28,13.12]
["September",6,"8PM to 9PM",20,"September 6, 2019 20:00","2019-09-06T20:00:00",{"v":54,"d":"54.0"},47.8,42.1,39.8,19.12,0.0766,0.27,13.12]
["September",6,"11PM to 12AM",23,"September 6, 2019 23:00","2019-09-06T23:00:00",{"v":50,"d":"50.0"},46.9,44.1,42.9,18.65,0.0772,0.29,13.03]
["September",7,"2AM to 3AM",2,"September 7, 2019 2:00","2019-09-07T02:00:00",48.9,46.8,{"v":45,"d":"45.0"},44.5,18.62,0.0774,{"v":0.3,"d":"0.30"},13.01]
["September",7,"7AM to 8AM",7,"September 7, 2019 7:00","2019-09-07T07:00:00",{"v":46,"d":"46.0"},{"v":45,"d":"45.0"},44.1,42.9,17.69,0.0778,0.29,12.93]
["September",7,"10AM to 11AM",10,"September 7, 2019 10:00","2019-09-07T10:00:00",{"v":46,"d":"46.0"},45.5,{"v":45,"d":"45.0"},44.5,17.92,0.0778,{"v":0.3,"d":"0.30"},12.93]
["September",7,"2PM to 3PM",14,"September 7, 2019 14:00","2019-09-07T14:00:00",{"v":50,"d":"50.0"},49.4,48.9,51.7,{"v":20,"d":"20.00"},0.0772,0.35,13.05]
["September",7,"5PM to 6PM",17,"September 7, 2019 17:00","2019-09-07T17:00:00",51.1,50.5,{"v":50,"d":"50.0"},53.9,{"v":20.6,"d":"20.60"},{"v":0.077,"d":"0.0770"},0.36,13.09]
["September",7,"8PM to 9PM",20,"September 7, 2019 20:00","2019-09-07T20:00:00",{"v":50,"d":"50.0"},{"v":50,"d":"50.0"},{"v":50,"d":"50.0"},53.9,20.34,0.0772,0.36,13.06]
["September",7,"9PM to 10PM",21,"September 7, 2019 21:00","2019-09-07T21:00:00",{"v":50,"d":"50.0"},{"v":50,"d":"50.0"},{"v":50,"d":"50.0"},53.9,20.34,0.0772,0.36,13.06]
["September",8,"12AM to 1AM",0,"September 8, 2019 0:00","2019-09-08",{"v":50,"d":"50.0"},{"v":50,"d":"50.0"},{"v":50,"d":"50.0"},53.9,20.34,0.0772,0.36,13.06]
["September",8,"4AM to 5AM",4,"September 8, 2019 4:00","2019-09-08T04:00:00",48.9,48.4,{"v":48,"d":"48.0"},{"v":50,"d":"50.0"},19.47,0.0773,0.34,13.02]
["September",8,"8AM to 9AM",8,"September 8, 2019 8:00","2019-09-08T08:00:00",{"v":48,"d":"48.0"},47.4,46.9,{"v":48,"d":"48.0"},18.94,0.0775,0.32,12.99]
["September",8,"11AM to 12PM",11,"September 8, 2019 11:00","2019-09-08T11:00:00",46.9,45.9,{"v":45,"d":"45.0"},44.5,18.14,0.0777,{"v":0.3,"d":"0.30"},12.96]
["September",8,"3PM to 4PM",15,"September 8, 2019 15:00","2019-09-08T15:00:00",{"v":52,"d":"52.0"},49.2,46.9,{"v":48,"d":"48.0"},{"v":19.9,"d":"19.90"},0.0769,0.32,13.09]
["September",8,"6PM to 7PM",{"$f":"IF(D6025+1>23,0,D6025+1)","v":18},"September 8, 2019 18:00","2019-09-08T18:00:00",{"v":52,"d":"52.0"},49.2,46.9,{"v":48,"d":"48.0"},{"v":19.9,"d":"19.90"},0.0769,0.32,13.09]
["September",8,"9PM to 10PM",21,"September 8, 2019 21:00","2019-09-08T21:00:00",{"v":50,"d":"50.0"},49.4,48.9,51.7,{"v":20,"d":"20.00"},0.0772,0.35,13.05]
["September",8,"10PM to 11PM",22,"September 8, 2019 22:00","2019-09-08T22:00:00",{"v":48,"d":"48.0"},47.4,46.9,{"v":48,"d":"48.0"},18.94,0.0775,0.32,12.99]
["September",9,"1AM to 2AM",1,"September 9, 2019 1:00","2019-09-09T01:00:00",44.1,43.1,42.1,39.8,16.71,0.0782,0.27,12.87]
["September",9,"5AM to 6AM",5,"September 9, 2019 5:00","2019-09-09T05:00:00",{"v":41,"d":"41.0"},40.5,39.9,36.6,15.48,0.0787,0.25,12.78]
["September",9,"9AM to 10AM",9,"September 9, 2019 9:00","2019-09-09T09:00:00",{"v":48,"d":"48.0"},46.4,{"v":45,"d":"45.0"},44.5,{"v":18.4,"d":"18.40"},0.0775,{"v":0.3,"d":"0.30"},12.98]
["September",9,"12PM to 1PM",12,"September 9, 2019 12:00","2019-09-09T12:00:00",{"v":54,"d":"54.0"},50.7,{"v":48,"d":"48.0"},{"v":50,"d":"50.0"},{"v":20.7,"d":"20.70"},0.0766,0.34,13.15]
["September",9,"4PM to 5PM",16,"September 9, 2019 16:00","2019-09-09T16:00:00",{"v":59,"d":"59.0"},52.8,{"v":48,"d":"48.0"},{"v":50,"d":"50.0"},21.92,0.0758,0.34,13.28]
["September",9,"7PM to 8PM",19,"September 9, 2019 19:00","2019-09-09T19:00:00",{"v":57,"d":"57.0"},{"v":53,"d":"53.0"},{"v":50,"d":"50.0"},53.9,22.04,0.0761,0.36,13.24]
["September",9,"10PM to 11PM",22,"September 9, 2019 22:00","2019-09-09T22:00:00",{"v":52,"d":"52.0"},50.3,48.9,51.7,20.48,0.0769,0.35,13.11]
["September",9,"11PM to 12AM",23,"September 9, 2019 23:00","2019-09-09T23:00:00",{"v":52,"d":"52.0"},50.3,48.9,51.7,20.48,0.0769,0.35,13.11]
["September",10,"2AM to 3AM",2,"September 10, 2019 2:00","2019-09-10T02:00:00",{"v":50,"d":"50.0"},48.9,{"v":48,"d":"48.0"},{"v":50,"d":"50.0"},19.73,0.0772,0.34,13.05]
["September",10,"7AM to 8AM",7,"September 10, 2019 7:00","2019-09-10T07:00:00",{"v":50,"d":"50.0"},49.4,48.9,51.7,{"v":20,"d":"20.00"},0.0772,0.35,13.05]
["September",10,"10AM to 11AM",10,"September 10, 2019 10:00","2019-09-10T10:00:00",{"v":52,"d":"52.0"},51.5,51.1,56.1,21.16,0.0768,0.38,13.12]
["September",10,"1PM to 2PM",13,"September 10, 2019 13:00","2019-09-10T13:00:00",53.1,51.9,51.1,56.1,21.43,0.0767,0.38,13.15]
["September",10,"5PM to 6PM",17,"September 10, 2019 17:00","2019-09-10T17:00:00",{"v":57,"d":"57.0"},51.4,46.9,{"v":48,"d":"48.0"},21.13,0.0761,0.32,13.22]
["September",10,"8PM to 9PM",20,"September 10, 2019 20:00","2019-09-10T20:00:00",{"v":52,"d":"52.0"},49.8,{"v":48,"d":"48.0"},{"v":50,"d":"50.0"},20.22,0.0769,0.34,{"v":13.1,"d":"13.10"}]
["September",10,"11PM to 12AM",23,"September 10, 2019 23:00","2019-09-10T23:00:00",{"v":50,"d":"50.0"},49.4,48.9,51.7,{"v":20,"d":"20.00"},0.0772,0.35,13.05]
["September",11,"12AM to 1AM",0,"September 11, 2019 0:00","2019-09-11",{"v":50,"d":"50.0"},48.9,{"v":48,"d":"48.0"},{"v":50,"d":"50.0"},19.73,0.0772,0.34,13.05]
["September",11,"3AM to 4AM",3,"September 11, 2019 3:00","2019-09-11T03:00:00",{"v":48,"d":"48.0"},{"v":47,"d":"47.0"},{"v":46,"d":"46.0"},46.3,18.69,0.0775,0.31,12.99]
["September",11,"8AM to 9AM",8,"September 11, 2019 8:00","2019-09-11T08:00:00",{"v":46,"d":"46.0"},{"v":45,"d":"45.0"},44.1,42.9,17.69,0.0778,0.29,12.93]
["September",11,"11AM to 12PM",11,"September 11, 2019 11:00","2019-09-11T11:00:00",{"v":50,"d":"50.0"},47.9,{"v":46,"d":"46.0"},46.3,19.17,0.0772,0.31,13.04]
["September",11,"2PM to 3PM",14,"September 11, 2019 14:00","2019-09-11T14:00:00",53.1,49.3,{"v":46,"d":"46.0"},46.3,19.92,0.0767,0.31,13.12]
["September",11,"6PM to 7PM",18,"September 11, 2019 18:00","2019-09-11T18:00:00",51.1,47.8,{"v":45,"d":"45.0"},44.5,19.14,{"v":0.077,"d":"0.0770"},{"v":0.3,"d":"0.30"},13.06]
["September",11,"9PM to 10PM",21,"September 11, 2019 21:00","2019-09-11T21:00:00",48.9,46.8,{"v":45,"d":"45.0"},44.5,18.62,0.0774,{"v":0.3,"d":"0.30"},13.01]
["September",12,"12AM to 1AM",0,"September 12, 2019 0:00","2019-09-12",{"v":45,"d":"45.0"},{"v":44,"d":"44.0"},{"v":43,"d":"43.0"},41.2,17.15,{"v":0.078,"d":"0.0780"},0.28,12.89]
["September",12,"4AM to 5AM",4,"September 12, 2019 4:00","2019-09-12T04:00:00",{"v":43,"d":"43.0"},{"v":42,"d":"42.0"},{"v":41,"d":"41.0"},38.1,{"v":16.2,"d":"16.20"},0.0783,0.26,12.84]
["September",12,"5AM to 6AM",5,"September 12, 2019 5:00","2019-09-12T05:00:00",42.1,41.6,{"v":41,"d":"41.0"},38.1,15.98,0.0785,0.26,12.81]
["September",12,"9AM to 10AM",9,"September 12, 2019 9:00","2019-09-12T09:00:00",{"v":46,"d":"46.0"},{"v":45,"d":"45.0"},44.1,42.9,17.69,0.0778,0.29,12.93]
["September",12,"12PM to 1PM",12,"September 12, 2019 12:00","2019-09-12T12:00:00",{"v":54,"d":"54.0"},48.2,{"v":43,"d":"43.0"},41.2,19.34,0.0766,0.28,13.12]
["September",12,"3PM to 4PM",15,"September 12, 2019 15:00","2019-09-12T15:00:00",{"v":55,"d":"55.0"},48.3,42.1,39.8,19.38,0.0765,0.27,13.15]
["September",12,"7PM to 8PM",19,"September 12, 2019 19:00","2019-09-12T19:00:00",51.1,48.4,{"v":46,"d":"46.0"},46.3,19.43,{"v":0.077,"d":"0.0770"},0.31,13.07]
["September",12,"10PM to 11PM",22,"September 12, 2019 22:00","2019-09-12T22:00:00",{"v":48,"d":"48.0"},46.4,{"v":45,"d":"45.0"},44.5,{"v":18.4,"d":"18.40"},0.0775,{"v":0.3,"d":"0.30"},12.98]
["September",12,"11PM to 12AM",23,"September 12, 2019 23:00","2019-09-12T23:00:00",{"v":46,"d":"46.0"},{"v":45,"d":"45.0"},44.1,42.9,17.69,0.0778,0.29,12.93]
["September",13,"5AM to 6AM",5,"September 13, 2019 5:00","2019-09-13T05:00:00",{"v":45,"d":"45.0"},44.5,44.1,42.9,17.42,{"v":0.078,"d":"0.0780"},0.29,{"v":12.9,"d":"12.90"}]
["September",13,"6AM to 7AM",6,"September 13, 2019 6:00","2019-09-13T06:00:00",{"v":45,"d":"45.0"},44.5,44.1,42.9,17.42,{"v":0.078,"d":"0.0780"},0.29,{"v":12.9,"d":"12.90"}]
["September",13,"10AM to 11AM",10,"September 13, 2019 10:00","2019-09-13T10:00:00",{"v":48,"d":"48.0"},{"v":47,"d":"47.0"},{"v":46,"d":"46.0"},46.3,18.69,0.0775,0.31,12.99]
["September",13,"1PM to 2PM",13,"September 13, 2019 13:00","2019-09-13T13:00:00",{"v":50,"d":"50.0"},48.9,{"v":48,"d":"48.0"},{"v":50,"d":"50.0"},19.73,0.0772,0.34,13.05]
["September",13,"4PM to 5PM",16,"September 13, 2019 16:00","2019-09-13T16:00:00",51.1,49.4,{"v":48,"d":"48.0"},{"v":50,"d":"50.0"},{"v":20,"d":"20.00"},{"v":0.077,"d":"0.0770"},0.34,13.08]
["September",13,"8PM to 9PM",20,"September 13, 2019 20:00","2019-09-13T20:00:00",48.9,46.8,{"v":45,"d":"45.0"},44.5,18.62,0.0774,{"v":0.3,"d":"0.30"},13.01]
["September",13,"11PM to 12AM",23,"September 13, 2019 23:00","2019-09-13T23:00:00",{"v":48,"d":"48.0"},{"v":46,"d":"46.0"},44.1,42.9,18.17,0.0775,0.29,12.98]
["September",14,"2AM to 3AM",{"$f":"IF(D6153+1>23,0,D6153+1)","v":2},"September 14, 2019 2:00","2019-09-14T02:00:00",{"v":46,"d":"46.0"},44.1,42.1,39.8,{"v":17.2,"d":"17.20"},0.0778,0.27,12.92]
["September",14,"4AM to 5AM",4,"September 14, 2019 4:00","2019-09-14T04:00:00",{"v":46,"d":"46.0"},42.6,{"v":39,"d":"39.0"},35.3,{"v":16.5,"d":"16.50"},0.0779,0.24,12.91]
["September",14,"7AM to 8AM",7,"September 14, 2019 7:00","2019-09-14T07:00:00",{"v":45,"d":"45.0"},42.1,{"v":39,"d":"39.0"},35.3,16.24,{"v":0.078,"d":"0.0780"},0.24,12.88]
["September",14,"11AM to 12PM",11,"September 14, 2019 11:00","2019-09-14T11:00:00",46.9,43.1,{"v":39,"d":"39.0"},35.3,16.72,0.0777,0.24,12.93]
["September",14,"2PM to 3PM",14,"September 14, 2019 14:00","2019-09-14T14:00:00",{"v":48,"d":"48.0"},43.2,37.9,33.8,16.75,0.0776,0.23,12.95]
["September",14,"6PM to 7PM",18,"September 14, 2019 18:00","2019-09-14T18:00:00",46.9,{"v":44,"d":"44.0"},{"v":41,"d":"41.0"},38.1,17.16,0.0777,0.26,12.94]
["September",14,"9PM to 10PM",21,"September 14, 2019 21:00","2019-09-14T21:00:00",44.1,40.8,{"v":37,"d":"37.0"},32.6,15.61,0.0782,0.22,12.85]
["September",15,"12AM to 1AM",0,"September 15, 2019 0:00","2019-09-15",{"v":43,"d":"43.0"},39.8,{"v":36,"d":"36.0"},31.3,15.14,0.0784,0.21,12.82]
["September",15,"3AM to 4AM",3,"September 15, 2019 3:00","2019-09-15T03:00:00",42.1,39.3,{"v":36,"d":"36.0"},31.3,14.92,0.0785,0.21,12.79]
["September",15,"5AM to 6AM",5,"September 15, 2019 5:00","2019-09-15T05:00:00",42.1,40.6,{"v":39,"d":"39.0"},35.3,15.54,0.0785,0.24,{"v":12.8,"d":"12.80"}]
["September",15,"8AM to 9AM",8,"September 15, 2019 8:00","2019-09-15T08:00:00",42.1,40.6,{"v":39,"d":"39.0"},35.3,15.54,0.0785,0.24,{"v":12.8,"d":"12.80"}]
["September",15,"12PM to 1PM",12,"September 15, 2019 12:00","2019-09-15T12:00:00",46.9,41.5,35.1,30.1,15.93,0.0778,{"v":0.2,"d":"0.20"},12.91]
["September",15,"3PM to 4PM",15,"September 15, 2019 15:00","2019-09-15T15:00:00",{"v":46,"d":"46.0"},42.2,37.9,33.8,16.27,0.0779,0.23,{"v":12.9,"d":"12.90"}]
["September",15,"7PM to 8PM",19,"September 15, 2019 19:00","2019-09-15T19:00:00",44.1,41.2,37.9,33.8,15.79,0.0782,0.23,12.85]
["September",15,"10PM to 11PM",22,"September 15, 2019 22:00","2019-09-15T22:00:00",{"v":41,"d":"41.0"},39.6,37.9,33.8,15.05,0.0787,0.23,12.77]
["September",16,"12AM to 1AM",0,"September 16, 2019 0:00","2019-09-16",{"v":39,"d":"39.0"},38.1,{"v":37,"d":"37.0"},32.6,14.39,{"v":0.079,"d":"0.0790"},0.22,12.72]
["September",16,"3AM to 4AM",3,"September 16, 2019 3:00","2019-09-16T03:00:00",{"v":39,"d":"39.0"},38.5,37.9,33.8,14.57,{"v":0.079,"d":"0.0790"},0.23,12.72]
["September",16,"6AM to 7AM",6,"September 16, 2019 6:00","2019-09-16T06:00:00",37.9,37.5,{"v":37,"d":"37.0"},32.6,14.13,0.0792,0.22,12.69]
["September",16,"9AM to 10AM",9,"September 16, 2019 9:00","2019-09-16T09:00:00",42.1,{"v":41,"d":"41.0"},39.9,36.6,15.74,0.0785,0.25,12.81]
["September",16,"1PM to 2PM",13,"September 16, 2019 13:00","2019-09-16T13:00:00",{"v":48,"d":"48.0"},{"v":42,"d":"42.0"},35.1,30.1,16.19,0.0776,{"v":0.2,"d":"0.20"},12.94]
["September",16,"4PM to 5PM",16,"September 16, 2019 16:00","2019-09-16T16:00:00",48.9,42.5,35.1,30.1,{"v":16.4,"d":"16.40"},0.0775,{"v":0.2,"d":"0.20"},12.96]
["September",16,"8PM to 9PM",20,"September 16, 2019 20:00","2019-09-16T20:00:00",39.9,38.6,{"v":37,"d":"37.0"},32.6,14.61,0.0789,0.22,12.74]
["September",16,"11PM to 12AM",23,"September 16, 2019 23:00","2019-09-16T23:00:00",{"v":37,"d":"37.0"},36.6,{"v":36,"d":"36.0"},31.3,{"v":13.7,"d":"13.70"},0.0793,0.21,12.66]
["September",17,"1AM to 2AM",1,"September 17, 2019 1:00","2019-09-17T01:00:00",{"v":36,"d":"36.0"},35.6,35.1,30.1,13.27,0.0795,{"v":0.2,"d":"0.20"},12.63]
["September",17,"4AM to 5AM",4,"September 17, 2019 4:00","2019-09-17T04:00:00",37.9,36.7,35.1,30.1,13.75,0.0792,{"v":0.2,"d":"0.20"},12.68]
["September",17,"7AM to 8AM",7,"September 17, 2019 7:00","2019-09-17T07:00:00",37.9,37.5,{"v":37,"d":"37.0"},32.6,14.13,0.0792,0.22,12.69]
["September",17,"11AM to 12PM",11,"September 17, 2019 11:00","2019-09-17T11:00:00",48.9,46.4,44.1,42.9,18.38,0.0774,0.29,{"v":13,"d":"13.00"}]
["September",17,"2PM to 3PM",14,"September 17, 2019 14:00","2019-09-17T14:00:00",{"v":52,"d":"52.0"},47.8,44.1,42.9,19.13,0.0769,0.29,13.08]
["September",17,"5PM to 6PM",17,"September 17, 2019 17:00","2019-09-17T17:00:00",{"v":48,"d":"48.0"},{"v":45,"d":"45.0"},42.1,39.8,17.68,0.0775,0.27,12.97]
["September",17,"9PM to 10PM",21,"September 17, 2019 21:00","2019-09-17T21:00:00",46.9,{"v":44,"d":"44.0"},{"v":41,"d":"41.0"},38.1,17.16,0.0777,0.26,12.94]
["September",17,"10PM to 11PM",22,"September 17, 2019 22:00","2019-09-17T22:00:00",{"v":45,"d":"45.0"},{"v":43,"d":"43.0"},{"v":41,"d":"41.0"},38.1,16.68,{"v":0.078,"d":"0.0780"},0.26,12.89]
["September",18,"4AM to 5AM",4,"September 18, 2019 4:00","2019-09-18T04:00:00",{"v":41,"d":"41.0"},39.6,37.9,33.8,15.05,0.0787,0.23,12.77]
["September",18,"5AM to 6AM",5,"September 18, 2019 5:00","2019-09-18T05:00:00",39.9,{"v":39,"d":"39.0"},37.9,33.8,14.79,0.0788,0.23,12.74]
["September",18,"8AM to 9AM",8,"September 18, 2019 8:00","2019-09-18T08:00:00",{"v":43,"d":"43.0"},41.5,39.9,36.6,15.96,0.0783,0.25,12.83]
["September",18,"12PM to 1PM",12,"September 18, 2019 12:00","2019-09-18T12:00:00",53.1,45.6,37.9,33.8,17.97,0.0768,0.23,13.08]
["September",18,"3PM to 4PM",15,"September 18, 2019 15:00","2019-09-18T15:00:00",{"v":55,"d":"55.0"},45.1,{"v":34,"d":"34.0"},28.9,17.69,0.0766,{"v":0.2,"d":"0.20"},13.12]
["September",18,"6PM to 7PM",18,"September 18, 2019 18:00","2019-09-18T18:00:00",{"v":52,"d":"52.0"},45.9,39.9,36.6,18.14,{"v":0.077,"d":"0.0770"},0.25,13.06]
["September",18,"10PM to 11PM",22,"September 18, 2019 22:00","2019-09-18T22:00:00",42.1,39.7,{"v":37,"d":"37.0"},32.6,15.13,0.0785,0.22,{"v":12.8,"d":"12.80"}]
["September",18,"11PM to 12AM",23,"September 18, 2019 23:00","2019-09-18T23:00:00",39.9,38.1,{"v":36,"d":"36.0"},31.3,{"v":14.4,"d":"14.40"},0.0789,0.21,12.74]
["September",19,"3AM to 4AM",3,"September 19, 2019 3:00","2019-09-19T03:00:00",{"v":43,"d":"43.0"},40.6,37.9,33.8,15.53,0.0784,0.23,12.82]
["September",19,"6AM to 7AM",6,"September 19, 2019 6:00","2019-09-19T06:00:00",{"v":43,"d":"43.0"},41.5,39.9,36.6,15.96,0.0783,0.25,12.83]
["September",19,"9AM to 10AM",9,{"$f":"A6281&\" \"&B6281&\", \"&$D$5&\" \"&D6281&\":00\"","v":"September 19, 2019 9:00"},{"$f":"DATEVALUE(E6281)+TIMEVALUE(E6281)","v":"2019-09-19T09:00:00"},{"v":45,"d":"45.0"},43.5,42.1,39.8,16.93,{"v":0.078,"d":"0.0780"},0.27,12.89]
["September",19,"1PM to 2PM",13,"September 19, 2019 13:00","2019-09-19T13:00:00",46.9,45.9,{"v":45,"d":"45.0"},44.5,18.14,0.0777,{"v":0.3,"d":"0.30"},12.96]
["September",19,"4PM to 5PM",16,"September 19, 2019 16:00","2019-09-19T16:00:00",53.1,45.6,37.9,33.8,17.97,0.0768,0.23,13.08]
["September",19,"7PM to 8PM",19,"September 19, 2019 19:00","2019-09-19T19:00:00",{"v":48,"d":"48.0"},43.2,37.9,33.8,16.75,0.0776,0.23,12.95]
["September",20,"12AM to 1AM",0,"September 20, 2019 0:00","2019-09-20",48.9,42.8,{"v":36,"d":"36.0"},31.3,16.58,0.0775,0.21,12.97]
["September",20,"3AM to 4AM",3,"September 20, 2019 3:00","2019-09-20T03:00:00",{"v":45,"d":"45.0"},41.6,37.9,33.8,16.01,0.0781,0.23,12.87]
["September",20,"4AM to 5AM",4,"September 20, 2019 4:00","2019-09-20T04:00:00",{"v":45,"d":"45.0"},41.6,37.9,33.8,16.01,0.0781,0.23,12.87]
["September",20,"7AM to 8AM",7,"September 20, 2019 7:00","2019-09-20T07:00:00",{"v":45,"d":"45.0"},42.1,{"v":39,"d":"39.0"},35.3,16.24,{"v":0.078,"d":"0.0780"},0.24,12.88]
["September",20,"10AM to 11AM",10,"September 20, 2019 10:00","2019-09-20T10:00:00",51.1,45.5,39.9,36.6,17.92,0.0771,0.25,13.04]
["September",20,"2PM to 3PM",14,"September 20, 2019 14:00","2019-09-20T14:00:00",{"v":54,"d":"54.0"},46.5,{"v":39,"d":"39.0"},35.3,18.42,0.0767,0.24,13.11]
["September",20,"5PM to 6PM",17,"September 20, 2019 17:00","2019-09-20T17:00:00",{"v":52,"d":"52.0"},45.9,39.9,36.6,18.14,{"v":0.077,"d":"0.0770"},0.25,13.06]
["September",20,"8PM to 9PM",20,"September 20, 2019 20:00","2019-09-20T20:00:00",46.9,43.1,{"v":39,"d":"39.0"},35.3,16.72,0.0777,0.24,12.93]
["September",21,"1AM to 2AM",1,"September 21, 2019 1:00","2019-09-21T01:00:00",{"v":45,"d":"45.0"},42.5,39.9,36.6,16.44,{"v":0.078,"d":"0.0780"},0.25,12.88]
["September",21,"4AM to 5AM",4,"September 21, 2019 4:00","2019-09-21T04:00:00",{"v":45,"d":"45.0"},{"v":44,"d":"44.0"},{"v":43,"d":"43.0"},41.2,17.15,{"v":0.078,"d":"0.0780"},0.28,12.89]
["September",21,"5AM to 6AM",5,"September 21, 2019 5:00","2019-09-21T05:00:00",44.1,43.1,42.1,39.8,16.71,0.0782,0.27,12.87]
["September",21,"8AM to 9AM",8,"September 21, 2019 8:00","2019-09-21T08:00:00",{"v":45,"d":"45.0"},42.5,39.9,36.6,16.44,{"v":0.078,"d":"0.0780"},0.25,12.88]
["September",21,"11AM to 12PM",11,"September 21, 2019 11:00","2019-09-21T11:00:00",51.1,46.5,42.1,39.8,18.42,0.0771,0.27,13.05]
["September",21,"3PM to 4PM",15,"September 21, 2019 15:00","2019-09-21T15:00:00",{"v":52,"d":"52.0"},45.1,37.9,33.8,17.71,{"v":0.077,"d":"0.0770"},0.23,13.05]
["September",21,"6PM to 7PM",18,"September 21, 2019 18:00","2019-09-21T18:00:00",51.1,45.1,{"v":39,"d":"39.0"},35.3,17.72,0.0771,0.24,13.03]
["September",21,"10PM to 11PM",22,"September 21, 2019 22:00","2019-09-21T22:00:00",{"v":43,"d":"43.0"},41.5,39.9,36.6,15.96,0.0783,0.25,12.83]
["September",22,"2AM to 3AM",{"$f":"IF(D6345+1>23,0,D6345+1)","v":2},"September 22, 2019 2:00","2019-09-22T02:00:00",{"v":39,"d":"39.0"},38.5,37.9,33.8,14.57,{"v":0.079,"d":"0.0790"},0.23,12.72]
["September",22,"5AM to 6AM",5,"September 22, 2019 5:00","2019-09-22T05:00:00",39.9,39.5,{"v":39,"d":"39.0"},35.3,15.02,0.0788,0.24,12.75]
["September",22,"6AM to 7AM",6,"September 22, 2019 6:00","2019-09-22T06:00:00",{"v":41,"d":"41.0"},40.5,39.9,36.6,15.48,0.0787,0.25,12.78]
["September",22,"9AM to 10AM",9,"September 22, 2019 9:00","2019-09-22T09:00:00",{"v":45,"d":"45.0"},{"v":44,"d":"44.0"},{"v":43,"d":"43.0"},41.2,17.15,{"v":0.078,"d":"0.0780"},0.28,12.89]
["September",22,"12PM to 1PM",12,"September 22, 2019 12:00","2019-09-22T12:00:00",48.9,45.4,42.1,39.8,17.89,0.0774,0.27,12.99]
["September",22,"4PM to 5PM",16,"September 22, 2019 16:00","2019-09-22T16:00:00",53.1,46.9,{"v":41,"d":"41.0"},38.1,18.64,0.0768,0.26,13.09]
["September",22,"7PM to 8PM",19,"September 22, 2019 19:00","2019-09-22T19:00:00",{"v":48,"d":"48.0"},{"v":45,"d":"45.0"},42.1,39.8,17.68,0.0775,0.27,12.97]
["September",22,"11PM to 12AM",23,"September 22, 2019 23:00","2019-09-22T23:00:00",44.1,43.5,{"v":43,"d":"43.0"},41.2,16.93,0.0781,0.28,12.87]
["September",23,"3AM to 4AM",3,"September 23, 2019 3:00","2019-09-23T03:00:00",42.1,41.6,{"v":41,"d":"41.0"},38.1,15.98,0.0785,0.26,12.81]
["September",23,"6AM to 7AM",6,"September 23, 2019 6:00","2019-09-23T06:00:00",39.9,39.5,{"v":39,"d":"39.0"},35.3,15.02,0.0788,0.24,12.75]
["September",23,"7AM to 8AM",7,"September 23, 2019 7:00","2019-09-23T07:00:00",{"v":41,"d":"41.0"},40.1,{"v":39,"d":"39.0"},35.3,15.28,0.0787,0.24,12.78]
["September",23,"10AM to 11AM",10,"September 23, 2019 10:00","2019-09-23T10:00:00",46.9,44.5,42.1,39.8,17.41,0.0777,0.27,12.94]
["September",23,"1PM to 2PM",13,"September 23, 2019 13:00","2019-09-23T13:00:00",53.1,46.1,{"v":39,"d":"39.0"},35.3,{"v":18.2,"d":"18.20"},0.0768,0.24,13.08]
["September",23,"5PM to 6PM",17,"September 23, 2019 17:00","2019-09-23T17:00:00",{"v":52,"d":"52.0"},46.9,42.1,39.8,18.64,0.0769,0.27,13.07]
["September",23,"8PM to 9PM",20,"September 23, 2019 20:00","2019-09-23T20:00:00",42.1,40.6,{"v":39,"d":"39.0"},35.3,15.54,0.0785,0.24,{"v":12.8,"d":"12.80"}]
["September",24,"1AM to 2AM",1,"September 24, 2019 1:00","2019-09-24T01:00:00",{"v":39,"d":"39.0"},37.6,{"v":36,"d":"36.0"},31.3,14.18,{"v":0.079,"d":"0.0790"},0.21,12.71]
["September",24,"4AM to 5AM",4,"September 24, 2019 4:00","2019-09-24T04:00:00",{"v":41,"d":"41.0"},40.1,{"v":39,"d":"39.0"},35.3,15.28,0.0787,0.24,12.78]
["September",24,"7AM to 8AM",7,"September 24, 2019 7:00","2019-09-24T07:00:00",37.9,37.9,37.9,33.8,14.31,0.0792,0.23,12.69]
["September",24,"8AM to 9AM",8,"September 24, 2019 8:00","2019-09-24T08:00:00",{"v":39,"d":"39.0"},38.5,37.9,33.8,14.57,{"v":0.079,"d":"0.0790"},0.23,12.72]
["September",24,"11AM to 12PM",11,"September 24, 2019 11:00","2019-09-24T11:00:00",42.1,39.7,{"v":37,"d":"37.0"},32.6,15.13,0.0785,0.22,{"v":12.8,"d":"12.80"}]
["September",24,"3PM to 4PM",15,"September 24, 2019 15:00","2019-09-24T15:00:00",{"v":46,"d":"46.0"},42.2,37.9,33.8,16.27,0.0779,0.23,{"v":12.9,"d":"12.90"}]
["September",24,"6PM to 7PM",{"$f":"IF(D6409+1>23,0,D6409+1)","v":18},"September 24, 2019 18:00","2019-09-24T18:00:00",{"v":43,"d":"43.0"},41.1,{"v":39,"d":"39.0"},35.3,15.76,0.0784,0.24,12.83]
["September",24,"9PM to 10PM",21,"September 24, 2019 21:00","2019-09-24T21:00:00",{"v":41,"d":"41.0"},39.2,{"v":37,"d":"37.0"},32.6,14.87,0.0787,0.22,12.77]
["September",25,"2AM to 3AM",2,"September 25, 2019 2:00","2019-09-25T02:00:00",37.9,36.7,35.1,30.1,13.75,0.0792,{"v":0.2,"d":"0.20"},12.68]
["September",25,"5AM to 6AM",5,"September 25, 2019 5:00","2019-09-25T05:00:00",{"v":37,"d":"37.0"},35.7,{"v":34,"d":"34.0"},28.9,13.33,0.0793,{"v":0.2,"d":"0.20"},12.66]
["September",25,"8AM to 9AM",8,"September 25, 2019 8:00","2019-09-25T08:00:00",{"v":37,"d":"37.0"},35.7,{"v":34,"d":"34.0"},28.9,13.33,0.0793,{"v":0.2,"d":"0.20"},12.66]
["September",25,"9AM to 10AM",9,"September 25, 2019 9:00","2019-09-25T09:00:00",{"v":37,"d":"37.0"},35.4,33.1,27.8,13.17,0.0793,0.19,12.65]
["September",25,"12PM to 1PM",12,"September 25, 2019 12:00","2019-09-25T12:00:00",37.9,36.7,35.1,30.1,13.75,0.0792,{"v":0.2,"d":"0.20"},12.68]
["September",25,"4PM to 5PM",16,"September 25, 2019 16:00","2019-09-25T16:00:00",{"v":41,"d":"41.0"},39.2,{"v":37,"d":"37.0"},32.6,14.87,0.0787,0.22,12.77]
["September",25,"6PM to 7PM",18,"September 25, 2019 18:00","2019-09-25T18:00:00",42.1,40.1,37.9,33.8,15.31,0.0785,0.23,{"v":12.8,"d":"12.80"}]
["September",25,"11PM to 12AM",23,"September 25, 2019 23:00","2019-09-25T23:00:00",{"v":39,"d":"39.0"},36.5,33.1,27.8,13.65,{"v":0.079,"d":"0.0790"},0.19,{"v":12.7,"d":"12.70"}]
["September",26,"3AM to 4AM",3,"September 26, 2019 3:00","2019-09-26T03:00:00",{"v":37,"d":"37.0"},34.9,{"v":32,"d":"32.0"},26.7,12.99,0.0793,0.18,12.65]
["September",26,"6AM to 7AM",6,"September 26, 2019 6:00","2019-09-26T06:00:00",35.1,33.8,{"v":32,"d":"32.0"},26.7,12.51,0.0797,0.18,{"v":12.6,"d":"12.60"}]
["September",26,"7AM to 8AM",7,"September 26, 2019 7:00","2019-09-26T07:00:00",{"v":36,"d":"36.0"},34.3,{"v":32,"d":"32.0"},26.7,12.73,0.0795,0.18,12.62]
["September",26,"10AM to 11AM",10,"September 26, 2019 10:00","2019-09-26T10:00:00",{"v":37,"d":"37.0"},32.9,{"v":27,"d":"27.0"},21.1,12.14,0.0794,0.14,12.63]
["September",26,"1PM to 2PM",13,"September 26, 2019 13:00","2019-09-26T13:00:00",{"v":41,"d":"41.0"},34.5,{"v":25,"d":"25.0"},19.2,{"v":12.8,"d":"12.80"},0.0788,0.13,12.73]
["September",26,"5PM to 6PM",17,"September 26, 2019 17:00","2019-09-26T17:00:00",42.1,35.5,26.1,20.2,13.22,0.0786,0.14,12.76]
["September",26,"7PM to 8PM",19,"September 26, 2019 19:00","2019-09-26T19:00:00",{"v":37,"d":"37.0"},33.3,{"v":28,"d":"28.0"},22.2,{"v":12.3,"d":"12.30"},0.0794,0.15,12.64]
["September",27,"12AM to 1AM",0,"September 27, 2019 0:00","2019-09-27",30.9,28.5,{"v":25,"d":"25.0"},19.2,10.37,0.0804,0.13,12.47]
["September",27,"4AM to 5AM",4,"September 27, 2019 4:00","2019-09-27T04:00:00",33.1,29.3,24.1,18.4,10.77,{"v":0.08,"d":"0.0800"},0.12,12.53]
["September",27,"7AM to 8AM",7,"September 27, 2019 7:00","2019-09-27T07:00:00",33.1,29.7,{"v":25,"d":"25.0"},19.2,10.89,{"v":0.08,"d":"0.0800"},0.13,12.53]
["September",27,"8AM to 9AM",8,"September 27, 2019 8:00","2019-09-27T08:00:00",{"v":34,"d":"34.0"},30.2,{"v":25,"d":"25.0"},19.2,11.11,0.0799,0.13,12.55]
["September",27,"11AM to 12PM",11,"September 27, 2019 11:00","2019-09-27T11:00:00",{"v":37,"d":"37.0"},32.9,{"v":27,"d":"27.0"},21.1,12.14,0.0794,0.14,12.63]
["September",27,"2PM to 3PM",14,"September 27, 2019 14:00","2019-09-27T14:00:00",37.9,33.1,26.1,20.2,12.22,0.0792,0.14,12.65]
["September",27,"8PM to 9PM",20,"September 27, 2019 20:00","2019-09-27T20:00:00",{"v":37,"d":"37.0"},32.6,26.1,20.2,{"v":12,"d":"12.00"},0.0794,0.14,12.63]
["September",27,"10PM to 11PM",22,"September 27, 2019 22:00","2019-09-27T22:00:00",{"v":37,"d":"37.0"},32.6,26.1,20.2,{"v":12,"d":"12.00"},0.0794,0.14,12.63]
["September",28,"1AM to 2AM",1,"September 28, 2019 1:00","2019-09-28T01:00:00",{"v":36,"d":"36.0"},31.6,26.1,20.2,11.74,0.0796,0.14,{"v":12.6,"d":"12.60"}]
["September",28,"5AM to 6AM",5,"September 28, 2019 5:00","2019-09-28T05:00:00",35.1,31.1,26.1,20.2,11.52,0.0797,0.14,12.58]
["September",28,"8AM to 9AM",8,"September 28, 2019 8:00","2019-09-28T08:00:00",35.1,31.1,26.1,20.2,11.52,0.0797,0.14,12.58]
["September",28,"9AM to 10AM",9,"September 28, 2019 9:00","2019-09-28T09:00:00",{"v":37,"d":"37.0"},32.2,{"v":25,"d":"25.0"},19.2,11.85,0.0794,0.13,12.63]
["September",28,"12PM to 1PM",12,"September 28, 2019 12:00","2019-09-28T12:00:00",{"v":41,"d":"41.0"},34.5,{"v":25,"d":"25.0"},19.2,{"v":12.8,"d":"12.80"},0.0788,0.13,12.73]
["September",28,"3PM to 4PM",15,"September 28, 2019 15:00","2019-09-28T15:00:00",42.1,35.1,{"v":25,"d":"25.0"},19.2,13.06,0.0786,0.13,12.76]
["September",28,"9PM to 10PM",21,"September 28, 2019 21:00","2019-09-28T21:00:00",33.1,31.2,28.9,23.1,11.49,{"v":0.08,"d":"0.0800"},0.16,12.54]
["September",28,"11PM to 12AM",23,"September 28, 2019 23:00","2019-09-28T23:00:00",33.1,31.7,{"v":30,"d":"30.0"},24.3,11.68,{"v":0.08,"d":"0.0800"},0.16,12.54]
["September",29,"3AM to 4AM",3,"September 29, 2019 3:00","2019-09-29T03:00:00",28.9,27.7,26.1,20.2,10.05,0.0807,0.14,12.43]
["September",29,"6AM to 7AM",6,"September 29, 2019 6:00","2019-09-29T06:00:00",26.1,25.6,{"v":25,"d":"25.0"},19.2,{"v":9.2,"d":"9.20"},0.0812,0.13,12.35]
["September",29,"9AM to 10AM",9,"September 29, 2019 9:00","2019-09-29T09:00:00",{"v":30,"d":"30.0"},29.5,28.9,23.1,10.75,0.0805,0.16,12.46]
["September",29,"10AM to 11AM",10,"September 29, 2019 10:00","2019-09-29T10:00:00",{"v":36,"d":"36.0"},33.8,30.9,25.4,12.53,0.0795,0.17,12.62]
["September",29,"1PM to 2PM",13,"September 29, 2019 13:00","2019-09-29T13:00:00",46.9,39.5,{"v":30,"d":"30.0"},24.3,15.02,0.0778,0.16,{"v":12.9,"d":"12.90"}]
["September",29,"6PM to 7PM",18,"September 29, 2019 18:00","2019-09-29T18:00:00",{"v":43,"d":"43.0"},37.4,{"v":30,"d":"30.0"},24.3,14.07,0.0784,0.16,{"v":12.8,"d":"12.80"}]
["September",29,"9PM to 10PM",21,"September 29, 2019 21:00","2019-09-29T21:00:00",35.1,32.9,{"v":30,"d":"30.0"},24.3,12.15,0.0797,0.16,12.59]
["September",30,"12AM to 1AM",0,"September 30, 2019 0:00","2019-09-30",{"v":30,"d":"30.0"},27.9,{"v":25,"d":"25.0"},19.2,10.15,0.0805,0.13,12.45]
["September",30,"4AM to 5AM",4,"September 30, 2019 4:00","2019-09-30T04:00:00",{"v":27,"d":"27.0"},26.2,{"v":25,"d":"25.0"},19.2,9.41,{"v":0.081,"d":"0.0810"},0.13,12.37]
["September",30,"7AM to 8AM",7,"September 30, 2019 7:00","2019-09-30T07:00:00",26.1,25.6,{"v":25,"d":"25.0"},19.2,{"v":9.2,"d":"9.20"},0.0812,0.13,12.35]
["September",30,"10AM to 11AM",10,"September 30, 2019 10:00","2019-09-30T10:00:00",35.1,32.1,{"v":28,"d":"28.0"},22.2,11.83,0.0797,0.15,12.59]
["September",30,"11AM to 12PM",11,"September 30, 2019 11:00","2019-09-30T11:00:00",39.9,34.9,{"v":28,"d":"28.0"},22.2,{"v":13,"d":"13.00"},0.0789,0.15,12.71]
["September",30,"2PM to 3PM",14,"September 30, 2019 14:00","2019-09-30T14:00:00",46.9,37.5,24.1,18.4,14.11,0.0779,0.12,12.88]
["September",30,"7PM to 8PM",19,"September 30, 2019 19:00","2019-09-30T19:00:00",{"v":37,"d":"37.0"},33.3,{"v":28,"d":"28.0"},22.2,{"v":12.3,"d":"12.30"},0.0794,0.15,12.64]
["September",30,"10PM to 11PM",22,"September 30, 2019 22:00","2019-09-30T22:00:00",39.4,36.2,{"v":32,"d":"32.0"},26.7,13.56,{"v":0.079,"d":"0.0790"},0.18,12.71]
["October",1,"1AM to 2AM",1,"October 1, 2019 1:00","2019-10-01T01:00:00",41.5,39.9,38.1,34.1,15.22,0.0786,0.23,12.79]
["October",1,"5AM to 6AM",5,"October 1, 2019 5:00","2019-10-01T05:00:00",{"v":43,"d":"43.0"},42.5,42.1,39.8,16.45,0.0783,0.27,12.84]
["October",1,"8AM to 9AM",8,"October 1, 2019 8:00","2019-10-01T08:00:00",42.1,42.1,42.1,39.8,16.23,0.0785,0.27,12.82]
["October",1,"11AM to 12PM",11,"October 1, 2019 11:00","2019-10-01T11:00:00",{"v":45,"d":"45.0"},44.5,44.1,42.9,17.42,{"v":0.078,"d":"0.0780"},0.29,{"v":12.9,"d":"12.90"}]
["October",1,"12PM to 1PM",12,"October 1, 2019 12:00","2019-10-01T12:00:00",{"v":48,"d":"48.0"},46.4,{"v":45,"d":"45.0"},44.5,{"v":18.4,"d":"18.40"},0.0775,{"v":0.3,"d":"0.30"},12.98]
["October",1,"4PM to 5PM",16,"October 1, 2019 16:00","2019-10-01T16:00:00",{"v":46,"d":"46.0"},42.6,{"v":39,"d":"39.0"},35.3,{"v":16.5,"d":"16.50"},0.0779,0.24,12.91]
["October",1,"8PM to 9PM",20,"October 1, 2019 20:00","2019-10-01T20:00:00",39.9,{"v":39,"d":"39.0"},37.9,33.8,14.79,0.0788,0.23,12.74]
["October",1,"11PM to 12AM",23,"October 1, 2019 23:00","2019-10-01T23:00:00",{"v":41,"d":"41.0"},40.1,{"v":39,"d":"39.0"},35.3,15.28,0.0787,0.24,12.78]
["October",2,"2AM to 3AM",2,"October 2, 2019 2:00","2019-10-02T02:00:00",{"v":39,"d":"39.0"},37.6,{"v":36,"d":"36.0"},31.3,14.18,{"v":0.079,"d":"0.0790"},0.21,12.71]
["October",2,"6AM to 7AM",6,"October 2, 2019 6:00","2019-10-02T06:00:00",{"v":34,"d":"34.0"},{"v":34,"d":"34.0"},{"v":34,"d":"34.0"},28.9,12.59,0.0798,{"v":0.2,"d":"0.20"},12.58]
["October",2,"9AM to 10AM",9,"October 2, 2019 9:00","2019-10-02T09:00:00",39.9,39.5,{"v":39,"d":"39.0"},35.3,15.02,0.0788,0.24,12.75]
["October",2,"12PM to 1PM",12,"October 2, 2019 12:00","2019-10-02T12:00:00",{"v":45,"d":"45.0"},40.8,{"v":36,"d":"36.0"},31.3,15.62,0.0781,0.21,12.87]
["October",2,"1PM to 2PM",13,"October 2, 2019 13:00","2019-10-02T13:00:00",44.1,40.3,{"v":36,"d":"36.0"},31.3,{"v":15.4,"d":"15.40"},0.0782,0.21,12.84]
["October",2,"5PM to 6PM",17,{"$f":"A6601&\" \"&B6601&\", \"&$D$5&\" \"&D6601&\":00\"","v":"October 2, 2019 17:00"},{"$f":"DATEVALUE(E6601)+TIMEVALUE(E6601)","v":"2019-10-02T17:00:00"},44.1,{"v":40,"d":"40.0"},35.1,30.1,15.23,0.0782,{"v":0.2,"d":"0.20"},12.84]
["October",2,"9PM to 10PM",21,"October 2, 2019 21:00","2019-10-02T21:00:00",42.1,38.5,{"v":34,"d":"34.0"},28.9,14.55,0.0785,{"v":0.2,"d":"0.20"},12.79]
["October",3,"12AM to 1AM",0,"October 3, 2019 0:00","2019-10-03",42.1,38.1,33.1,27.8,14.39,0.0785,0.19,12.78]
["October",3,"3AM to 4AM",3,"October 3, 2019 3:00","2019-10-03T03:00:00",44.1,39.5,{"v":34,"d":"34.0"},28.9,15.03,0.0782,{"v":0.2,"d":"0.20"},12.84]
["October",3,"7AM to 8AM",7,"October 3, 2019 7:00","2019-10-03T07:00:00",{"v":45,"d":"45.0"},40.4,35.1,30.1,15.45,0.0781,{"v":0.2,"d":"0.20"},12.86]
["October",3,"10AM to 11AM",10,"October 3, 2019 10:00","2019-10-03T10:00:00",{"v":46,"d":"46.0"},41.4,{"v":36,"d":"36.0"},31.3,15.88,0.0779,0.21,12.89]
["October",3,"11AM to 12PM",11,"October 3, 2019 11:00","2019-10-03T11:00:00",{"v":46,"d":"46.0"},41.4,{"v":36,"d":"36.0"},31.3,15.88,0.0779,0.21,12.89]
["October",3,"2PM to 3PM",14,"October 3, 2019 14:00","2019-10-03T14:00:00",44.1,43.1,42.1,39.8,16.71,0.0782,0.27,12.87]
["October",3,"6PM to 7PM",18,"October 3, 2019 18:00","2019-10-03T18:00:00",{"v":43,"d":"43.0"},41.5,39.9,36.6,15.96,0.0783,0.25,12.83]
["October",3,"10PM to 11PM",22,"October 3, 2019 22:00","2019-10-03T22:00:00",37.9,36.7,35.1,30.1,13.75,0.0792,{"v":0.2,"d":"0.20"},12.68]
["October",4,"1AM to 2AM",1,"October 4, 2019 1:00","2019-10-04T01:00:00",{"v":36,"d":"36.0"},34.7,33.1,27.8,12.91,0.0795,0.19,12.63]
["October",4,"4AM to 5AM",4,"October 4, 2019 4:00","2019-10-04T04:00:00",35.1,34.2,33.1,27.8,{"v":12.7,"d":"12.70"},0.0797,0.19,{"v":12.6,"d":"12.60"}]
["October",4,"8AM to 9AM",8,"October 4, 2019 8:00","2019-10-04T08:00:00",{"v":36,"d":"36.0"},35.1,{"v":34,"d":"34.0"},28.9,13.07,0.0795,{"v":0.2,"d":"0.20"},12.63]
["October",4,"11AM to 12PM",11,"October 4, 2019 11:00","2019-10-04T11:00:00",{"v":45,"d":"45.0"},41.2,{"v":37,"d":"37.0"},32.6,15.83,0.0781,0.22,12.87]
["October",4,"12PM to 1PM",12,"October 4, 2019 12:00","2019-10-04T12:00:00",{"v":48,"d":"48.0"},42.4,{"v":36,"d":"36.0"},31.3,16.36,0.0776,0.21,12.94]
["October",4,"3PM to 4PM",15,"October 4, 2019 15:00","2019-10-04T15:00:00",{"v":50,"d":"50.0"},{"v":43,"d":"43.0"},35.1,30.1,16.67,0.0773,{"v":0.2,"d":"0.20"},12.99]
["October",4,"7PM to 8PM",19,"October 4, 2019 19:00","2019-10-04T19:00:00",42.1,39.7,{"v":37,"d":"37.0"},32.6,15.13,0.0785,0.22,{"v":12.8,"d":"12.80"}]
["October",4,"11PM to 12AM",23,"October 4, 2019 23:00","2019-10-04T23:00:00",{"v":37,"d":"37.0"},36.2,35.1,30.1,13.53,0.0793,{"v":0.2,"d":"0.20"},12.66]
["October",5,"2AM to 3AM",2,"October 5, 2019 2:00","2019-10-05T02:00:00",{"v":34,"d":"34.0"},33.6,33.1,27.8,12.44,0.0798,0.19,12.58]
["October",5,"5AM to 6AM",5,"October 5, 2019 5:00","2019-10-05T05:00:00",33.1,32.6,{"v":32,"d":"32.0"},26.7,12.04,{"v":0.08,"d":"0.0800"},0.18,12.55]
["October",5,"9AM to 10AM",9,{"$f":"A6665&\" \"&B6665&\", \"&$D$5&\" \"&D6665&\":00\"","v":"October 5, 2019 9:00"},{"$f":"DATEVALUE(E6665)+TIMEVALUE(E6665)","v":"2019-10-05T09:00:00"},{"v":39,"d":"39.0"},38.1,{"v":37,"d":"37.0"},32.6,14.39,{"v":0.079,"d":"0.0790"},0.22,12.72]
["October",5,"12PM to 1PM",12,"October 5, 2019 12:00","2019-10-05T12:00:00",48.9,43.2,{"v":37,"d":"37.0"},32.6,16.79,0.0775,0.22,12.97]
["October",5,"4PM to 5PM",16,"October 5, 2019 16:00","2019-10-05T16:00:00",48.9,43.2,{"v":37,"d":"37.0"},32.6,16.79,0.0775,0.22,12.97]
["October",5,"5PM to 6PM",17,"October 5, 2019 17:00","2019-10-05T17:00:00",48.9,43.2,{"v":37,"d":"37.0"},32.6,16.79,0.0775,0.22,12.97]
["October",5,"8PM to 9PM",20,"October 5, 2019 20:00","2019-10-05T20:00:00",44.1,39.2,33.1,27.8,14.87,0.0782,0.19,12.83]
["October",6,"12AM to 1AM",0,"October 6, 2019 0:00","2019-10-06",35.1,34.6,{"v":34,"d":"34.0"},28.9,12.85,0.0797,{"v":0.2,"d":"0.20"},12.61]
["October",6,"3AM to 4AM",3,"October 6, 2019 3:00","2019-10-06T03:00:00",{"v":32,"d":"32.0"},{"v":32,"d":"32.0"},{"v":32,"d":"32.0"},26.7,11.77,0.0802,0.18,12.52]
["October",6,"7AM to 8AM",7,"October 6, 2019 7:00","2019-10-06T07:00:00",35.1,35.1,35.1,30.1,13.05,0.0796,{"v":0.2,"d":"0.20"},12.61]
["October",6,"10AM to 11AM",10,"October 6, 2019 10:00","2019-10-06T10:00:00",37.9,37.5,{"v":37,"d":"37.0"},32.6,14.13,0.0792,0.22,12.69]
["October",6,"1PM to 2PM",13,"October 6, 2019 13:00","2019-10-06T13:00:00",42.1,37.7,{"v":32,"d":"32.0"},26.7,14.21,0.0786,0.18,12.78]
["October",6,"5PM to 6PM",17,"October 6, 2019 17:00","2019-10-06T17:00:00",42.1,38.1,33.1,27.8,14.39,0.0785,0.19,12.78]
["October",6,"6PM to 7PM",18,"October 6, 2019 18:00","2019-10-06T18:00:00",42.1,38.5,{"v":34,"d":"34.0"},28.9,14.55,0.0785,{"v":0.2,"d":"0.20"},12.79]
["October",6,"9PM to 10PM",21,"October 6, 2019 21:00","2019-10-06T21:00:00",39.9,38.1,{"v":36,"d":"36.0"},31.3,{"v":14.4,"d":"14.40"},0.0789,0.21,12.74]
["October",7,"1AM to 2AM",1,"October 7, 2019 1:00","2019-10-07T01:00:00",{"v":37,"d":"37.0"},36.6,{"v":36,"d":"36.0"},31.3,{"v":13.7,"d":"13.70"},0.0793,0.21,12.66]
["October",7,"4AM to 5AM",4,"October 7, 2019 4:00","2019-10-07T04:00:00",35.1,35.1,35.1,30.1,13.05,0.0796,{"v":0.2,"d":"0.20"},12.61]
["October",7,"8AM to 9AM",8,"October 7, 2019 8:00","2019-10-07T08:00:00",{"v":37,"d":"37.0"},36.6,{"v":36,"d":"36.0"},31.3,{"v":13.7,"d":"13.70"},0.0793,0.21,12.66]
["October",7,"11AM to 12PM",11,"October 7, 2019 11:00","2019-10-07T11:00:00",{"v":41,"d":"41.0"},38.3,35.1,30.1,14.49,0.0787,{"v":0.2,"d":"0.20"},12.76]
["October",7,"2PM to 3PM",14,"October 7, 2019 14:00","2019-10-07T14:00:00",42.1,36.9,{"v":30,"d":"30.0"},24.3,13.85,0.0786,0.16,12.77]
["October",7,"4PM to 5PM",16,"October 7, 2019 16:00","2019-10-07T16:00:00",{"v":41,"d":"41.0"},37.5,33.1,27.8,14.13,0.0787,0.19,12.75]
["October",7,"7PM to 8PM",19,"October 7, 2019 19:00","2019-10-07T19:00:00",{"v":32,"d":"32.0"},31.1,{"v":30,"d":"30.0"},24.3,11.42,0.0802,0.16,12.52]
["October",7,"11PM to 12AM",23,"October 7, 2019 23:00","2019-10-07T23:00:00",{"v":30,"d":"30.0"},29.5,28.9,23.1,10.75,0.0805,0.16,12.46]
["October",8,"2AM to 3AM",{"$f":"IF(D6729+1>23,0,D6729+1)","v":2},"October 8, 2019 2:00","2019-10-08T02:00:00",33.1,32.2,30.9,25.4,11.84,{"v":0.08,"d":"0.0800"},0.17,12.55]
["October",8,"5AM to 6AM",5,"October 8, 2019 5:00","2019-10-08T05:00:00",{"v":28,"d":"28.0"},27.2,26.1,20.2,9.83,0.0809,0.14,{"v":12.4,"d":"12.40"}]
["October",8,"9AM to 10AM",9,"October 8, 2019 9:00","2019-10-08T09:00:00",33.1,32.2,30.9,25.4,11.84,{"v":0.08,"d":"0.0800"},0.17,12.55]
["October",8,"12PM to 1PM",12,"October 8, 2019 12:00","2019-10-08T12:00:00",{"v":39,"d":"39.0"},36.5,33.1,27.8,13.65,{"v":0.079,"d":"0.0790"},0.19,{"v":12.7,"d":"12.70"}]
["October",8,"3PM to 4PM",15,"October 8, 2019 15:00","2019-10-08T15:00:00",37.9,35.4,{"v":32,"d":"32.0"},26.7,13.21,0.0792,0.18,12.67]
["October",8,"5PM to 6PM",17,"October 8, 2019 17:00","2019-10-08T17:00:00",{"v":39,"d":"39.0"},36.5,33.1,27.8,13.65,{"v":0.079,"d":"0.0790"},0.19,{"v":12.7,"d":"12.70"}]
["October",8,"8PM to 9PM",20,"October 8, 2019 20:00","2019-10-08T20:00:00",30.9,30.5,{"v":30,"d":"30.0"},24.3,11.15,0.0804,0.16,12.49]
["October",9,"12AM to 1AM",0,"October 9, 2019 0:00","2019-10-09",{"v":32,"d":"32.0"},31.5,30.9,25.4,11.57,0.0802,0.17,12.52]
["October",9,"3AM to 4AM",3,"October 9, 2019 3:00","2019-10-09T03:00:00",{"v":32,"d":"32.0"},31.5,30.9,25.4,11.57,0.0802,0.17,12.52]
["October",9,"6AM to 7AM",6,"October 9, 2019 6:00","2019-10-09T06:00:00",28.9,28.6,{"v":28,"d":"28.0"},22.2,10.35,0.0807,0.15,12.43]
["October",9,"10AM to 11AM",10,"October 9, 2019 10:00","2019-10-09T10:00:00",30.9,30.5,{"v":30,"d":"30.0"},24.3,11.15,0.0804,0.16,12.49]
["October",9,"12PM to 1PM",12,"October 9, 2019 12:00","2019-10-09T12:00:00",35.1,33.3,30.9,25.4,12.31,0.0797,0.17,{"v":12.6,"d":"12.60"}]
["October",9,"5PM to 6PM",17,"October 9, 2019 17:00","2019-10-09T17:00:00",{"v":32,"d":"32.0"},{"v":32,"d":"32.0"},{"v":32,"d":"32.0"},26.7,11.77,0.0802,0.18,12.52]
["October",9,"6PM to 7PM",18,"October 9, 2019 18:00","2019-10-09T18:00:00",{"v":32,"d":"32.0"},{"v":32,"d":"32.0"},{"v":32,"d":"32.0"},26.7,11.77,0.0802,0.18,12.52]
["October",9,"9PM to 10PM",21,"October 9, 2019 21:00","2019-10-09T21:00:00",33.1,32.6,{"v":32,"d":"32.0"},26.7,12.04,{"v":0.08,"d":"0.0800"},0.18,12.55]
["October",10,"1AM to 2AM",1,"October 10, 2019 1:00","2019-10-10T01:00:00",35.1,35.1,35.1,30.1,13.05,0.0796,{"v":0.2,"d":"0.20"},12.61]
["October",10,"4AM to 5AM",4,"October 10, 2019 4:00","2019-10-10T04:00:00",37.9,37.5,{"v":37,"d":"37.0"},32.6,14.13,0.0792,0.22,12.69]
["October",10,"7AM to 8AM",7,"October 10, 2019 7:00","2019-10-10T07:00:00",37.9,37.9,37.9,33.8,14.31,0.0792,0.23,12.69]
["October",10,"11AM to 12PM",11,"October 10, 2019 11:00","2019-10-10T11:00:00",42.1,41.6,{"v":41,"d":"41.0"},38.1,15.98,0.0785,0.26,12.81]
["October",10,"1PM to 2PM",13,"October 10, 2019 13:00","2019-10-10T13:00:00",44.1,43.1,42.1,39.8,16.71,0.0782,0.27,12.87]
["October",10,"4PM to 5PM",16,"October 10, 2019 16:00","2019-10-10T16:00:00",44.1,42.6,{"v":41,"d":"41.0"},38.1,16.46,0.0782,0.26,12.86]
["October",10,"7PM to 8PM",19,"October 10, 2019 19:00","2019-10-10T19:00:00",{"v":39,"d":"39.0"},{"v":39,"d":"39.0"},{"v":39,"d":"39.0"},35.3,{"v":14.8,"d":"14.80"},{"v":0.079,"d":"0.0790"},0.24,12.73]
["October",10,"10PM to 11PM",22,"October 10, 2019 22:00","2019-10-10T22:00:00",{"v":34,"d":"34.0"},33.2,{"v":32,"d":"32.0"},26.7,12.25,0.0798,0.18,12.57]
["October",11,"2AM to 3AM",2,"October 11, 2019 2:00","2019-10-11T02:00:00",{"v":32,"d":"32.0"},29.8,{"v":27,"d":"27.0"},21.1,10.92,0.0802,0.14,12.51]
["October",11,"5AM to 6AM",5,"October 11, 2019 5:00","2019-10-11T05:00:00",{"v":30,"d":"30.0"},28.4,26.1,20.2,10.31,0.0805,0.14,12.45]
["October",11,"8AM to 9AM",8,"October 11, 2019 8:00","2019-10-11T08:00:00",28.9,27.3,{"v":25,"d":"25.0"},19.2,9.89,0.0807,0.13,12.42]
["October",11,"10AM to 11AM",10,"October 11, 2019 10:00","2019-10-11T10:00:00",33.1,30.4,{"v":27,"d":"27.0"},21.1,11.18,{"v":0.08,"d":"0.0800"},0.14,12.53]
["October",11,"4PM to 5PM",16,"October 11, 2019 16:00","2019-10-11T16:00:00",{"v":36,"d":"36.0"},30.9,24.1,18.4,11.46,0.0796,0.12,{"v":12.6,"d":"12.60"}]
["October",11,"5PM to 6PM",17,"October 11, 2019 17:00","2019-10-11T17:00:00",35.1,31.1,26.1,20.2,11.52,0.0797,0.14,12.58]
["October",11,"8PM to 9PM",20,"October 11, 2019 20:00","2019-10-11T20:00:00",30.9,28.1,24.1,18.4,10.25,0.0804,0.12,12.47]
["October",11,"11PM to 12AM",23,"October 11, 2019 23:00","2019-10-11T23:00:00",{"v":28,"d":"28.0"},25.7,21.9,16.6,9.28,0.0809,0.11,12.39]
["October",12,"3AM to 4AM",3,"October 12, 2019 3:00","2019-10-12T03:00:00",{"v":25,"d":"25.0"},24.2,{"v":23,"d":"23.0"},17.5,8.67,0.0814,0.12,12.32]
["October",12,"6AM to 7AM",6,"October 12, 2019 6:00","2019-10-12T06:00:00",{"v":23,"d":"23.0"},21.9,19.9,15.1,7.83,0.0817,{"v":0.1,"d":"0.10"},12.26]
["October",12,"9AM to 10AM",9,"October 12, 2019 9:00","2019-10-12T09:00:00",26.1,26.1,26.1,20.2,9.35,0.0812,0.14,12.35]
["October",12,"11AM to 12PM",11,"October 12, 2019 11:00","2019-10-12T11:00:00",{"v":30,"d":"30.0"},28.7,{"v":27,"d":"27.0"},21.1,10.44,0.0805,0.14,12.46]
["October",12,"5PM to 6PM",17,"October 12, 2019 17:00","2019-10-12T17:00:00",33.1,29.3,24.1,18.4,10.77,{"v":0.08,"d":"0.0800"},0.12,12.53]
["October",12,"6PM to 7PM",18,"October 12, 2019 18:00","2019-10-12T18:00:00",30.9,28.5,{"v":25,"d":"25.0"},19.2,10.37,0.0804,0.13,12.47]
["October",12,"9PM to 10PM",21,"October 12, 2019 21:00","2019-10-12T21:00:00",28.9,26.2,21.9,16.6,9.49,0.0807,0.11,12.42]
["October",13,"12AM to 1AM",0,"October 13, 2019 0:00","2019-10-13",26.1,24.5,21.9,16.6,{"v":8.8,"d":"8.80"},0.0812,0.11,12.34]
["October",13,"4AM to 5AM",4,"October 13, 2019 4:00","2019-10-13T04:00:00",{"v":30,"d":"30.0"},26.8,21.9,16.6,9.75,0.0806,0.11,12.44]
["October",13,"7AM to 8AM",7,"October 13, 2019 7:00","2019-10-13T07:00:00",30.9,27.7,{"v":23,"d":"23.0"},17.5,10.11,0.0804,0.12,12.47]
["October",13,"12PM to 1PM",12,"October 13, 2019 12:00","2019-10-13T12:00:00",{"v":39,"d":"39.0"},34.4,{"v":28,"d":"28.0"},22.2,12.78,0.0791,0.15,12.69]
["October",13,"3PM to 4PM",15,"October 13, 2019 15:00","2019-10-13T15:00:00",39.9,36.1,30.9,25.4,13.49,0.0789,0.17,12.72]
["October",13,"6PM to 7PM",18,"October 13, 2019 18:00","2019-10-13T18:00:00",37.9,37.1,{"v":36,"d":"36.0"},31.3,13.92,0.0792,0.21,12.69]
["October",13,"7PM to 8PM",19,"October 13, 2019 19:00","2019-10-13T19:00:00",{"v":36,"d":"36.0"},35.6,35.1,30.1,13.27,0.0795,{"v":0.2,"d":"0.20"},12.63]
["October",13,"10PM to 11PM",22,"October 13, 2019 22:00","2019-10-13T22:00:00",33.1,32.6,{"v":32,"d":"32.0"},26.7,12.04,{"v":0.08,"d":"0.0800"},0.18,12.55]
["October",14,"1AM to 2AM",1,"October 14, 2019 1:00","2019-10-14T01:00:00",{"v":34,"d":"34.0"},33.6,33.1,27.8,12.44,0.0798,0.19,12.58]
["October",14,"5AM to 6AM",5,"October 14, 2019 5:00","2019-10-14T05:00:00",35.1,34.6,{"v":34,"d":"34.0"},28.9,12.85,0.0797,{"v":0.2,"d":"0.20"},12.61]
["October",14,"8AM to 9AM",8,"October 14, 2019 8:00","2019-10-14T08:00:00",{"v":34,"d":"34.0"},33.6,33.1,27.8,12.44,0.0798,0.19,12.58]
["October",14,"1PM to 2PM",13,"October 14, 2019 13:00","2019-10-14T13:00:00",42.1,38.9,35.1,30.1,14.75,0.0785,{"v":0.2,"d":"0.20"},12.79]
["October",14,"4PM to 5PM",16,"October 14, 2019 16:00","2019-10-14T16:00:00",42.1,38.5,{"v":34,"d":"34.0"},28.9,14.55,0.0785,{"v":0.2,"d":"0.20"},12.79]
["October",14,"7PM to 8PM",19,"October 14, 2019 19:00","2019-10-14T19:00:00",{"v":36,"d":"36.0"},34.7,33.1,27.8,12.91,0.0795,0.19,12.63]
["October",14,"8PM to 9PM",20,"October 14, 2019 20:00","2019-10-14T20:00:00",35.1,34.2,33.1,27.8,{"v":12.7,"d":"12.70"},0.0797,0.19,{"v":12.6,"d":"12.60"}]
["October",14,"11PM to 12AM",23,"October 14, 2019 23:00","2019-10-14T23:00:00",30.9,30.9,30.9,25.4,11.31,0.0803,0.17,12.49]
["October",15,"3AM to 4AM",3,"October 15, 2019 3:00","2019-10-15T03:00:00",30.9,30.9,30.9,25.4,11.31,0.0803,0.17,12.49]
["October",15,"6AM to 7AM",6,"October 15, 2019 6:00","2019-10-15T06:00:00",{"v":30,"d":"30.0"},29.5,28.9,23.1,10.75,0.0805,0.16,12.46]
["October",15,"10AM to 11AM",10,"October 15, 2019 10:00","2019-10-15T10:00:00",{"v":32,"d":"32.0"},31.5,30.9,25.4,11.57,0.0802,0.17,12.52]
["October",15,"2PM to 3PM",14,"October 15, 2019 14:00","2019-10-15T14:00:00",{"v":41,"d":"41.0"},37.5,33.1,27.8,14.13,0.0787,0.19,12.75]
["October",15,"5PM to 6PM",17,"October 15, 2019 17:00","2019-10-15T17:00:00",{"v":37,"d":"37.0"},34.9,{"v":32,"d":"32.0"},26.7,12.99,0.0793,0.18,12.65]
["October",15,"8PM to 9PM",20,"October 15, 2019 20:00","2019-10-15T20:00:00",{"v":34,"d":"34.0"},32.7,30.9,25.4,12.05,0.0798,0.17,12.57]
["October",15,"9PM to 10PM",21,"October 15, 2019 21:00","2019-10-15T21:00:00",{"v":34,"d":"34.0"},33.2,{"v":32,"d":"32.0"},26.7,12.25,0.0798,0.18,12.57]
["October",16,"12AM to 1AM",0,"October 16, 2019 0:00","2019-10-16",33.1,32.6,{"v":32,"d":"32.0"},26.7,12.04,{"v":0.08,"d":"0.0800"},0.18,12.55]
["October",16,"4AM to 5AM",4,"October 16, 2019 4:00","2019-10-16T04:00:00",{"v":30,"d":"30.0"},{"v":30,"d":"30.0"},{"v":30,"d":"30.0"},24.3,10.94,0.0805,0.16,12.47]
["October",16,"7AM to 8AM",7,"October 16, 2019 7:00","2019-10-16T07:00:00",{"v":27,"d":"27.0"},26.6,26.1,20.2,9.57,{"v":0.081,"d":"0.0810"},0.14,12.38]
["October",16,"11AM to 12PM",11,"October 16, 2019 11:00","2019-10-16T11:00:00",30.9,30.9,30.9,25.4,11.31,0.0803,0.17,12.49]
["October",16,"3PM to 4PM",15,"October 16, 2019 15:00","2019-10-16T15:00:00",35.1,34.2,33.1,27.8,{"v":12.7,"d":"12.70"},0.0797,0.19,{"v":12.6,"d":"12.60"}]
["October",16,"6PM to 7PM",18,"October 16, 2019 18:00","2019-10-16T18:00:00",33.1,32.6,{"v":32,"d":"32.0"},26.7,12.04,{"v":0.08,"d":"0.0800"},0.18,12.55]
["October",16,"9PM to 10PM",21,"October 16, 2019 21:00","2019-10-16T21:00:00",33.1,32.6,{"v":32,"d":"32.0"},26.7,12.04,{"v":0.08,"d":"0.0800"},0.18,12.55]
["October",16,"10PM to 11PM",22,"October 16, 2019 22:00","2019-10-16T22:00:00",30.9,30.9,30.9,25.4,11.31,0.0803,0.17,12.49]
["October",17,"1AM to 2AM",1,"October 17, 2019 1:00","2019-10-17T01:00:00",28.9,28.9,28.9,23.1,10.49,0.0807,0.16,12.43]
["October",17,"5AM to 6AM",5,"October 17, 2019 5:00","2019-10-17T05:00:00",28.9,28.6,{"v":28,"d":"28.0"},22.2,10.35,0.0807,0.15,12.43]
["October",17,"8AM to 9AM",8,"October 17, 2019 8:00","2019-10-17T08:00:00",28.9,28.6,{"v":28,"d":"28.0"},22.2,10.35,0.0807,0.15,12.43]
["October",17,"12PM to 1PM",12,"October 17, 2019 12:00","2019-10-17T12:00:00",{"v":34,"d":"34.0"},33.2,{"v":32,"d":"32.0"},26.7,12.25,0.0798,0.18,12.57]
["October",17,"4PM to 5PM",16,"October 17, 2019 16:00","2019-10-17T16:00:00",{"v":34,"d":"34.0"},31.3,{"v":28,"d":"28.0"},22.2,11.56,0.0799,0.15,12.56]
["October",17,"7PM to 8PM",19,"October 17, 2019 19:00","2019-10-17T19:00:00",30.9,29.7,{"v":28,"d":"28.0"},22.2,10.83,0.0804,0.15,12.48]
["October",17,"8PM to 9PM",20,"October 17, 2019 20:00","2019-10-17T20:00:00",28.9,28.1,{"v":27,"d":"27.0"},21.1,10.18,0.0807,0.14,12.43]
["October",17,"11PM to 12AM",23,"October 17, 2019 23:00","2019-10-17T23:00:00",{"v":28,"d":"28.0"},26.5,24.1,18.4,9.55,0.0809,0.12,{"v":12.4,"d":"12.40"}]
["October",18,"2AM to 3AM",2,"October 18, 2019 2:00","2019-10-18T02:00:00",{"v":25,"d":"25.0"},24.2,{"v":23,"d":"23.0"},17.5,8.67,0.0814,0.12,12.32]
["October",18,"6AM to 7AM",6,"October 18, 2019 6:00","2019-10-18T06:00:00",24.1,22.6,19.9,15.1,8.09,0.0816,{"v":0.1,"d":"0.10"},12.29]
["October",18,"9AM to 10AM",9,"October 18, 2019 9:00","2019-10-18T09:00:00",26.1,24.2,{"v":21,"d":"21.0"},15.9,8.69,0.0812,0.11,12.34]
["October",18,"1PM to 2PM",13,"October 18, 2019 13:00","2019-10-18T13:00:00",28.9,26.2,21.9,16.6,9.49,0.0807,0.11,12.42]
["October",18,"5PM to 6PM",17,{"$f":"A6985&\" \"&B6985&\", \"&$D$5&\" \"&D6985&\":00\"","v":"October 18, 2019 17:00"},{"$f":"DATEVALUE(E6985)+TIMEVALUE(E6985)","v":"2019-10-18T17:00:00"},{"v":28,"d":"28.0"},27.6,{"v":27,"d":"27.0"},21.1,9.96,0.0809,0.14,12.41]
["October",18,"8PM to 9PM",20,"October 18, 2019 20:00","2019-10-18T20:00:00",{"v":34,"d":"34.0"},{"v":34,"d":"34.0"},{"v":34,"d":"34.0"},28.9,12.59,0.0798,{"v":0.2,"d":"0.20"},12.58]
["October",18,"9PM to 10PM",21,"October 18, 2019 21:00","2019-10-18T21:00:00",{"v":37,"d":"37.0"},36.6,{"v":36,"d":"36.0"},31.3,{"v":13.7,"d":"13.70"},0.0793,0.21,12.66]
["October",19,"12AM to 1AM",0,"October 19, 2019 0:00","2019-10-19",37.9,37.1,{"v":36,"d":"36.0"},31.3,13.92,0.0792,0.21,12.69]
["October",19,"3AM to 4AM",3,"October 19, 2019 3:00","2019-10-19T03:00:00",{"v":37,"d":"37.0"},36.2,35.1,30.1,13.53,0.0793,{"v":0.2,"d":"0.20"},12.66]
["October",19,"6AM to 7AM",6,"October 19, 2019 6:00","2019-10-19T06:00:00",{"v":37,"d":"37.0"},35.7,{"v":34,"d":"34.0"},28.9,13.33,0.0793,{"v":0.2,"d":"0.20"},12.66]
["October",19,"11AM to 12PM",11,"October 19, 2019 11:00","2019-10-19T11:00:00",37.9,37.1,{"v":36,"d":"36.0"},31.3,13.92,0.0792,0.21,12.69]
["October",19,"2PM to 3PM",14,"October 19, 2019 14:00","2019-10-19T14:00:00",39.9,38.6,{"v":37,"d":"37.0"},32.6,14.61,0.0789,0.22,12.74]
["October",19,"6PM to 7PM",18,"October 19, 2019 18:00","2019-10-19T18:00:00",{"v":36,"d":"36.0"},34.3,{"v":32,"d":"32.0"},26.7,12.73,0.0795,0.18,12.62]
["October",19,"9PM to 10PM",21,"October 19, 2019 21:00","2019-10-19T21:00:00",35.1,32.5,28.9,23.1,11.97,0.0797,0.16,12.59]
["October",19,"10PM to 11PM",22,"October 19, 2019 22:00","2019-10-19T22:00:00",{"v":34,"d":"34.0"},31.7,28.9,23.1,11.71,0.0799,0.16,12.56]
["October",20,"1AM to 2AM",1,"October 20, 2019 1:00","2019-10-20T01:00:00",33.1,31.7,{"v":30,"d":"30.0"},24.3,11.68,{"v":0.08,"d":"0.0800"},0.16,12.54]
["October",20,"7AM to 8AM",7,"October 20, 2019 7:00","2019-10-20T07:00:00",30.9,28.9,26.1,20.2,10.52,0.0804,0.14,12.48]
["October",20,"9AM to 10AM",9,"October 20, 2019 9:00","2019-10-20T09:00:00",{"v":32,"d":"32.0"},30.3,{"v":28,"d":"28.0"},22.2,11.09,0.0802,0.15,12.51]
["October",20,"12PM to 1PM",12,"October 20, 2019 12:00","2019-10-20T12:00:00",{"v":32,"d":"32.0"},{"v":28,"d":"28.0"},21.9,16.6,10.23,0.0802,0.11,12.49]
["October",20,"4PM to 5PM",16,"October 20, 2019 16:00","2019-10-20T16:00:00",30.9,26.7,19.9,15.1,9.74,0.0804,{"v":0.1,"d":"0.10"},12.46]
["October",20,"7PM to 8PM",19,"October 20, 2019 19:00","2019-10-20T19:00:00",26.1,23.2,{"v":18,"d":"18.0"},13.7,8.36,0.0812,0.09,12.33]
["October",20,"10PM to 11PM",22,"October 20, 2019 22:00","2019-10-20T22:00:00",24.1,{"v":22,"d":"22.0"},{"v":18,"d":"18.0"},13.7,7.88,0.0816,0.09,12.28]
["October",20,"11PM to 12AM",23,"October 20, 2019 23:00","2019-10-20T23:00:00",24.1,{"v":22,"d":"22.0"},{"v":18,"d":"18.0"},13.7,7.88,0.0816,0.09,12.28]
["October",21,"2AM to 3AM",2,"October 21, 2019 2:00","2019-10-21T02:00:00",21.9,20.3,17.1,13.1,7.27,0.0819,0.09,12.23]
["October",21,"8AM to 9AM",8,"October 21, 2019 8:00","2019-10-21T08:00:00",{"v":19,"d":"19.0"},18.4,17.1,13.1,6.58,0.0824,0.09,12.15]
["October",21,"10AM to 11AM",{"$f":"IF(D7049+1>23,0,D7049+1)","v":10},"October 21, 2019 10:00","2019-10-21T10:00:00",21.9,20.6,{"v":18,"d":"18.0"},13.7,7.36,0.0819,0.09,12.23]
["October",21,"1PM to 2PM",13,"October 21, 2019 13:00","2019-10-21T13:00:00",{"v":27,"d":"27.0"},22.9,15.1,11.9,{"v":8.3,"d":"8.30"},0.0811,0.08,12.35]
["October",21,"5PM to 6PM",17,"October 21, 2019 17:00","2019-10-21T17:00:00",26.1,22.1,{"v":14,"d":"14.0"},11.3,7.99,0.0812,0.08,12.33]
["October",21,"8PM to 9PM",20,"October 21, 2019 20:00","2019-10-21T20:00:00",{"v":25,"d":"25.0"},21.4,{"v":14,"d":"14.0"},11.3,7.73,0.0814,0.08,{"v":12.3,"d":"12.30"}]
["October",21,"11PM to 12AM",23,"October 21, 2019 23:00","2019-10-21T23:00:00",24.1,20.6,12.9,10.7,7.42,0.0816,0.07,12.28]
["October",22,"12AM to 1AM",0,"October 22, 2019 0:00","2019-10-22",{"v":21,"d":"21.0"},20.3,{"v":19,"d":"19.0"},14.5,7.26,0.0821,{"v":0.1,"d":"0.10"},12.21]
["October",22,"5AM to 6AM",5,"October 22, 2019 5:00","2019-10-22T05:00:00",{"v":25,"d":"25.0"},24.6,24.1,18.4,8.81,0.0814,0.12,12.32]
["October",22,"8AM to 9AM",8,"October 22, 2019 8:00","2019-10-22T08:00:00",{"v":30,"d":"30.0"},{"v":30,"d":"30.0"},{"v":30,"d":"30.0"},24.3,10.94,0.0805,0.16,12.47]
["October",22,"11AM to 12PM",11,"October 22, 2019 11:00","2019-10-22T11:00:00",33.1,32.6,{"v":32,"d":"32.0"},26.7,12.04,{"v":0.08,"d":"0.0800"},0.18,12.55]
["October",22,"2PM to 3PM",14,"October 22, 2019 14:00","2019-10-22T14:00:00",{"v":34,"d":"34.0"},33.6,33.1,27.8,12.44,0.0798,0.19,12.58]
["October",22,"6PM to 7PM",18,"October 22, 2019 18:00","2019-10-22T18:00:00",35.1,35.1,35.1,30.1,13.05,0.0796,{"v":0.2,"d":"0.20"},12.61]
["October",22,"9PM to 10PM",21,"October 22, 2019 21:00","2019-10-22T21:00:00",{"v":36,"d":"36.0"},35.6,35.1,30.1,13.27,0.0795,{"v":0.2,"d":"0.20"},12.63]
["October",23,"12AM to 1AM",0,"October 23, 2019 0:00","2019-10-23",{"v":37,"d":"37.0"},{"v":37,"d":"37.0"},{"v":37,"d":"37.0"},32.6,13.91,0.0793,0.22,12.67]
["October",23,"1AM to 2AM",1,"October 23, 2019 1:00","2019-10-23T01:00:00",37.9,37.5,{"v":37,"d":"37.0"},32.6,14.13,0.0792,0.22,12.69]
["October",23,"6AM to 7AM",6,"October 23, 2019 6:00","2019-10-23T06:00:00",{"v":34,"d":"34.0"},33.2,{"v":32,"d":"32.0"},26.7,12.25,0.0798,0.18,12.57]
["October",23,"9AM to 10AM",9,"October 23, 2019 9:00","2019-10-23T09:00:00",{"v":34,"d":"34.0"},32.7,30.9,25.4,12.05,0.0798,0.17,12.57]
["October",23,"12PM to 1PM",12,"October 23, 2019 12:00","2019-10-23T12:00:00",{"v":37,"d":"37.0"},34.9,{"v":32,"d":"32.0"},26.7,12.99,0.0793,0.18,12.65]
["October",23,"3PM to 4PM",15,"October 23, 2019 15:00","2019-10-23T15:00:00",{"v":37,"d":"37.0"},35.7,{"v":34,"d":"34.0"},28.9,13.33,0.0793,{"v":0.2,"d":"0.20"},12.66]
["October",23,"7PM to 8PM",19,"October 23, 2019 19:00","2019-10-23T19:00:00",{"v":36,"d":"36.0"},35.6,35.1,30.1,13.27,0.0795,{"v":0.2,"d":"0.20"},12.63]
["October",23,"10PM to 11PM",22,"October 23, 2019 22:00","2019-10-23T22:00:00",{"v":37,"d":"37.0"},{"v":37,"d":"37.0"},{"v":37,"d":"37.0"},32.6,13.91,0.0793,0.22,12.67]
["October",24,"1AM to 2AM",1,{"$f":"A7113&\" \"&B7113&\", \"&$D$5&\" \"&D7113&\":00\"","v":"October 24, 2019 1:00"},{"$f":"DATEVALUE(E7113)+TIMEVALUE(E7113)","v":"2019-10-24T01:00:00"},{"v":36,"d":"36.0"},35.6,35.1,30.1,13.27,0.0795,{"v":0.2,"d":"0.20"},12.63]
["October",24,"3AM to 4AM",3,"October 24, 2019 3:00","2019-10-24T03:00:00",35.1,33.8,{"v":32,"d":"32.0"},26.7,12.51,0.0797,0.18,{"v":12.6,"d":"12.60"}]
["October",24,"6AM to 7AM",6,"October 24, 2019 6:00","2019-10-24T06:00:00",33.1,31.7,{"v":30,"d":"30.0"},24.3,11.68,{"v":0.08,"d":"0.0800"},0.16,12.54]
["October",24,"10AM to 11AM",10,"October 24, 2019 10:00","2019-10-24T10:00:00",{"v":32,"d":"32.0"},31.1,{"v":30,"d":"30.0"},24.3,11.42,0.0802,0.16,12.52]
["October",24,"1PM to 2PM",13,"October 24, 2019 13:00","2019-10-24T13:00:00",33.1,30.4,{"v":27,"d":"27.0"},21.1,11.18,{"v":0.08,"d":"0.0800"},0.14,12.53]
["October",24,"4PM to 5PM",16,"October 24, 2019 16:00","2019-10-24T16:00:00",33.1,29.3,24.1,18.4,10.77,{"v":0.08,"d":"0.0800"},0.12,12.53]
["October",24,"8PM to 9PM",20,"October 24, 2019 20:00","2019-10-24T20:00:00",{"v":30,"d":"30.0"},27.9,{"v":25,"d":"25.0"},19.2,10.15,0.0805,0.13,12.45]
["October",24,"11PM to 12AM",23,"October 24, 2019 23:00","2019-10-24T23:00:00",{"v":30,"d":"30.0"},27.9,{"v":25,"d":"25.0"},19.2,10.15,0.0805,0.13,12.45]
["October",25,"12AM to 1AM",0,"October 25, 2019 0:00","2019-10-25",30.9,28.5,{"v":25,"d":"25.0"},19.2,10.37,0.0804,0.13,12.47]
["October",25,"4AM to 5AM",4,"October 25, 2019 4:00","2019-10-25T04:00:00",{"v":30,"d":"30.0"},28.4,26.1,20.2,10.31,0.0805,0.14,12.45]
["October",25,"7AM to 8AM",7,"October 25, 2019 7:00","2019-10-25T07:00:00",28.9,27.7,26.1,20.2,10.05,0.0807,0.14,12.43]
["October",25,"11AM to 12PM",11,"October 25, 2019 11:00","2019-10-25T11:00:00",28.9,25.6,19.9,15.1,9.26,0.0807,{"v":0.1,"d":"0.10"},12.41]
["October",25,"2PM to 3PM",14,"October 25, 2019 14:00","2019-10-25T14:00:00",{"v":30,"d":"30.0"},25.6,{"v":18,"d":"18.0"},13.7,9.31,0.0806,0.09,12.44]
["October",25,"5PM to 6PM",17,"October 25, 2019 17:00","2019-10-25T17:00:00",28.9,25.6,19.9,15.1,9.26,0.0807,{"v":0.1,"d":"0.10"},12.41]
["October",25,"9PM to 10PM",21,"October 25, 2019 21:00","2019-10-25T21:00:00",{"v":23,"d":"23.0"},21.9,19.9,15.1,7.83,0.0817,{"v":0.1,"d":"0.10"},12.26]
["October",26,"12AM to 1AM",0,"October 26, 2019 0:00","2019-10-26",{"v":21,"d":"21.0"},19.7,17.1,13.1,7.05,0.0821,0.09,{"v":12.2,"d":"12.20"}]
["October",26,"1AM to 2AM",1,"October 26, 2019 1:00","2019-10-26T01:00:00",19.9,19.3,{"v":18,"d":"18.0"},13.7,6.88,0.0823,0.09,12.18]
["October",26,"5AM to 6AM",5,"October 26, 2019 5:00","2019-10-26T05:00:00",{"v":19,"d":"19.0"},17.5,{"v":14,"d":"14.0"},11.3,{"v":6.3,"d":"6.30"},0.0824,0.08,12.15]
["October",26,"8AM to 9AM",8,"October 26, 2019 8:00","2019-10-26T08:00:00",{"v":16,"d":"16.0"},14.4,{"v":10,"d":"10.0"},9.3,5.25,{"v":0.083,"d":"0.0830"},0.06,12.07]
["October",26,"12PM to 1PM",12,"October 26, 2019 12:00","2019-10-26T12:00:00",{"v":21,"d":"21.0"},17.8,{"v":10,"d":"10.0"},9.3,6.46,0.0821,0.06,12.19]
["October",26,"3PM to 4PM",15,"October 26, 2019 15:00","2019-10-26T15:00:00",21.9,20.3,17.1,13.1,7.27,0.0819,0.09,12.23]
["October",26,"7PM to 8PM",19,"October 26, 2019 19:00","2019-10-26T19:00:00",{"v":19,"d":"19.0"},16.5,{"v":10,"d":"10.0"},9.3,5.99,0.0825,0.06,12.14]
["October",26,"10PM to 11PM",22,"October 26, 2019 22:00","2019-10-26T22:00:00",17.1,14.9,{"v":9,"d":"9.0"},8.8,5.44,0.0828,0.06,12.09]
["October",27,"1AM to 2AM",1,"October 27, 2019 1:00","2019-10-27T01:00:00",{"v":16,"d":"16.0"},13.9,8.1,8.4,5.12,{"v":0.083,"d":"0.0830"},0.06,12.06]
["October",27,"2AM to 3AM",2,"October 27, 2019 2:00","2019-10-27T02:00:00",15.1,13.7,{"v":10,"d":"10.0"},9.3,5.03,0.0831,0.06,12.04]
["October",27,"6AM to 7AM",6,"October 27, 2019 6:00","2019-10-27T06:00:00",15.1,13.9,10.9,9.7,{"v":5.1,"d":"5.10"},0.0831,0.07,12.04]
["October",27,"9AM to 10AM",9,"October 27, 2019 9:00","2019-10-27T09:00:00",15.1,14.2,{"v":12,"d":"12.0"},10.2,5.18,0.0831,0.07,12.05]
["October",27,"1PM to 2PM",13,"October 27, 2019 13:00","2019-10-27T13:00:00",{"v":18,"d":"18.0"},17.1,15.1,11.9,6.13,0.0826,0.08,12.12]
["October",27,"4PM to 5PM",16,"October 27, 2019 16:00","2019-10-27T16:00:00",19.9,18.1,{"v":14,"d":"14.0"},11.3,6.51,0.0823,0.08,12.17]
["October",27,"8PM to 9PM",20,"October 27, 2019 20:00","2019-10-27T20:00:00",{"v":16,"d":"16.0"},15.1,12.9,10.7,5.47,{"v":0.083,"d":"0.0830"},0.07,12.07]
["October",27,"11PM to 12AM",23,"October 27, 2019 23:00","2019-10-27T23:00:00",15.1,13.9,10.9,9.7,{"v":5.1,"d":"5.10"},0.0831,0.07,12.04]
["October",28,"3AM to 4AM",3,"October 28, 2019 3:00","2019-10-28T03:00:00",{"v":14,"d":"14.0"},13.2,10.9,9.7,4.84,0.0833,0.07,12.02]
["October",28,"4AM to 5AM",4,"October 28, 2019 4:00","2019-10-28T04:00:00",{"v":14,"d":"14.0"},12.9,{"v":10,"d":"10.0"},9.3,4.77,0.0833,0.06,12.02]
["October",28,"7AM to 8AM",7,"October 28, 2019 7:00","2019-10-28T07:00:00",12.9,12.2,{"v":10,"d":"10.0"},9.3,4.51,0.0835,0.06,11.99]
["October",28,"10AM to 11AM",10,"October 28, 2019 10:00","2019-10-28T10:00:00",15.1,14.2,{"v":12,"d":"12.0"},10.2,5.18,0.0831,0.07,12.05]
["October",28,"2PM to 3PM",14,"October 28, 2019 14:00","2019-10-28T14:00:00",{"v":19,"d":"19.0"},17.5,{"v":14,"d":"14.0"},11.3,{"v":6.3,"d":"6.30"},0.0824,0.08,12.15]
["October",28,"5PM to 6PM",17,"October 28, 2019 17:00","2019-10-28T17:00:00",{"v":18,"d":"18.0"},17.1,15.1,11.9,6.13,0.0826,0.08,12.12]
["October",28,"9PM to 10PM",21,"October 28, 2019 21:00","2019-10-28T21:00:00",{"v":18,"d":"18.0"},16.8,{"v":14,"d":"14.0"},11.3,6.04,0.0826,0.08,12.12]
["October",29,"12AM to 1AM",0,"October 29, 2019 0:00","2019-10-29",{"v":18,"d":"18.0"},16.5,12.9,10.7,5.95,0.0826,0.07,12.12]
["October",29,"4AM to 5AM",4,"October 29, 2019 4:00","2019-10-29T04:00:00",{"v":19,"d":"19.0"},17.8,15.1,11.9,6.39,0.0824,0.08,12.15]
["October",29,"5AM to 6AM",5,"October 29, 2019 5:00","2019-10-29T05:00:00",{"v":19,"d":"19.0"},18.1,{"v":16,"d":"16.0"},12.5,6.47,0.0824,0.08,12.15]
["October",29,"8AM to 9AM",8,"October 29, 2019 8:00","2019-10-29T08:00:00",{"v":19,"d":"19.0"},18.4,17.1,13.1,6.58,0.0824,0.09,12.15]
["October",29,"12PM to 1PM",12,"October 29, 2019 12:00","2019-10-29T12:00:00",19.9,18.4,15.1,11.9,6.61,0.0823,0.08,12.17]
["October",29,"3PM to 4PM",15,"October 29, 2019 15:00","2019-10-29T15:00:00",19.9,18.1,{"v":14,"d":"14.0"},11.3,6.51,0.0823,0.08,12.17]
["October",29,"6PM to 7PM",18,"October 29, 2019 18:00","2019-10-29T18:00:00",{"v":18,"d":"18.0"},16.5,12.9,10.7,5.95,0.0826,0.07,12.12]
["October",29,"10PM to 11PM",22,"October 29, 2019 22:00","2019-10-29T22:00:00",{"v":19,"d":"19.0"},18.4,17.1,13.1,6.58,0.0824,0.09,12.15]
["October",30,"1AM to 2AM",1,"October 30, 2019 1:00","2019-10-30T01:00:00",19.9,19.3,{"v":18,"d":"18.0"},13.7,6.88,0.0823,0.09,12.18]
["October",30,"5AM to 6AM",5,"October 30, 2019 5:00","2019-10-30T05:00:00",{"v":21,"d":"21.0"},{"v":21,"d":"21.0"},{"v":21,"d":"21.0"},15.9,7.48,0.0821,0.11,12.21]
["October",30,"6AM to 7AM",6,"October 30, 2019 6:00","2019-10-30T06:00:00",21.9,21.6,{"v":21,"d":"21.0"},15.9,7.69,0.0819,0.11,12.24]
["October",30,"9AM to 10AM",9,"October 30, 2019 9:00","2019-10-30T09:00:00",24.1,23.7,{"v":23,"d":"23.0"},17.5,8.46,0.0815,0.12,12.29]
["October",30,"1PM to 2PM",13,"October 30, 2019 13:00","2019-10-30T13:00:00",28.9,28.1,{"v":27,"d":"27.0"},21.1,10.18,0.0807,0.14,12.43]
["October",30,"4PM to 5PM",16,"October 30, 2019 16:00","2019-10-30T16:00:00",{"v":30,"d":"30.0"},28.7,{"v":27,"d":"27.0"},21.1,10.44,0.0805,0.14,12.46]
["October",30,"7PM to 8PM",19,"October 30, 2019 19:00","2019-10-30T19:00:00",{"v":27,"d":"27.0"},26.2,{"v":25,"d":"25.0"},19.2,9.41,{"v":0.081,"d":"0.0810"},0.13,12.37]
["October",30,"11PM to 12AM",23,"October 30, 2019 23:00","2019-10-30T23:00:00",26.1,24.5,21.9,16.6,{"v":8.8,"d":"8.80"},0.0812,0.11,12.34]
["October",31,"2AM to 3AM",2,"October 31, 2019 2:00","2019-10-31T02:00:00",24.1,22.6,19.9,15.1,8.09,0.0816,{"v":0.1,"d":"0.10"},12.29]
["October",31,"6AM to 7AM",6,"October 31, 2019 6:00","2019-10-31T06:00:00",21.9,{"v":20,"d":"20.0"},{"v":16,"d":"16.0"},12.5,7.17,0.0819,0.08,12.23]
["October",31,"7AM to 8AM",7,"October 31, 2019 7:00","2019-10-31T07:00:00",{"v":21,"d":"21.0"},19.4,{"v":16,"d":"16.0"},12.5,6.95,0.0821,0.08,{"v":12.2,"d":"12.20"}]
["October",31,"10AM to 11AM",10,"October 31, 2019 10:00","2019-10-31T10:00:00",{"v":21,"d":"21.0"},19.7,17.1,13.1,7.05,0.0821,0.09,{"v":12.2,"d":"12.20"}]
["October",31,"2PM to 3PM",14,"October 31, 2019 14:00","2019-10-31T14:00:00",{"v":25,"d":"25.0"},22.5,{"v":18,"d":"18.0"},13.7,{"v":8.1,"d":"8.10"},0.0814,0.09,12.31]
["October",31,"5PM to 6PM",17,"October 31, 2019 17:00","2019-10-31T17:00:00",21.9,20.3,17.1,13.1,7.27,0.0819,0.09,12.23]
["October",31,"8PM to 9PM",20,"October 31, 2019 20:00","2019-10-31T20:00:00",{"v":18,"d":"18.0"},16.8,{"v":14,"d":"14.0"},11.3,6.04,0.0826,0.08,12.12]
["October",31,"11PM to 12AM",23,"October 31, 2019 23:00","2019-10-31T23:00:00",16.5,15.2,{"v":12,"d":"12.0"},10.2,5.53,0.0829,0.07,12.08]
["November",1,"4AM to 5AM",4,"November 1, 2019 4:00","2019-11-01T04:00:00",{"v":16,"d":"16.0"},14.9,{"v":12,"d":"12.0"},10.2,{"v":5.4,"d":"5.40"},{"v":0.083,"d":"0.0830"},0.07,12.07]
["November",1,"5AM to 6AM",5,"November 1, 2019 5:00","2019-11-01T05:00:00",17.1,15.6,{"v":12,"d":"12.0"},10.2,5.66,0.0828,0.07,{"v":12.1,"d":"12.10"}]
["November",1,"8AM to 9AM",8,"November 1, 2019 8:00","2019-11-01T08:00:00",{"v":18,"d":"18.0"},16.8,{"v":14,"d":"14.0"},11.3,6.04,0.0826,0.08,12.12]
["November",1,"11AM to 12PM",11,"November 1, 2019 11:00","2019-11-01T11:00:00",{"v":21,"d":"21.0"},19.4,{"v":16,"d":"16.0"},12.5,6.95,0.0821,0.08,{"v":12.2,"d":"12.20"}]
["November",1,"3PM to 4PM",15,"November 1, 2019 15:00","2019-11-01T15:00:00",{"v":21,"d":"21.0"},19.1,15.1,11.9,6.87,0.0821,0.08,{"v":12.2,"d":"12.20"}]
["November",1,"6PM to 7PM",18,"November 1, 2019 18:00","2019-11-01T18:00:00",{"v":19,"d":"19.0"},17.8,15.1,11.9,6.39,0.0824,0.08,12.15]
["November",1,"9PM to 10PM",21,"November 1, 2019 21:00","2019-11-01T21:00:00",{"v":19,"d":"19.0"},17.8,15.1,11.9,6.39,0.0824,0.08,12.15]
["November",2,"12AM to 1AM",0,"November 2, 2019 0:00","2019-11-02",{"v":18,"d":"18.0"},16.8,{"v":14,"d":"14.0"},11.3,6.04,0.0826,0.08,12.12]
["November",2,"5AM to 6AM",5,"November 2, 2019 5:00","2019-11-02T05:00:00",{"v":18,"d":"18.0"},16.8,{"v":14,"d":"14.0"},11.3,6.04,0.0826,0.08,12.12]
["November",2,"6AM to 7AM",6,"November 2, 2019 6:00","2019-11-02T06:00:00",{"v":18,"d":"18.0"},17.1,15.1,11.9,6.13,0.0826,0.08,12.12]
["November",2,"9AM to 10AM",9,"November 2, 2019 9:00","2019-11-02T09:00:00",{"v":14,"d":"14.0"},12.7,{"v":9,"d":"9.0"},8.8,{"v":4.7,"d":"4.70"},0.0833,0.06,12.01]
["November",2,"12PM to 1PM",12,"November 2, 2019 12:00","2019-11-02T12:00:00",{"v":16,"d":"16.0"},14.6,10.9,9.7,5.32,{"v":0.083,"d":"0.0830"},0.07,12.07]
["November",2,"4PM to 5PM",16,"November 2, 2019 16:00","2019-11-02T16:00:00",{"v":16,"d":"16.0"},14.4,{"v":10,"d":"10.0"},9.3,5.25,{"v":0.083,"d":"0.0830"},0.06,12.07]
["November",2,"7PM to 8PM",19,"November 2, 2019 19:00","2019-11-02T19:00:00",{"v":16,"d":"16.0"},15.1,12.9,10.7,5.47,{"v":0.083,"d":"0.0830"},0.07,12.07]
["November",2,"9PM to 10PM",21,"November 2, 2019 21:00","2019-11-02T21:00:00",{"v":18,"d":"18.0"},16.8,{"v":14,"d":"14.0"},11.3,6.04,0.0826,0.08,12.12]
["November",3,"3AM to 4AM",3,"November 3, 2019 3:00","2019-11-03T03:00:00",12.9,11.7,8.1,8.4,4.38,0.0835,0.06,11.99]
["November",3,"6AM to 7AM",6,"November 3, 2019 6:00","2019-11-03T06:00:00",{"v":12,"d":"12.0"},10.8,{"v":7,"d":"7.0"},7.9,{"v":4.1,"d":"4.10"},0.0837,0.05,11.96]
["November",3,"7AM to 8AM",7,"November 3, 2019 7:00","2019-11-03T07:00:00",{"v":10,"d":"10.0"},8.9,{"v":5,"d":"5.0"},7.2,{"v":3.5,"d":"3.50"},{"v":0.084,"d":"0.0840"},0.05,11.91]
["November",3,"10AM to 11AM",10,"November 3, 2019 10:00","2019-11-03T10:00:00",{"v":19,"d":"19.0"},17.5,{"v":14,"d":"14.0"},11.3,{"v":6.3,"d":"6.30"},0.0824,0.08,12.15]
["November",3,"1PM to 2PM",13,"November 3, 2019 13:00","2019-11-03T13:00:00",21.9,{"v":20,"d":"20.0"},{"v":16,"d":"16.0"},12.5,7.17,0.0819,0.08,12.23]
["November",3,"5PM to 6PM",17,{"$f":"A7369&\" \"&B7369&\", \"&$D$5&\" \"&D7369&\":00\"","v":"November 3, 2019 17:00"},{"$f":"DATEVALUE(E7369)+TIMEVALUE(E7369)","v":"2019-11-03T17:00:00"},{"v":21,"d":"21.0"},18.5,12.9,10.7,6.68,0.0821,0.07,{"v":12.2,"d":"12.20"}]
["November",3,"8PM to 9PM",20,"November 3, 2019 20:00","2019-11-03T20:00:00",19.9,18.1,{"v":14,"d":"14.0"},11.3,6.51,0.0823,0.08,12.17]
["November",3,"10PM to 11PM",22,"November 3, 2019 22:00","2019-11-03T22:00:00",{"v":19,"d":"19.0"},{"v":17,"d":"17.0"},{"v":12,"d":"12.0"},10.2,6.13,0.0824,0.07,12.15]
["November",4,"4AM to 5AM",4,"November 4, 2019 4:00","2019-11-04T04:00:00",{"v":14,"d":"14.0"},12.7,{"v":9,"d":"9.0"},8.8,{"v":4.7,"d":"4.70"},0.0833,0.06,12.01]
["November",4,"7AM to 8AM",7,"November 4, 2019 7:00","2019-11-04T07:00:00",15.1,13.7,{"v":10,"d":"10.0"},9.3,5.03,0.0831,0.06,12.04]
["November",4,"8AM to 9AM",8,"November 4, 2019 8:00","2019-11-04T08:00:00",{"v":16,"d":"16.0"},14.6,10.9,9.7,5.32,{"v":0.083,"d":"0.0830"},0.07,12.07]
["November",4,"11AM to 12PM",11,"November 4, 2019 11:00","2019-11-04T11:00:00",17.1,15.3,10.9,9.7,5.58,0.0828,0.07,12.09]
["November",4,"2PM to 3PM",14,"November 4, 2019 14:00","2019-11-04T14:00:00",17.1,15.3,10.9,9.7,5.58,0.0828,0.07,12.09]
["November",4,"6PM to 7PM",18,"November 4, 2019 18:00","2019-11-04T18:00:00",{"v":12,"d":"12.0"},10.6,6.1,7.6,4.04,0.0837,0.05,11.96]
["November",4,"11PM to 12AM",23,"November 4, 2019 23:00","2019-11-04T23:00:00",8.1,{"v":7,"d":"7.0"},{"v":3,"d":"3.0"},6.5,2.92,0.0844,0.04,11.86]
["November",5,"2AM to 3AM",2,"November 5, 2019 2:00","2019-11-05T02:00:00",{"v":14,"d":"14.0"},13.2,10.9,9.7,4.84,0.0833,0.07,12.02]
["November",5,"5AM to 6AM",5,"November 5, 2019 5:00","2019-11-05T05:00:00",6.1,5.5,{"v":3,"d":"3.0"},6.5,2.44,0.0848,0.04,11.81]
["November",5,"8AM to 9AM",8,"November 5, 2019 8:00","2019-11-05T08:00:00",6.1,4.9,{"v":0,"d":"0.0"},5.5,{"v":2.3,"d":"2.30"},0.0848,0.04,11.81]
["November",5,"9AM to 10AM",9,"November 5, 2019 9:00","2019-11-05T09:00:00",{"v":7,"d":"7.0"},5.8,{"v":1,"d":"1.0"},5.8,2.56,0.0846,0.04,11.83]
["November",5,"12PM to 1PM",12,"November 5, 2019 12:00","2019-11-05T12:00:00",15.1,13.9,10.9,9.7,{"v":5.1,"d":"5.10"},0.0831,0.07,12.04]
["November",5,"4PM to 5PM",16,"November 5, 2019 16:00","2019-11-05T16:00:00",{"v":16,"d":"16.0"},13.7,{"v":7,"d":"7.0"},7.9,5.05,{"v":0.083,"d":"0.0830"},0.05,12.06]
["November",5,"7PM to 8PM",19,"November 5, 2019 19:00","2019-11-05T19:00:00",{"v":7,"d":"7.0"},5.8,{"v":1,"d":"1.0"},5.8,2.56,0.0846,0.04,11.83]
["November",6,"12AM to 1AM",0,"November 6, 2019 0:00","2019-11-06",{"v":0,"d":"0.0"},-0.9,{"v":-6,"d":"-6.0"},{"v":4,"d":"4.0"},{"v":0.6,"d":"0.60"},0.0859,0.03,11.65]
["November",6,"3AM to 4AM",3,"November 6, 2019 3:00","2019-11-06T03:00:00",{"v":9,"d":"9.0"},7.3,{"v":1,"d":"1.0"},5.8,3.04,0.0843,0.04,11.88]
["November",6,"6AM to 7AM",6,"November 6, 2019 6:00","2019-11-06T06:00:00",{"v":14,"d":"14.0"},12.5,8.1,8.4,4.64,0.0833,0.06,12.01]
["November",6,"9AM to 10AM",9,{"$f":"A7433&\" \"&B7433&\", \"&$D$5&\" \"&D7433&\":00\"","v":"November 6, 2019 9:00"},{"$f":"DATEVALUE(E7433)+TIMEVALUE(E7433)","v":"2019-11-06T09:00:00"},{"v":14,"d":"14.0"},13.2,10.9,9.7,4.84,0.0833,0.07,12.02]
["November",6,"10AM to 11AM",{"$f":"IF(D7433+1>23,0,D7433+1)","v":10},"November 6, 2019 10:00","2019-11-06T10:00:00",15.1,14.2,{"v":12,"d":"12.0"},10.2,5.18,0.0831,0.07,12.05]
["November",6,"1PM to 2PM",13,"November 6, 2019 13:00","2019-11-06T13:00:00",{"v":21,"d":"21.0"},19.4,{"v":16,"d":"16.0"},12.5,6.95,0.0821,0.08,{"v":12.2,"d":"12.20"}]
["November",6,"5PM to 6PM",17,"November 6, 2019 17:00","2019-11-06T17:00:00",21.9,20.3,17.1,13.1,7.27,0.0819,0.09,12.23]
["November",6,"9PM to 10PM",21,"November 6, 2019 21:00","2019-11-06T21:00:00",21.9,{"v":20,"d":"20.0"},{"v":16,"d":"16.0"},12.5,7.17,0.0819,0.08,12.23]
["November",7,"12AM to 1AM",0,"November 7, 2019 0:00","2019-11-07",{"v":27,"d":"27.0"},25.8,24.1,18.4,9.29,{"v":0.081,"d":"0.0810"},0.12,12.37]
["November",7,"4AM to 5AM",4,"November 7, 2019 4:00","2019-11-07T04:00:00",28.9,27.3,{"v":25,"d":"25.0"},19.2,9.89,0.0807,0.13,12.42]
["November",7,"7AM to 8AM",7,"November 7, 2019 7:00","2019-11-07T07:00:00",{"v":30,"d":"30.0"},28.4,26.1,20.2,10.31,0.0805,0.14,12.45]
["November",7,"8AM to 9AM",8,"November 7, 2019 8:00","2019-11-07T08:00:00",{"v":30,"d":"30.0"},28.7,{"v":27,"d":"27.0"},21.1,10.44,0.0805,0.14,12.46]
["November",7,"11AM to 12PM",11,"November 7, 2019 11:00","2019-11-07T11:00:00",{"v":37,"d":"37.0"},34.5,30.9,25.4,12.79,0.0794,0.17,12.65]
["November",7,"2PM to 3PM",14,"November 7, 2019 14:00","2019-11-07T14:00:00",{"v":39,"d":"39.0"},35.6,30.9,25.4,13.27,{"v":0.079,"d":"0.0790"},0.17,{"v":12.7,"d":"12.70"}]
["November",7,"6PM to 7PM",18,"November 7, 2019 18:00","2019-11-07T18:00:00",37.9,{"v":35,"d":"35.0"},30.9,25.4,13.01,0.0792,0.17,12.67]
["November",7,"10PM to 11PM",22,"November 7, 2019 22:00","2019-11-07T22:00:00",37.9,{"v":35,"d":"35.0"},30.9,25.4,13.01,0.0792,0.17,12.67]
["November",8,"1AM to 2AM",1,"November 8, 2019 1:00","2019-11-08T01:00:00",{"v":36,"d":"36.0"},33.5,{"v":30,"d":"30.0"},24.3,12.37,0.0795,0.16,12.62]
["November",8,"5AM to 6AM",5,"November 8, 2019 5:00","2019-11-08T05:00:00",37.9,{"v":35,"d":"35.0"},30.9,25.4,13.01,0.0792,0.17,12.67]
["November",8,"8AM to 9AM",8,"November 8, 2019 8:00","2019-11-08T08:00:00",{"v":36,"d":"36.0"},33.5,{"v":30,"d":"30.0"},24.3,12.37,0.0795,0.16,12.62]
["November",8,"9AM to 10AM",9,"November 8, 2019 9:00","2019-11-08T09:00:00",37.9,34.2,28.9,23.1,12.67,0.0792,0.16,12.66]
["November",8,"12PM to 1PM",12,"November 8, 2019 12:00","2019-11-08T12:00:00",37.9,34.2,28.9,23.1,12.67,0.0792,0.16,12.66]
["November",8,"3PM to 4PM",15,"November 8, 2019 15:00","2019-11-08T15:00:00",{"v":36,"d":"36.0"},32.7,{"v":28,"d":"28.0"},22.2,12.04,0.0796,0.15,12.61]
["November",8,"7PM to 8PM",19,"November 8, 2019 19:00","2019-11-08T19:00:00",{"v":32,"d":"32.0"},30.3,{"v":28,"d":"28.0"},22.2,11.09,0.0802,0.15,12.51]
["November",8,"11PM to 12AM",23,"November 8, 2019 23:00","2019-11-08T23:00:00",{"v":32,"d":"32.0"},30.3,{"v":28,"d":"28.0"},22.2,11.09,0.0802,0.15,12.51]
["November",9,"2AM to 3AM",{"$f":"IF(D7497+1>23,0,D7497+1)","v":2},"November 9, 2019 2:00","2019-11-09T02:00:00",{"v":32,"d":"32.0"},29.8,{"v":27,"d":"27.0"},21.1,10.92,0.0802,0.14,12.51]
["November",9,"6AM to 7AM",6,"November 9, 2019 6:00","2019-11-09T06:00:00",{"v":34,"d":"34.0"},31.3,{"v":28,"d":"28.0"},22.2,11.56,0.0799,0.15,12.56]
["November",9,"9AM to 10AM",9,"November 9, 2019 9:00","2019-11-09T09:00:00",33.1,30.8,{"v":28,"d":"28.0"},22.2,11.35,{"v":0.08,"d":"0.0800"},0.15,12.54]
["November",9,"10AM to 11AM",10,"November 9, 2019 10:00","2019-11-09T10:00:00",33.1,30.4,{"v":27,"d":"27.0"},21.1,11.18,{"v":0.08,"d":"0.0800"},0.14,12.53]
["November",9,"1PM to 2PM",13,"November 9, 2019 13:00","2019-11-09T13:00:00",30.9,28.5,{"v":25,"d":"25.0"},19.2,10.37,0.0804,0.13,12.47]
["November",9,"4PM to 5PM",16,"November 9, 2019 16:00","2019-11-09T16:00:00",30.9,29.2,{"v":27,"d":"27.0"},21.1,10.66,0.0804,0.14,12.48]
["November",9,"8PM to 9PM",20,"November 9, 2019 20:00","2019-11-09T20:00:00",{"v":21,"d":"21.0"},18.8,{"v":14,"d":"14.0"},11.3,6.77,0.0821,0.08,{"v":12.2,"d":"12.20"}]
["November",10,"12AM to 1AM",0,"November 10, 2019 0:00","2019-11-10",21.9,19.4,{"v":14,"d":"14.0"},11.3,6.99,0.0819,0.08,12.22]
["November",10,"4AM to 5AM",4,"November 10, 2019 4:00","2019-11-10T04:00:00",{"v":23,"d":"23.0"},21.6,{"v":19,"d":"19.0"},14.5,7.73,0.0817,{"v":0.1,"d":"0.10"},12.26]
["November",10,"7AM to 8AM",7,"November 10, 2019 7:00","2019-11-10T07:00:00",24.1,22.6,19.9,15.1,8.09,0.0816,{"v":0.1,"d":"0.10"},12.29]
["November",10,"10AM to 11AM",10,"November 10, 2019 10:00","2019-11-10T10:00:00",26.1,23.8,19.9,15.1,8.57,0.0812,{"v":0.1,"d":"0.10"},12.34]
["November",10,"11AM to 12PM",11,"November 10, 2019 11:00","2019-11-10T11:00:00",{"v":27,"d":"27.0"},24.7,{"v":21,"d":"21.0"},15.9,8.91,0.0811,0.11,12.36]
["November",10,"2PM to 3PM",14,"November 10, 2019 14:00","2019-11-10T14:00:00",{"v":28,"d":"28.0"},25.7,21.9,16.6,9.28,0.0809,0.11,12.39]
["November",10,"5PM to 6PM",17,"November 10, 2019 17:00","2019-11-10T17:00:00",{"v":30,"d":"30.0"},27.6,24.1,18.4,10.03,0.0805,0.12,12.45]
["November",10,"10PM to 11PM",22,"November 10, 2019 22:00","2019-11-10T22:00:00",35.1,33.3,30.9,25.4,12.31,0.0797,0.17,{"v":12.6,"d":"12.60"}]
["November",11,"1AM to 2AM",1,"November 11, 2019 1:00","2019-11-11T01:00:00",{"v":37,"d":"37.0"},35.4,33.1,27.8,13.17,0.0793,0.19,12.65]
["November",11,"5AM to 6AM",5,"November 11, 2019 5:00","2019-11-11T05:00:00",37.9,35.4,{"v":32,"d":"32.0"},26.7,13.21,0.0792,0.18,12.67]
["November",11,"8AM to 9AM",8,"November 11, 2019 8:00","2019-11-11T08:00:00",{"v":27,"d":"27.0"},25.4,{"v":23,"d":"23.0"},17.5,9.15,0.0811,0.12,12.37]
["November",11,"11AM to 12PM",11,"November 11, 2019 11:00","2019-11-11T11:00:00",{"v":27,"d":"27.0"},24.7,{"v":21,"d":"21.0"},15.9,8.91,0.0811,0.11,12.36]
["November",11,"12PM to 1PM",12,"November 11, 2019 12:00","2019-11-11T12:00:00",{"v":30,"d":"30.0"},26.8,21.9,16.6,9.75,0.0806,0.11,12.44]
["November",11,"3PM to 4PM",15,"November 11, 2019 15:00","2019-11-11T15:00:00",28.9,26.2,21.9,16.6,9.49,0.0807,0.11,12.42]
["November",11,"6PM to 7PM",{"$f":"IF(D7561+1>23,0,D7561+1)","v":18},"November 11, 2019 18:00","2019-11-11T18:00:00",24.1,22.3,{"v":19,"d":"19.0"},14.5,7.99,0.0816,{"v":0.1,"d":"0.10"},12.29]
["November",11,"11PM to 12AM",23,"November 11, 2019 23:00","2019-11-11T23:00:00",24.1,22.6,19.9,15.1,8.09,0.0816,{"v":0.1,"d":"0.10"},12.29]
["November",12,"2AM to 3AM",2,"November 12, 2019 2:00","2019-11-12T02:00:00",24.1,22.6,19.9,15.1,8.09,0.0816,{"v":0.1,"d":"0.10"},12.29]
["November",12,"6AM to 7AM",6,"November 12, 2019 6:00","2019-11-12T06:00:00",{"v":25,"d":"25.0"},23.2,19.9,15.1,8.31,0.0814,{"v":0.1,"d":"0.10"},12.31]
["November",12,"9AM to 10AM",9,"November 12, 2019 9:00","2019-11-12T09:00:00",{"v":25,"d":"25.0"},23.5,{"v":21,"d":"21.0"},15.9,8.43,0.0814,0.11,12.31]
["November",12,"12PM to 1PM",12,"November 12, 2019 12:00","2019-11-12T12:00:00",{"v":27,"d":"27.0"},25.4,{"v":23,"d":"23.0"},17.5,9.15,0.0811,0.12,12.37]
["November",12,"1PM to 2PM",13,"November 12, 2019 13:00","2019-11-12T13:00:00",{"v":28,"d":"28.0"},26.5,24.1,18.4,9.55,0.0809,0.12,{"v":12.4,"d":"12.40"}]
["November",12,"7PM to 8PM",19,"November 12, 2019 19:00","2019-11-12T19:00:00",26.1,25.3,24.1,18.4,9.07,0.0812,0.12,12.35]
["November",12,"9PM to 10PM",21,"November 12, 2019 21:00","2019-11-12T21:00:00",{"v":27,"d":"27.0"},26.2,{"v":25,"d":"25.0"},19.2,9.41,{"v":0.081,"d":"0.0810"},0.13,12.37]
["November",13,"12AM to 1AM",0,"November 13, 2019 0:00","2019-11-13",{"v":27,"d":"27.0"},25.8,24.1,18.4,9.29,{"v":0.081,"d":"0.0810"},0.12,12.37]
["November",13,"3AM to 4AM",3,"November 13, 2019 3:00","2019-11-13T03:00:00",26.1,25.3,24.1,18.4,9.07,0.0812,0.12,12.35]
["November",13,"7AM to 8AM",7,"November 13, 2019 7:00","2019-11-13T07:00:00",26.1,25.6,{"v":25,"d":"25.0"},19.2,{"v":9.2,"d":"9.20"},0.0812,0.13,12.35]
["November",13,"10AM to 11AM",10,"November 13, 2019 10:00","2019-11-13T10:00:00",26.1,24.9,{"v":23,"d":"23.0"},17.5,8.93,0.0812,0.12,12.35]
["November",13,"1PM to 2PM",13,"November 13, 2019 13:00","2019-11-13T13:00:00",{"v":27,"d":"27.0"},25.4,{"v":23,"d":"23.0"},17.5,9.15,0.0811,0.12,12.37]
["November",13,"2PM to 3PM",14,"November 13, 2019 14:00","2019-11-13T14:00:00",{"v":27,"d":"27.0"},25.4,{"v":23,"d":"23.0"},17.5,9.15,0.0811,0.12,12.37]
["November",13,"8PM to 9PM",20,"November 13, 2019 20:00","2019-11-13T20:00:00",{"v":25,"d":"25.0"},24.2,{"v":23,"d":"23.0"},17.5,8.67,0.0814,0.12,12.32]
["November",13,"10PM to 11PM",22,"November 13, 2019 22:00","2019-11-13T22:00:00",24.1,22.6,19.9,15.1,8.09,0.0816,{"v":0.1,"d":"0.10"},12.29]
["November",14,"1AM to 2AM",1,"November 14, 2019 1:00","2019-11-14T01:00:00",{"v":23,"d":"23.0"},21.6,{"v":19,"d":"19.0"},14.5,7.73,0.0817,{"v":0.1,"d":"0.10"},12.26]
["November",14,"4AM to 5AM",4,"November 14, 2019 4:00","2019-11-14T04:00:00",{"v":21,"d":"21.0"},19.4,{"v":16,"d":"16.0"},12.5,6.95,0.0821,0.08,{"v":12.2,"d":"12.20"}]
["November",14,"8AM to 9AM",8,"November 14, 2019 8:00","2019-11-14T08:00:00",17.1,15.9,12.9,10.7,5.73,0.0828,0.07,{"v":12.1,"d":"12.10"}]
["November",14,"11AM to 12PM",11,"November 14, 2019 11:00","2019-11-14T11:00:00",{"v":19,"d":"19.0"},{"v":19,"d":"19.0"},{"v":19,"d":"19.0"},14.5,6.78,0.0824,{"v":0.1,"d":"0.10"},12.16]
["November",14,"12PM to 1PM",12,"November 14, 2019 12:00","2019-11-14T12:00:00",{"v":21,"d":"21.0"},{"v":21,"d":"21.0"},{"v":21,"d":"21.0"},15.9,7.48,0.0821,0.11,12.21]
["November",14,"5PM to 6PM",17,"November 14, 2019 17:00","2019-11-14T17:00:00",15.1,13.9,10.9,9.7,{"v":5.1,"d":"5.10"},0.0831,0.07,12.04]
["November",14,"7PM to 8PM",19,"November 14, 2019 19:00","2019-11-14T19:00:00",{"v":21,"d":"21.0"},19.4,{"v":16,"d":"16.0"},12.5,6.95,0.0821,0.08,{"v":12.2,"d":"12.20"}]
["November",14,"11PM to 12AM",23,"November 14, 2019 23:00","2019-11-14T23:00:00",{"v":18,"d":"18.0"},16.2,{"v":12,"d":"12.0"},10.2,5.87,0.0826,0.07,12.12]
["November",15,"2AM to 3AM",2,"November 15, 2019 2:00","2019-11-15T02:00:00",10.9,10.2,8.1,8.4,{"v":3.9,"d":"3.90"},0.0839,0.06,11.94]
["November",15,"5AM to 6AM",5,"November 15, 2019 5:00","2019-11-15T05:00:00",{"v":10,"d":"10.0"},9.6,8.1,8.4,3.69,{"v":0.084,"d":"0.0840"},0.06,11.91]
["November",15,"9AM to 10AM",9,"November 15, 2019 9:00","2019-11-15T09:00:00",15.1,13.9,10.9,9.7,{"v":5.1,"d":"5.10"},0.0831,0.07,12.04]
["November",15,"12PM to 1PM",12,"November 15, 2019 12:00","2019-11-15T12:00:00",10.9,10.2,8.1,8.4,{"v":3.9,"d":"3.90"},0.0839,0.06,11.94]
["November",15,"1PM to 2PM",13,"November 15, 2019 13:00","2019-11-15T13:00:00",10.9,9.8,6.1,7.6,3.78,0.0839,0.05,11.93]
["November",15,"6PM to 7PM",18,"November 15, 2019 18:00","2019-11-15T18:00:00",10.9,9.8,6.1,7.6,3.78,0.0839,0.05,11.93]
["November",15,"8PM to 9PM",20,"November 15, 2019 20:00","2019-11-15T20:00:00",10.9,9.8,6.1,7.6,3.78,0.0839,0.05,11.93]
["November",16,"12AM to 1AM",0,"November 16, 2019 0:00","2019-11-16",{"v":12,"d":"12.0"},{"v":11,"d":"11.0"},8.1,8.4,4.16,0.0837,0.06,11.96]
["November",16,"3AM to 4AM",3,"November 16, 2019 3:00","2019-11-16T03:00:00",{"v":5,"d":"5.0"},4.6,{"v":3,"d":"3.0"},6.5,2.18,{"v":0.085,"d":"0.0850"},0.04,11.78]
["November",16,"6AM to 7AM",6,"November 16, 2019 6:00","2019-11-16T06:00:00",{"v":7,"d":"7.0"},{"v":6,"d":"6.0"},1.9,6.1,2.61,0.0846,0.04,11.83]
["November",16,"10AM to 11AM",10,"November 16, 2019 10:00","2019-11-16T10:00:00",{"v":7,"d":"7.0"},5.8,{"v":1,"d":"1.0"},5.8,2.56,0.0846,0.04,11.83]
["November",16,"1PM to 2PM",13,"November 16, 2019 13:00","2019-11-16T13:00:00",{"v":10,"d":"10.0"},8.7,3.9,6.8,3.44,0.0841,0.05,11.91]
["November",16,"3PM to 4PM",15,"November 16, 2019 15:00","2019-11-16T15:00:00",{"v":10,"d":"10.0"},8.7,3.9,6.8,3.44,0.0841,0.05,11.91]
["November",16,"6PM to 7PM",18,"November 16, 2019 18:00","2019-11-16T18:00:00",{"v":9,"d":"9.0"},7.5,1.9,6.1,3.08,0.0843,0.04,11.88]
["November",16,"9PM to 10PM",21,"November 16, 2019 21:00","2019-11-16T21:00:00",8.1,6.8,1.9,6.1,2.87,0.0844,0.04,11.86]
["November",17,"1AM to 2AM",1,{"$f":"A7689&\" \"&B7689&\", \"&$D$5&\" \"&D7689&\":00\"","v":"November 17, 2019 1:00"},{"$f":"DATEVALUE(E7689)+TIMEVALUE(E7689)","v":"2019-11-17T01:00:00"},8.1,6.8,1.9,6.1,2.87,0.0844,0.04,11.86]
["November",17,"4AM to 5AM",4,"November 17, 2019 4:00","2019-11-17T04:00:00",8.1,6.8,1.9,6.1,2.87,0.0844,0.04,11.86]
["November",17,"8AM to 9AM",8,"November 17, 2019 8:00","2019-11-17T08:00:00",8.1,6.6,{"v":1,"d":"1.0"},5.8,2.82,0.0844,0.04,11.86]
["November",17,"11AM to 12PM",11,"November 17, 2019 11:00","2019-11-17T11:00:00",{"v":10,"d":"10.0"},8.3,1.9,6.1,3.34,0.0841,0.04,11.91]
["November",17,"2PM to 3PM",14,"November 17, 2019 14:00","2019-11-17T14:00:00",10.9,9.4,3.9,6.8,3.66,0.0839,0.05,11.93]
["November",17,"4PM to 5PM",16,"November 17, 2019 16:00","2019-11-17T16:00:00",{"v":10,"d":"10.0"},8.5,{"v":3,"d":"3.0"},6.5,{"v":3.4,"d":"3.40"},0.0841,0.04,11.91]
["November",17,"7PM to 8PM",19,"November 17, 2019 19:00","2019-11-17T19:00:00",{"v":9,"d":"9.0"},7.5,1.9,6.1,3.08,0.0843,0.04,11.88]
["November",17,"10PM to 11PM",22,"November 17, 2019 22:00","2019-11-17T22:00:00",8.1,6.6,{"v":1,"d":"1.0"},5.8,2.82,0.0844,0.04,11.86]
["November",18,"2AM to 3AM",2,"November 18, 2019 2:00","2019-11-18T02:00:00",3.9,{"v":3,"d":"3.0"},-0.9,5.3,1.74,0.0852,0.04,11.75]
["November",18,"5AM to 6AM",5,"November 18, 2019 5:00","2019-11-18T05:00:00",3.9,{"v":3,"d":"3.0"},-0.9,5.3,1.74,0.0852,0.04,11.75]
["November",18,"9AM to 10AM",9,"November 18, 2019 9:00","2019-11-18T09:00:00",{"v":5,"d":"5.0"},3.6,-2.9,4.7,1.92,{"v":0.085,"d":"0.0850"},0.03,11.78]
["November",18,"12PM to 1PM",12,"November 18, 2019 12:00","2019-11-18T12:00:00",{"v":10,"d":"10.0"},8.3,1.9,6.1,3.34,0.0841,0.04,11.91]
["November",18,"1PM to 2PM",13,"November 18, 2019 13:00","2019-11-18T13:00:00",12.9,11.1,{"v":5,"d":"5.0"},7.2,{"v":4.2,"d":"4.20"},0.0835,0.05,11.98]
["November",18,"5PM to 6PM",17,"November 18, 2019 17:00","2019-11-18T17:00:00",10.9,9.2,{"v":3,"d":"3.0"},6.5,3.61,0.0839,0.04,11.93]
["November",18,"8PM to 9PM",20,"November 18, 2019 20:00","2019-11-18T20:00:00",10.9,9.2,{"v":3,"d":"3.0"},6.5,3.61,0.0839,0.04,11.93]
["November",18,"11PM to 12AM",23,"November 18, 2019 23:00","2019-11-18T23:00:00",{"v":9,"d":"9.0"},7.5,1.9,6.1,3.08,0.0843,0.04,11.88]
["November",19,"3AM to 4AM",3,"November 19, 2019 3:00","2019-11-19T03:00:00",6.1,4.9,{"v":0,"d":"0.0"},5.5,{"v":2.3,"d":"2.30"},0.0848,0.04,11.81]
["November",19,"6AM to 7AM",6,"November 19, 2019 6:00","2019-11-19T06:00:00",{"v":5,"d":"5.0"},3.7,{"v":-2,"d":"-2.0"},{"v":5,"d":"5.0"},1.96,{"v":0.085,"d":"0.0850"},0.03,11.78]
["November",19,"10AM to 11AM",10,"November 19, 2019 10:00","2019-11-19T10:00:00",3.9,2.3,{"v":-6,"d":"-6.0"},{"v":4,"d":"4.0"},1.55,0.0852,0.03,11.75]
["November",19,"1PM to 2PM",13,"November 19, 2019 13:00","2019-11-19T13:00:00",{"v":7,"d":"7.0"},{"v":5,"d":"5.0"},{"v":-4,"d":"-4.0"},4.5,2.36,0.0846,0.03,11.83]
["November",19,"2PM to 3PM",14,"November 19, 2019 14:00","2019-11-19T14:00:00",{"v":7,"d":"7.0"},{"v":5,"d":"5.0"},{"v":-4,"d":"-4.0"},4.5,2.36,0.0846,0.03,11.83]
["November",19,"6PM to 7PM",{"$f":"IF(D7753+1>23,0,D7753+1)","v":18},"November 19, 2019 18:00","2019-11-19T18:00:00",3.9,2.4,-5.1,4.2,1.58,0.0852,0.03,11.75]
["November",19,"9PM to 10PM",21,"November 19, 2019 21:00","2019-11-19T21:00:00",{"v":0,"d":"0.0"},-1.4,-9.9,3.3,0.48,0.0859,0.02,11.64]
["November",20,"1AM to 2AM",1,"November 20, 2019 1:00","2019-11-20T01:00:00",-9.9,-10.6,{"v":-17,"d":"-17.0"},2.2,-2.05,0.0878,0.01,11.39]
["November",20,"4AM to 5AM",4,"November 20, 2019 4:00","2019-11-20T04:00:00",{"v":-8,"d":"-8.0"},-8.9,{"v":-17,"d":"-17.0"},2.2,-1.58,0.0874,0.01,11.44]
["November",20,"7AM to 8AM",7,"November 20, 2019 7:00","2019-11-20T07:00:00",{"v":-2,"d":"-2.0"},-3.7,{"v":-17,"d":"-17.0"},2.2,-0.15,0.0863,0.01,11.59]
["November",20,"11AM to 12PM",11,"November 20, 2019 11:00","2019-11-20T11:00:00",{"v":7,"d":"7.0"},6.2,{"v":3,"d":"3.0"},6.5,2.66,0.0846,0.04,11.83]
["November",20,"3PM to 4PM",15,"November 20, 2019 15:00","2019-11-20T15:00:00",{"v":10,"d":"10.0"},8.7,3.9,6.8,3.44,0.0841,0.05,11.91]
["November",20,"6PM to 7PM",18,"November 20, 2019 18:00","2019-11-20T18:00:00",{"v":12,"d":"12.0"},{"v":11,"d":"11.0"},8.1,8.4,4.16,0.0837,0.06,11.96]
["November",20,"7PM to 8PM",19,"November 20, 2019 19:00","2019-11-20T19:00:00",{"v":12,"d":"12.0"},11.2,{"v":9,"d":"9.0"},8.8,4.22,0.0837,0.06,11.96]
["November",20,"10PM to 11PM",22,"November 20, 2019 22:00","2019-11-20T22:00:00",12.9,12.2,{"v":10,"d":"10.0"},9.3,4.51,0.0835,0.06,11.99]
["November",21,"2AM to 3AM",2,"November 21, 2019 2:00","2019-11-21T02:00:00",{"v":16,"d":"16.0"},15.1,12.9,10.7,5.47,{"v":0.083,"d":"0.0830"},0.07,12.07]
["November",21,"5AM to 6AM",5,"November 21, 2019 5:00","2019-11-21T05:00:00",19.9,18.7,{"v":16,"d":"16.0"},12.5,6.69,0.0823,0.08,12.18]
["November",21,"8AM to 9AM",8,"November 21, 2019 8:00","2019-11-21T08:00:00",12.9,11.3,6.1,7.6,4.26,0.0835,0.05,11.98]
["November",21,"12PM to 1PM",12,"November 21, 2019 12:00","2019-11-21T12:00:00",{"v":9,"d":"9.0"},7.5,1.9,6.1,3.08,0.0843,0.04,11.88]
["November",21,"4PM to 5PM",16,"November 21, 2019 16:00","2019-11-21T16:00:00",8.1,6.6,{"v":1,"d":"1.0"},5.8,2.82,0.0844,0.04,11.86]
["November",21,"5PM to 6PM",17,"November 21, 2019 17:00","2019-11-21T17:00:00",{"v":7,"d":"7.0"},5.6,{"v":0,"d":"0.0"},5.5,2.52,0.0846,0.04,11.83]
["November",21,"8PM to 9PM",20,"November 21, 2019 20:00","2019-11-21T20:00:00",{"v":3,"d":"3.0"},1.2,{"v":-9,"d":"-9.0"},3.4,1.24,0.0854,0.02,11.72]
["November",21,"11PM to 12AM",23,"November 21, 2019 23:00","2019-11-21T23:00:00",{"v":0,"d":"0.0"},-1.5,{"v":-11,"d":"-11.0"},3.1,0.46,0.0859,0.02,11.64]
["November",22,"3AM to 4AM",3,"November 22, 2019 3:00","2019-11-22T03:00:00",{"v":0,"d":"0.0"},-1.5,{"v":-11,"d":"-11.0"},3.1,0.46,0.0859,0.02,11.64]
["November",22,"6AM to 7AM",6,"November 22, 2019 6:00","2019-11-22T06:00:00",{"v":0,"d":"0.0"},-1.4,-9.9,3.3,0.48,0.0859,0.02,11.64]
["November",22,"9AM to 10AM",9,{"$f":"A7817&\" \"&B7817&\", \"&$D$5&\" \"&D7817&\":00\"","v":"November 22, 2019 9:00"},{"$f":"DATEVALUE(E7817)+TIMEVALUE(E7817)","v":"2019-11-22T09:00:00"},{"v":0,"d":"0.0"},-1.6,-11.9,2.9,0.43,0.0859,0.02,11.64]
["November",22,"1PM to 2PM",13,"November 22, 2019 13:00","2019-11-22T13:00:00",{"v":0,"d":"0.0"},-1.6,-11.9,2.9,0.43,0.0859,0.02,11.64]
["November",22,"5PM to 6PM",17,"November 22, 2019 17:00","2019-11-22T17:00:00",-2.9,-4.3,-14.1,2.6,-0.31,0.0865,0.02,11.57]
["November",22,"6PM to 7PM",18,"November 22, 2019 18:00","2019-11-22T18:00:00",{"v":-4,"d":"-4.0"},-5.3,{"v":-15,"d":"-15.0"},2.5,-0.59,0.0867,0.02,11.54]
["November",22,"9PM to 10PM",21,"November 22, 2019 21:00","2019-11-22T21:00:00",-5.1,-6.3,-16.1,2.3,-0.87,0.0869,0.02,11.51]
["November",23,"12AM to 1AM",0,"November 23, 2019 0:00","2019-11-23",-7.1,-8.2,{"v":-18,"d":"-18.0"},2.1,-1.38,0.0873,0.01,11.46]
["November",23,"4AM to 5AM",4,"November 23, 2019 4:00","2019-11-23T04:00:00",-5.1,-6.1,-14.1,2.6,-0.83,0.0869,0.02,11.51]
["November",23,"7AM to 8AM",7,"November 23, 2019 7:00","2019-11-23T07:00:00",1.9,0.5,{"v":-8,"d":"-8.0"},3.6,1.02,0.0856,0.02,{"v":11.7,"d":"11.70"}]
["November",23,"10AM to 11AM",10,"November 23, 2019 10:00","2019-11-23T10:00:00",8.1,5.9,{"v":-4,"d":"-4.0"},4.5,2.62,0.0844,0.03,11.85]
["November",23,"2PM to 3PM",14,"November 23, 2019 14:00","2019-11-23T14:00:00",{"v":10,"d":"10.0"},{"v":8,"d":"8.0"},{"v":0,"d":"0.0"},5.5,3.25,0.0841,0.04,11.91]
["November",23,"6PM to 7PM",18,"November 23, 2019 18:00","2019-11-23T18:00:00",10.9,{"v":10,"d":"10.0"},{"v":7,"d":"7.0"},7.9,3.84,0.0839,0.05,11.93]
["November",23,"7PM to 8PM",19,"November 23, 2019 19:00","2019-11-23T19:00:00",10.9,10.2,8.1,8.4,{"v":3.9,"d":"3.90"},0.0839,0.06,11.94]
["November",23,"10PM to 11PM",22,"November 23, 2019 22:00","2019-11-23T22:00:00",17.1,16.1,{"v":14,"d":"14.0"},11.3,5.82,0.0828,0.08,{"v":12.1,"d":"12.10"}]
["November",24,"1AM to 2AM",1,"November 24, 2019 1:00","2019-11-24T01:00:00",35.1,34.6,{"v":34,"d":"34.0"},28.9,12.85,0.0797,{"v":0.2,"d":"0.20"},12.61]
["November",24,"5AM to 6AM",5,"November 24, 2019 5:00","2019-11-24T05:00:00",{"v":23,"d":"23.0"},22.3,{"v":21,"d":"21.0"},15.9,7.95,0.0817,0.11,12.26]
["November",24,"8AM to 9AM",8,"November 24, 2019 8:00","2019-11-24T08:00:00",{"v":21,"d":"21.0"},20.3,{"v":19,"d":"19.0"},14.5,7.26,0.0821,{"v":0.1,"d":"0.10"},12.21]
["November",24,"11AM to 12PM",11,"November 24, 2019 11:00","2019-11-24T11:00:00",26.1,24.9,{"v":23,"d":"23.0"},17.5,8.93,0.0812,0.12,12.35]
["November",24,"4PM to 5PM",16,"November 24, 2019 16:00","2019-11-24T16:00:00",19.9,18.4,15.1,11.9,6.61,0.0823,0.08,12.17]
["November",24,"7PM to 8PM",19,"November 24, 2019 19:00","2019-11-24T19:00:00",17.1,15.3,10.9,9.7,5.58,0.0828,0.07,12.09]
["November",24,"8PM to 9PM",20,"November 24, 2019 20:00","2019-11-24T20:00:00",{"v":16,"d":"16.0"},14.9,{"v":12,"d":"12.0"},10.2,{"v":5.4,"d":"5.40"},{"v":0.083,"d":"0.0830"},0.07,12.07]
["November",24,"11PM to 12AM",23,"November 24, 2019 23:00","2019-11-24T23:00:00",17.1,15.6,{"v":12,"d":"12.0"},10.2,5.66,0.0828,0.07,{"v":12.1,"d":"12.10"}]
["November",25,"2AM to 3AM",{"$f":"IF(D7881+1>23,0,D7881+1)","v":2},"November 25, 2019 2:00","2019-11-25T02:00:00",{"v":21,"d":"21.0"},19.4,{"v":16,"d":"16.0"},12.5,6.95,0.0821,0.08,{"v":12.2,"d":"12.20"}]
["November",25,"6AM to 7AM",6,"November 25, 2019 6:00","2019-11-25T06:00:00",{"v":21,"d":"21.0"},19.1,15.1,11.9,6.87,0.0821,0.08,{"v":12.2,"d":"12.20"}]
["November",25,"9AM to 10AM",9,"November 25, 2019 9:00","2019-11-25T09:00:00",{"v":25,"d":"25.0"},23.5,{"v":21,"d":"21.0"},15.9,8.43,0.0814,0.11,12.31]
["November",25,"12PM to 1PM",12,"November 25, 2019 12:00","2019-11-25T12:00:00",35.1,34.2,33.1,27.8,{"v":12.7,"d":"12.70"},0.0797,0.19,{"v":12.6,"d":"12.60"}]
["November",25,"5PM to 6PM",17,"November 25, 2019 17:00","2019-11-25T17:00:00",35.1,34.6,{"v":34,"d":"34.0"},28.9,12.85,0.0797,{"v":0.2,"d":"0.20"},12.61]
["November",25,"8PM to 9PM",20,"November 25, 2019 20:00","2019-11-25T20:00:00",35.1,34.2,33.1,27.8,{"v":12.7,"d":"12.70"},0.0797,0.19,{"v":12.6,"d":"12.60"}]
["November",25,"9PM to 10PM",21,"November 25, 2019 21:00","2019-11-25T21:00:00",35.1,34.2,33.1,27.8,{"v":12.7,"d":"12.70"},0.0797,0.19,{"v":12.6,"d":"12.60"}]
["November",26,"12AM to 1AM",0,"November 26, 2019 0:00","2019-11-26",35.1,34.6,{"v":34,"d":"34.0"},28.9,12.85,0.0797,{"v":0.2,"d":"0.20"},12.61]
["November",26,"4AM to 5AM",4,"November 26, 2019 4:00","2019-11-26T04:00:00",{"v":36,"d":"36.0"},{"v":36,"d":"36.0"},{"v":36,"d":"36.0"},31.3,13.44,0.0795,0.21,12.64]
["November",26,"7AM to 8AM",7,"November 26, 2019 7:00","2019-11-26T07:00:00",35.1,34.6,{"v":34,"d":"34.0"},28.9,12.85,0.0797,{"v":0.2,"d":"0.20"},12.61]
["November",26,"9AM to 10AM",9,"November 26, 2019 9:00","2019-11-26T09:00:00",35.1,34.6,{"v":34,"d":"34.0"},28.9,12.85,0.0797,{"v":0.2,"d":"0.20"},12.61]
["November",26,"3PM to 4PM",15,"November 26, 2019 15:00","2019-11-26T15:00:00",35.1,34.6,{"v":34,"d":"34.0"},28.9,12.85,0.0797,{"v":0.2,"d":"0.20"},12.61]
["November",26,"6PM to 7PM",18,"November 26, 2019 18:00","2019-11-26T18:00:00",35.1,34.2,33.1,27.8,{"v":12.7,"d":"12.70"},0.0797,0.19,{"v":12.6,"d":"12.60"}]
["November",26,"9PM to 10PM",21,"November 26, 2019 21:00","2019-11-26T21:00:00",35.1,34.2,33.1,27.8,{"v":12.7,"d":"12.70"},0.0797,0.19,{"v":12.6,"d":"12.60"}]
["November",26,"10PM to 11PM",22,"November 26, 2019 22:00","2019-11-26T22:00:00",35.1,34.2,33.1,27.8,{"v":12.7,"d":"12.70"},0.0797,0.19,{"v":12.6,"d":"12.60"}]
["November",27,"1AM to 2AM",1,"November 27, 2019 1:00","2019-11-27T01:00:00",35.1,34.2,33.1,27.8,{"v":12.7,"d":"12.70"},0.0797,0.19,{"v":12.6,"d":"12.60"}]
["November",27,"5AM to 6AM",5,"November 27, 2019 5:00","2019-11-27T05:00:00",{"v":34,"d":"34.0"},33.6,33.1,27.8,12.44,0.0798,0.19,12.58]
["November",27,"8AM to 9AM",8,"November 27, 2019 8:00","2019-11-27T08:00:00",33.1,32.6,{"v":32,"d":"32.0"},26.7,12.04,{"v":0.08,"d":"0.0800"},0.18,12.55]
["November",27,"10AM to 11AM",10,"November 27, 2019 10:00","2019-11-27T10:00:00",33.1,32.6,{"v":32,"d":"32.0"},26.7,12.04,{"v":0.08,"d":"0.0800"},0.18,12.55]
["November",27,"4PM to 5PM",16,"November 27, 2019 16:00","2019-11-27T16:00:00",{"v":34,"d":"34.0"},33.2,{"v":32,"d":"32.0"},26.7,12.25,0.0798,0.18,12.57]
["November",27,"7PM to 8PM",19,"November 27, 2019 19:00","2019-11-27T19:00:00",{"v":32,"d":"32.0"},30.3,{"v":28,"d":"28.0"},22.2,11.09,0.0802,0.15,12.51]
["November",27,"10PM to 11PM",22,"November 27, 2019 22:00","2019-11-27T22:00:00",33.1,31.2,28.9,23.1,11.49,{"v":0.08,"d":"0.0800"},0.16,12.54]
["November",27,"11PM to 12AM",23,"November 27, 2019 23:00","2019-11-27T23:00:00",33.1,32.6,{"v":32,"d":"32.0"},26.7,12.04,{"v":0.08,"d":"0.0800"},0.18,12.55]
["November",28,"2AM to 3AM",2,"November 28, 2019 2:00","2019-11-28T02:00:00",{"v":27,"d":"27.0"},25.8,24.1,18.4,9.29,{"v":0.081,"d":"0.0810"},0.12,12.37]
["November",28,"6AM to 7AM",6,"November 28, 2019 6:00","2019-11-28T06:00:00",26.1,23.8,19.9,15.1,8.57,0.0812,{"v":0.1,"d":"0.10"},12.34]
["November",28,"11AM to 12PM",11,"November 28, 2019 11:00","2019-11-28T11:00:00",{"v":23,"d":"23.0"},20.4,15.1,11.9,7.34,0.0818,0.08,12.25]
["November",28,"1PM to 2PM",13,"November 28, 2019 13:00","2019-11-28T13:00:00",21.9,20.3,17.1,13.1,7.27,0.0819,0.09,12.23]
["November",28,"5PM to 6PM",17,"November 28, 2019 17:00","2019-11-28T17:00:00",{"v":14,"d":"14.0"},13.2,10.9,9.7,4.84,0.0833,0.07,12.02]
["November",28,"8PM to 9PM",20,"November 28, 2019 20:00","2019-11-28T20:00:00",{"v":14,"d":"14.0"},12.7,{"v":9,"d":"9.0"},8.8,{"v":4.7,"d":"4.70"},0.0833,0.06,12.01]
["November",28,"9PM to 10PM",21,"November 28, 2019 21:00","2019-11-28T21:00:00",{"v":14,"d":"14.0"},12.7,{"v":9,"d":"9.0"},8.8,{"v":4.7,"d":"4.70"},0.0833,0.06,12.01]
["November",29,"12AM to 1AM",0,"November 29, 2019 0:00","2019-11-29",15.1,13.9,10.9,9.7,{"v":5.1,"d":"5.10"},0.0831,0.07,12.04]
["November",29,"3AM to 4AM",3,"November 29, 2019 3:00","2019-11-29T03:00:00",15.1,13.7,{"v":10,"d":"10.0"},9.3,5.03,0.0831,0.06,12.04]
["November",29,"7AM to 8AM",7,"November 29, 2019 7:00","2019-11-29T07:00:00",15.1,13.3,8.1,8.4,{"v":4.9,"d":"4.90"},0.0831,0.06,12.04]
["November",29,"12PM to 1PM",12,"November 29, 2019 12:00","2019-11-29T12:00:00",{"v":16,"d":"16.0"},14.4,{"v":10,"d":"10.0"},9.3,5.25,{"v":0.083,"d":"0.0830"},0.06,12.07]
["November",29,"2PM to 3PM",14,"November 29, 2019 14:00","2019-11-29T14:00:00",{"v":16,"d":"16.0"},14.1,{"v":9,"d":"9.0"},8.8,5.18,{"v":0.083,"d":"0.0830"},0.06,12.06]
["November",29,"6PM to 7PM",18,"November 29, 2019 18:00","2019-11-29T18:00:00",{"v":16,"d":"16.0"},13.9,8.1,8.4,5.12,{"v":0.083,"d":"0.0830"},0.06,12.06]
["November",29,"9PM to 10PM",21,"November 29, 2019 21:00","2019-11-29T21:00:00",{"v":16,"d":"16.0"},14.6,10.9,9.7,5.32,{"v":0.083,"d":"0.0830"},0.07,12.07]
["November",29,"10PM to 11PM",22,"November 29, 2019 22:00","2019-11-29T22:00:00",15.1,13.7,{"v":10,"d":"10.0"},9.3,5.03,0.0831,0.06,12.04]
["November",30,"1AM to 2AM",1,"November 30, 2019 1:00","2019-11-30T01:00:00",{"v":14,"d":"14.0"},13.2,10.9,9.7,4.84,0.0833,0.07,12.02]
["November",30,"4AM to 5AM",4,"November 30, 2019 4:00","2019-11-30T04:00:00",{"v":14,"d":"14.0"},12.9,{"v":10,"d":"10.0"},9.3,4.77,0.0833,0.06,12.02]
["November",30,"9AM to 10AM",9,{"$f":"A8009&\" \"&B8009&\", \"&$D$5&\" \"&D8009&\":00\"","v":"November 30, 2019 9:00"},{"$f":"DATEVALUE(E8009)+TIMEVALUE(E8009)","v":"2019-11-30T09:00:00"},{"v":16,"d":"16.0"},14.9,{"v":12,"d":"12.0"},10.2,{"v":5.4,"d":"5.40"},{"v":0.083,"d":"0.0830"},0.07,12.07]
["November",30,"12PM to 1PM",12,"November 30, 2019 12:00","2019-11-30T12:00:00",{"v":14,"d":"14.0"},12.9,{"v":10,"d":"10.0"},9.3,4.77,0.0833,0.06,12.02]
["November",30,"3PM to 4PM",15,"November 30, 2019 15:00","2019-11-30T15:00:00",15.1,13.9,10.9,9.7,{"v":5.1,"d":"5.10"},0.0831,0.07,12.04]
["November",30,"7PM to 8PM",19,"November 30, 2019 19:00","2019-11-30T19:00:00",15.1,13.9,10.9,9.7,{"v":5.1,"d":"5.10"},0.0831,0.07,12.04]
["November",30,"10PM to 11PM",22,"November 30, 2019 22:00","2019-11-30T22:00:00",9.3,8.3,4.6,{"v":7,"d":"7.0"},3.31,0.0842,0.05,11.89]
["November",30,"11PM to 12AM",23,"November 30, 2019 23:00","2019-11-30T23:00:00",5.9,{"v":5,"d":"5.0"},1.4,{"v":6,"d":"6.0"},2.32,0.0848,0.04,{"v":11.8,"d":"11.80"}]
["December",1,"2AM to 3AM",2,"December 1, 2019 2:00","2019-12-01T02:00:00",-4.4,-4.9,-8.5,3.5,-0.51,0.0867,0.02,11.54]
["December",1,"5AM to 6AM",5,"December 1, 2019 5:00","2019-12-01T05:00:00",-5.1,-5.6,{"v":-9,"d":"-9.0"},3.4,{"v":-0.7,"d":"-0.70"},0.0869,0.02,11.52]
["December",1,"10AM to 11AM",10,"December 1, 2019 10:00","2019-12-01T10:00:00",-5.1,-5.6,{"v":-9,"d":"-9.0"},3.4,{"v":-0.7,"d":"-0.70"},0.0869,0.02,11.52]
["December",1,"1PM to 2PM",13,"December 1, 2019 13:00","2019-12-01T13:00:00",{"v":-2,"d":"-2.0"},-2.3,{"v":-4,"d":"-4.0"},4.5,0.19,0.0863,0.03,{"v":11.6,"d":"11.60"}]
["December",1,"5PM to 6PM",17,"December 1, 2019 17:00","2019-12-01T17:00:00",1.9,1.4,-0.9,5.3,1.27,0.0855,0.04,{"v":11.7,"d":"11.70"}]
["December",1,"8PM to 9PM",20,"December 1, 2019 20:00","2019-12-01T20:00:00",-0.9,-0.9,-0.9,5.3,0.57,0.0861,0.04,11.63]
["December",1,"11PM to 12AM",23,"December 1, 2019 23:00","2019-12-01T23:00:00",{"v":0,"d":"0.0"},-0.5,-2.9,4.7,0.71,0.0859,0.03,11.65]
["December",2,"12AM to 1AM",0,"December 2, 2019 0:00","2019-12-02",{"v":1,"d":"1.0"},0.4,-2.9,4.7,0.97,0.0857,0.03,11.68]
["December",2,"3AM to 4AM",3,"December 2, 2019 3:00","2019-12-02T03:00:00",{"v":1,"d":"1.0"},0.4,-2.9,4.7,0.97,0.0857,0.03,11.68]
["December",2,"7AM to 8AM",7,"December 2, 2019 7:00","2019-12-02T07:00:00",{"v":1,"d":"1.0"},0.4,-2.9,4.7,0.97,0.0857,0.03,11.68]
["December",2,"11AM to 12PM",11,"December 2, 2019 11:00","2019-12-02T11:00:00",{"v":3,"d":"3.0"},2.5,{"v":0,"d":"0.0"},5.5,1.56,0.0853,0.04,11.73]
["December",2,"2PM to 3PM",14,"December 2, 2019 14:00","2019-12-02T14:00:00",{"v":5,"d":"5.0"},4.4,1.9,6.1,2.13,{"v":0.085,"d":"0.0850"},0.04,11.78]
["December",2,"6PM to 7PM",18,"December 2, 2019 18:00","2019-12-02T18:00:00",{"v":5,"d":"5.0"},4.2,{"v":1,"d":"1.0"},5.8,2.09,{"v":0.085,"d":"0.0850"},0.04,11.78]
["December",2,"9PM to 10PM",21,"December 2, 2019 21:00","2019-12-02T21:00:00",6.1,5.6,3.9,6.8,2.49,0.0848,0.05,11.81]
["December",3,"12AM to 1AM",0,"December 3, 2019 0:00","2019-12-03",12.9,11.7,8.1,8.4,4.38,0.0835,0.06,11.99]
["December",3,"1AM to 2AM",1,{"$f":"A8073&\" \"&B8073&\", \"&$D$5&\" \"&D8073&\":00\"","v":"December 3, 2019 1:00"},{"$f":"DATEVALUE(E8073)+TIMEVALUE(E8073)","v":"2019-12-03T01:00:00"},15.1,13.9,10.9,9.7,{"v":5.1,"d":"5.10"},0.0831,0.07,12.04]
["December",3,"4AM to 5AM",4,"December 3, 2019 4:00","2019-12-03T04:00:00",{"v":21,"d":"21.0"},{"v":20,"d":"20.0"},{"v":18,"d":"18.0"},13.7,7.14,0.0821,0.09,12.21]
["December",3,"8AM to 9AM",8,"December 3, 2019 8:00","2019-12-03T08:00:00",{"v":25,"d":"25.0"},23.8,21.9,16.6,8.54,0.0814,0.11,12.32]
["December",3,"12PM to 1PM",12,"December 3, 2019 12:00","2019-12-03T12:00:00",{"v":34,"d":"34.0"},33.2,{"v":32,"d":"32.0"},26.7,12.25,0.0798,0.18,12.57]
["December",3,"3PM to 4PM",15,"December 3, 2019 15:00","2019-12-03T15:00:00",30.9,{"v":30,"d":"30.0"},28.9,23.1,10.97,0.0804,0.16,12.48]
["December",3,"7PM to 8PM",19,"December 3, 2019 19:00","2019-12-03T19:00:00",{"v":19,"d":"19.0"},18.7,{"v":18,"d":"18.0"},13.7,6.67,0.0824,0.09,12.16]
["December",3,"10PM to 11PM",22,"December 3, 2019 22:00","2019-12-03T22:00:00",15.1,14.8,{"v":14,"d":"14.0"},11.3,5.34,0.0831,0.08,12.05]
["December",4,"1AM to 2AM",1,"December 4, 2019 1:00","2019-12-04T01:00:00",{"v":12,"d":"12.0"},11.5,{"v":10,"d":"10.0"},9.3,{"v":4.3,"d":"4.30"},0.0837,0.06,11.97]
["December",4,"2AM to 3AM",2,"December 4, 2019 2:00","2019-12-04T02:00:00",{"v":12,"d":"12.0"},11.7,10.9,9.7,4.36,0.0837,0.07,11.97]
["December",4,"5AM to 6AM",5,"December 4, 2019 5:00","2019-12-04T05:00:00",12.9,12.4,10.9,9.7,4.58,0.0835,0.07,11.99]
["December",4,"10AM to 11AM",10,"December 4, 2019 10:00","2019-12-04T10:00:00",{"v":9,"d":"9.0"},8.7,8.1,8.4,3.43,0.0842,0.06,11.89]
["December",4,"1PM to 2PM",13,"December 4, 2019 13:00","2019-12-04T13:00:00",10.9,10.4,{"v":9,"d":"9.0"},8.8,3.96,0.0839,0.06,11.94]
["December",4,"4PM to 5PM",16,"December 4, 2019 16:00","2019-12-04T16:00:00",8.1,7.6,6.1,7.6,3.09,0.0844,0.05,11.86]
["December",4,"8PM to 9PM",20,"December 4, 2019 20:00","2019-12-04T20:00:00",{"v":9,"d":"9.0"},8.3,6.1,7.6,{"v":3.3,"d":"3.30"},0.0842,0.05,11.88]
["December",4,"11PM to 12AM",23,"December 4, 2019 23:00","2019-12-04T23:00:00",8.1,7.4,{"v":5,"d":"5.0"},7.2,3.03,0.0844,0.05,11.86]
["December",5,"2AM to 3AM",2,"December 5, 2019 2:00","2019-12-05T02:00:00",8.1,7.6,6.1,7.6,3.09,0.0844,0.05,11.86]
["December",5,"3AM to 4AM",3,"December 5, 2019 3:00","2019-12-05T03:00:00",{"v":7,"d":"7.0"},6.5,{"v":5,"d":"5.0"},7.2,2.77,0.0846,0.05,11.83]
["December",5,"6AM to 7AM",6,"December 5, 2019 6:00","2019-12-05T06:00:00",8.1,7.6,6.1,7.6,3.09,0.0844,0.05,11.86]
["December",5,"11AM to 12PM",11,"December 5, 2019 11:00","2019-12-05T11:00:00",{"v":19,"d":"19.0"},18.7,{"v":18,"d":"18.0"},13.7,6.67,0.0824,0.09,12.16]
["December",5,"2PM to 3PM",14,"December 5, 2019 14:00","2019-12-05T14:00:00",{"v":18,"d":"18.0"},17.7,17.1,13.1,6.32,0.0826,0.09,12.13]
["December",5,"5PM to 6PM",17,{"$f":"A8137&\" \"&B8137&\", \"&$D$5&\" \"&D8137&\":00\"","v":"December 5, 2019 17:00"},{"$f":"DATEVALUE(E8137)+TIMEVALUE(E8137)","v":"2019-12-05T17:00:00"},15.1,14.5,12.9,10.7,5.25,0.0831,0.07,12.05]
["December",5,"9PM to 10PM",21,"December 5, 2019 21:00","2019-12-05T21:00:00",{"v":12,"d":"12.0"},11.5,{"v":10,"d":"10.0"},9.3,{"v":4.3,"d":"4.30"},0.0837,0.06,11.97]
["December",6,"12AM to 1AM",0,"December 6, 2019 0:00","2019-12-06",{"v":12,"d":"12.0"},11.5,{"v":10,"d":"10.0"},9.3,{"v":4.3,"d":"4.30"},0.0837,0.06,11.97]
["December",6,"1AM to 2AM",1,"December 6, 2019 1:00","2019-12-06T01:00:00",15.1,14.8,{"v":14,"d":"14.0"},11.3,5.34,0.0831,0.08,12.05]
["December",6,"7AM to 8AM",7,"December 6, 2019 7:00","2019-12-06T07:00:00",{"v":18,"d":"18.0"},17.7,17.1,13.1,6.32,0.0826,0.09,12.13]
["December",6,"8AM to 9AM",8,"December 6, 2019 8:00","2019-12-06T08:00:00",{"v":18,"d":"18.0"},17.7,17.1,13.1,6.32,0.0826,0.09,12.13]
["December",6,"12PM to 1PM",12,"December 6, 2019 12:00","2019-12-06T12:00:00",19.9,19.6,{"v":19,"d":"19.0"},14.5,{"v":7,"d":"7.00"},0.0823,{"v":0.1,"d":"0.10"},12.18]
["December",6,"3PM to 4PM",15,"December 6, 2019 15:00","2019-12-06T15:00:00",21.9,21.6,{"v":21,"d":"21.0"},15.9,7.69,0.0819,0.11,12.24]
["December",6,"6PM to 7PM",18,"December 6, 2019 18:00","2019-12-06T18:00:00",21.9,21.6,{"v":21,"d":"21.0"},15.9,7.69,0.0819,0.11,12.24]
["December",6,"10PM to 11PM",22,"December 6, 2019 22:00","2019-12-06T22:00:00",{"v":21,"d":"21.0"},{"v":20,"d":"20.0"},{"v":18,"d":"18.0"},13.7,7.14,0.0821,0.09,12.21]
["December",7,"1AM to 2AM",1,"December 7, 2019 1:00","2019-12-07T01:00:00",{"v":18,"d":"18.0"},17.1,15.1,11.9,6.13,0.0826,0.08,12.12]
["December",7,"2AM to 3AM",2,"December 7, 2019 2:00","2019-12-07T02:00:00",{"v":18,"d":"18.0"},17.1,15.1,11.9,6.13,0.0826,0.08,12.12]
["December",7,"8AM to 9AM",8,"December 7, 2019 8:00","2019-12-07T08:00:00",15.1,14.2,{"v":12,"d":"12.0"},10.2,5.18,0.0831,0.07,12.05]
["December",7,"9AM to 10AM",9,"December 7, 2019 9:00","2019-12-07T09:00:00",{"v":16,"d":"16.0"},15.1,12.9,10.7,5.47,{"v":0.083,"d":"0.0830"},0.07,12.07]
["December",7,"1PM to 2PM",13,"December 7, 2019 13:00","2019-12-07T13:00:00",17.1,16.1,{"v":14,"d":"14.0"},11.3,5.82,0.0828,0.08,{"v":12.1,"d":"12.10"}]
["December",7,"4PM to 5PM",16,"December 7, 2019 16:00","2019-12-07T16:00:00",{"v":18,"d":"18.0"},17.1,15.1,11.9,6.13,0.0826,0.08,12.12]
["December",7,"8PM to 9PM",20,"December 7, 2019 20:00","2019-12-07T20:00:00",{"v":16,"d":"16.0"},14.9,{"v":12,"d":"12.0"},10.2,{"v":5.4,"d":"5.40"},{"v":0.083,"d":"0.0830"},0.07,12.07]
["December",7,"11PM to 12AM",23,"December 7, 2019 23:00","2019-12-07T23:00:00",{"v":12,"d":"12.0"},11.5,{"v":10,"d":"10.0"},9.3,{"v":4.3,"d":"4.30"},0.0837,0.06,11.97]
["December",8,"2AM to 3AM",2,"December 8, 2019 2:00","2019-12-08T02:00:00",{"v":12,"d":"12.0"},11.2,{"v":9,"d":"9.0"},8.8,4.22,0.0837,0.06,11.96]
["December",8,"5AM to 6AM",5,"December 8, 2019 5:00","2019-12-08T05:00:00",10.9,10.7,{"v":10,"d":"10.0"},9.3,4.04,0.0839,0.06,11.94]
["December",8,"7AM to 8AM",7,"December 8, 2019 7:00","2019-12-08T07:00:00",8.1,7.6,6.1,7.6,3.09,0.0844,0.05,11.86]
["December",8,"10AM to 11AM",{"$f":"IF(D8201+1>23,0,D8201+1)","v":10},"December 8, 2019 10:00","2019-12-08T10:00:00",{"v":5,"d":"5.0"},4.6,{"v":3,"d":"3.0"},6.5,2.18,{"v":0.085,"d":"0.0850"},0.04,11.78]
["December",8,"2PM to 3PM",14,"December 8, 2019 14:00","2019-12-08T14:00:00",6.1,5.5,{"v":3,"d":"3.0"},6.5,2.44,0.0848,0.04,11.81]
["December",8,"5PM to 6PM",17,"December 8, 2019 17:00","2019-12-08T17:00:00",{"v":10,"d":"10.0"},9.6,8.1,8.4,3.69,{"v":0.084,"d":"0.0840"},0.06,11.91]
["December",8,"9PM to 10PM",21,"December 8, 2019 21:00","2019-12-08T21:00:00",10.9,10.4,{"v":9,"d":"9.0"},8.8,3.96,0.0839,0.06,11.94]
["December",9,"12AM to 1AM",0,"December 9, 2019 0:00","2019-12-09",8.1,7.4,{"v":5,"d":"5.0"},7.2,3.03,0.0844,0.05,11.86]
["December",9,"3AM to 4AM",3,"December 9, 2019 3:00","2019-12-09T03:00:00",{"v":10,"d":"10.0"},9.6,8.1,8.4,3.69,{"v":0.084,"d":"0.0840"},0.06,11.91]
["December",9,"6AM to 7AM",6,"December 9, 2019 6:00","2019-12-09T06:00:00",15.1,14.8,{"v":14,"d":"14.0"},11.3,5.34,0.0831,0.08,12.05]
["December",9,"8AM to 9AM",8,"December 9, 2019 8:00","2019-12-09T08:00:00",19.9,19.3,{"v":18,"d":"18.0"},13.7,6.88,0.0823,0.09,12.18]
["December",9,"11AM to 12PM",11,"December 9, 2019 11:00","2019-12-09T11:00:00",{"v":23,"d":"23.0"},21.6,{"v":19,"d":"19.0"},14.5,7.73,0.0817,{"v":0.1,"d":"0.10"},12.26]
["December",9,"3PM to 4PM",15,"December 9, 2019 15:00","2019-12-09T15:00:00",{"v":25,"d":"25.0"},22.9,{"v":19,"d":"19.0"},14.5,8.21,0.0814,{"v":0.1,"d":"0.10"},12.31]
["December",9,"6PM to 7PM",18,"December 9, 2019 18:00","2019-12-09T18:00:00",{"v":34,"d":"34.0"},30.6,26.1,20.2,11.26,0.0799,0.14,12.55]
["December",9,"10PM to 11PM",22,"December 9, 2019 22:00","2019-12-09T22:00:00",{"v":32,"d":"32.0"},29.8,{"v":27,"d":"27.0"},21.1,10.92,0.0802,0.14,12.51]
["December",10,"1AM to 2AM",1,"December 10, 2019 1:00","2019-12-10T01:00:00",28.9,{"v":27,"d":"27.0"},24.1,18.4,9.77,0.0807,0.12,12.42]
["December",10,"3AM to 4AM",3,"December 10, 2019 3:00","2019-12-10T03:00:00",{"v":34,"d":"34.0"},31.3,{"v":28,"d":"28.0"},22.2,11.56,0.0799,0.15,12.56]
["December",10,"6AM to 7AM",6,"December 10, 2019 6:00","2019-12-10T06:00:00",35.1,32.9,{"v":30,"d":"30.0"},24.3,12.15,0.0797,0.16,12.59]
["December",10,"9AM to 10AM",9,"December 10, 2019 9:00","2019-12-10T09:00:00",{"v":34,"d":"34.0"},33.2,{"v":32,"d":"32.0"},26.7,12.25,0.0798,0.18,12.57]
["December",10,"1PM to 2PM",13,"December 10, 2019 13:00","2019-12-10T13:00:00",{"v":34,"d":"34.0"},33.2,{"v":32,"d":"32.0"},26.7,12.25,0.0798,0.18,12.57]
["December",10,"4PM to 5PM",16,"December 10, 2019 16:00","2019-12-10T16:00:00",{"v":30,"d":"30.0"},28.7,{"v":27,"d":"27.0"},21.1,10.44,0.0805,0.14,12.46]
["December",10,"7PM to 8PM",19,"December 10, 2019 19:00","2019-12-10T19:00:00",33.1,30.4,{"v":27,"d":"27.0"},21.1,11.18,{"v":0.08,"d":"0.0800"},0.14,12.53]
["December",10,"11PM to 12AM",23,"December 10, 2019 23:00","2019-12-10T23:00:00",{"v":32,"d":"32.0"},29.5,26.1,20.2,10.78,0.0802,0.14,{"v":12.5,"d":"12.50"}]
["December",11,"12AM to 1AM",0,"December 11, 2019 0:00","2019-12-11",35.1,31.5,{"v":27,"d":"27.0"},21.1,11.66,0.0797,0.14,12.58]
["December",11,"4AM to 5AM",4,"December 11, 2019 4:00","2019-12-11T04:00:00",35.1,32.5,28.9,23.1,11.97,0.0797,0.16,12.59]
["December",11,"5AM to 6AM",5,"December 11, 2019 5:00","2019-12-11T05:00:00",{"v":34,"d":"34.0"},31.7,28.9,23.1,11.71,0.0799,0.16,12.56]
["December",11,"6AM to 7AM",6,"December 11, 2019 6:00","2019-12-11T06:00:00",{"v":32,"d":"32.0"},30.6,28.9,23.1,11.23,0.0802,0.16,12.51]
["December",11,"7AM to 8AM",7,"December 11, 2019 7:00","2019-12-11T07:00:00",{"v":34,"d":"34.0"},32.3,{"v":30,"d":"30.0"},24.3,11.89,0.0799,0.16,12.57]
["December",11,"8AM to 9AM",8,"December 11, 2019 8:00","2019-12-11T08:00:00",{"v":36,"d":"36.0"},33.8,30.9,25.4,12.53,0.0795,0.17,12.62]
["December",11,"9AM to 10AM",9,"December 11, 2019 9:00","2019-12-11T09:00:00",35.1,33.3,30.9,25.4,12.31,0.0797,0.17,{"v":12.6,"d":"12.60"}]
["December",11,"10AM to 11AM",10,"December 11, 2019 10:00","2019-12-11T10:00:00",{"v":34,"d":"34.0"},33.2,{"v":32,"d":"32.0"},26.7,12.25,0.0798,0.18,12.57]
["December",11,"11AM to 12PM",11,"December 11, 2019 11:00","2019-12-11T11:00:00",33.1,32.6,{"v":32,"d":"32.0"},26.7,12.04,{"v":0.08,"d":"0.0800"},0.18,12.55]
["December",11,"12PM to 1PM",12,"December 11, 2019 12:00","2019-12-11T12:00:00",33.1,32.6,{"v":32,"d":"32.0"},26.7,12.04,{"v":0.08,"d":"0.0800"},0.18,12.55]
["December",11,"1PM to 2PM",13,"December 11, 2019 13:00","2019-12-11T13:00:00",33.1,32.6,{"v":32,"d":"32.0"},26.7,12.04,{"v":0.08,"d":"0.0800"},0.18,12.55]
["December",11,"2PM to 3PM",14,"December 11, 2019 14:00","2019-12-11T14:00:00",33.1,32.6,{"v":32,"d":"32.0"},26.7,12.04,{"v":0.08,"d":"0.0800"},0.18,12.55]
["December",11,"3PM to 4PM",15,"December 11, 2019 15:00","2019-12-11T15:00:00",33.1,33.1,33.1,27.8,12.22,{"v":0.08,"d":"0.0800"},0.19,12.55]
["December",11,"4PM to 5PM",16,"December 11, 2019 16:00","2019-12-11T16:00:00",{"v":34,"d":"34.0"},33.2,{"v":32,"d":"32.0"},26.7,12.25,0.0798,0.18,12.57]
["December",11,"5PM to 6PM",17,"December 11, 2019 17:00","2019-12-11T17:00:00",33.1,33.1,33.1,27.8,12.22,{"v":0.08,"d":"0.0800"},0.19,12.55]
["December",11,"6PM to 7PM",18,"December 11, 2019 18:00","2019-12-11T18:00:00",{"v":34,"d":"34.0"},32.7,30.9,25.4,12.05,0.0798,0.17,12.57]
["December",11,"7PM to 8PM",19,"December 11, 2019 19:00","2019-12-11T19:00:00",{"v":34,"d":"34.0"},32.7,30.9,25.4,12.05,0.0798,0.17,12.57]
["December",11,"8PM to 9PM",20,"December 11, 2019 20:00","2019-12-11T20:00:00",{"v":34,"d":"34.0"},32.7,30.9,25.4,12.05,0.0798,0.17,12.57]
["December",11,"9PM to 10PM",21,"December 11, 2019 21:00","2019-12-11T21:00:00",{"v":34,"d":"34.0"},32.7,30.9,25.4,12.05,0.0798,0.17,12.57]
["December",11,"10PM to 11PM",22,"December 11, 2019 22:00","2019-12-11T22:00:00",{"v":32,"d":"32.0"},31.5,30.9,25.4,11.57,0.0802,0.17,12.52]
["December",11,"11PM to 12AM",23,"December 11, 2019 23:00","2019-12-11T23:00:00",30.9,30.5,{"v":30,"d":"30.0"},24.3,11.15,0.0804,0.16,12.49]
["December",12,"12AM to 1AM",0,"December 12, 2019 0:00","2019-12-12",{"v":30,"d":"30.0"},29.5,28.9,23.1,10.75,0.0805,0.16,12.46]
["December",12,"1AM to 2AM",1,"December 12, 2019 1:00","2019-12-12T01:00:00",{"v":30,"d":"30.0"},29.5,28.9,23.1,10.75,0.0805,0.16,12.46]
["December",12,"2AM to 3AM",2,"December 12, 2019 2:00","2019-12-12T02:00:00",{"v":28,"d":"28.0"},{"v":28,"d":"28.0"},{"v":28,"d":"28.0"},22.2,10.13,0.0808,0.15,12.41]
["December",12,"3AM to 4AM",3,"December 12, 2019 3:00","2019-12-12T03:00:00",{"v":30,"d":"30.0"},29.2,{"v":28,"d":"28.0"},22.2,10.61,0.0805,0.15,12.46]
["December",12,"4AM to 5AM",4,"December 12, 2019 4:00","2019-12-12T04:00:00",28.9,28.6,{"v":28,"d":"28.0"},22.2,10.35,0.0807,0.15,12.43]
["December",12,"5AM to 6AM",5,"December 12, 2019 5:00","2019-12-12T05:00:00",{"v":28,"d":"28.0"},27.6,{"v":27,"d":"27.0"},21.1,9.96,0.0809,0.14,12.41]
["December",12,"6AM to 7AM",6,"December 12, 2019 6:00","2019-12-12T06:00:00",{"v":28,"d":"28.0"},27.6,{"v":27,"d":"27.0"},21.1,9.96,0.0809,0.14,12.41]
["December",12,"7AM to 8AM",7,"December 12, 2019 7:00","2019-12-12T07:00:00",{"v":28,"d":"28.0"},27.6,{"v":27,"d":"27.0"},21.1,9.96,0.0809,0.14,12.41]
["December",12,"8AM to 9AM",8,"December 12, 2019 8:00","2019-12-12T08:00:00",{"v":28,"d":"28.0"},{"v":28,"d":"28.0"},{"v":28,"d":"28.0"},22.2,10.13,0.0808,0.15,12.41]
["December",12,"9AM to 10AM",9,"December 12, 2019 9:00","2019-12-12T09:00:00",30.9,30.5,{"v":30,"d":"30.0"},24.3,11.15,0.0804,0.16,12.49]
["December",12,"10AM to 11AM",10,"December 12, 2019 10:00","2019-12-12T10:00:00",{"v":32,"d":"32.0"},31.1,{"v":30,"d":"30.0"},24.3,11.42,0.0802,0.16,12.52]
["December",12,"11AM to 12PM",11,"December 12, 2019 11:00","2019-12-12T11:00:00",{"v":32,"d":"32.0"},31.1,{"v":30,"d":"30.0"},24.3,11.42,0.0802,0.16,12.52]
["December",12,"12PM to 1PM",12,"December 12, 2019 12:00","2019-12-12T12:00:00",{"v":32,"d":"32.0"},31.5,30.9,25.4,11.57,0.0802,0.17,12.52]
["December",12,"1PM to 2PM",13,"December 12, 2019 13:00","2019-12-12T13:00:00",{"v":32,"d":"32.0"},31.5,30.9,25.4,11.57,0.0802,0.17,12.52]
["December",12,"2PM to 3PM",14,"December 12, 2019 14:00","2019-12-12T14:00:00",30.9,30.9,30.9,25.4,11.31,0.0803,0.17,12.49]
["December",12,"3PM to 4PM",15,"December 12, 2019 15:00","2019-12-12T15:00:00",{"v":32,"d":"32.0"},31.5,30.9,25.4,11.57,0.0802,0.17,12.52]
["December",12,"4PM to 5PM",16,"December 12, 2019 16:00","2019-12-12T16:00:00",{"v":32,"d":"32.0"},{"v":32,"d":"32.0"},{"v":32,"d":"32.0"},26.7,11.77,0.0802,0.18,12.52]
["December",12,"5PM to 6PM",17,"December 12, 2019 17:00","2019-12-12T17:00:00",30.9,30.9,30.9,25.4,11.31,0.0803,0.17,12.49]
["December",12,"6PM to 7PM",18,"December 12, 2019 18:00","2019-12-12T18:00:00",{"v":32,"d":"32.0"},31.5,30.9,25.4,11.57,0.0802,0.17,12.52]
["December",12,"7PM to 8PM",19,"December 12, 2019 19:00","2019-12-12T19:00:00",33.1,32.6,{"v":32,"d":"32.0"},26.7,12.04,{"v":0.08,"d":"0.0800"},0.18,12.55]
["December",12,"8PM to 9PM",20,"December 12, 2019 20:00","2019-12-12T20:00:00",33.1,32.6,{"v":32,"d":"32.0"},26.7,12.04,{"v":0.08,"d":"0.0800"},0.18,12.55]
["December",12,"9PM to 10PM",21,"December 12, 2019 21:00","2019-12-12T21:00:00",33.1,32.6,{"v":32,"d":"32.0"},26.7,12.04,{"v":0.08,"d":"0.0800"},0.18,12.55]
["December",12,"10PM to 11PM",22,"December 12, 2019 22:00","2019-12-12T22:00:00",33.1,32.6,{"v":32,"d":"32.0"},26.7,12.04,{"v":0.08,"d":"0.0800"},0.18,12.55]
["December",12,"11PM to 12AM",23,"December 12, 2019 23:00","2019-12-12T23:00:00",33.1,32.6,{"v":32,"d":"32.0"},26.7,12.04,{"v":0.08,"d":"0.0800"},0.18,12.55]
["December",13,"12AM to 1AM",0,"December 13, 2019 0:00","2019-12-13",{"v":32,"d":"32.0"},{"v":32,"d":"32.0"},{"v":32,"d":"32.0"},26.7,11.77,0.0802,0.18,12.52]
["December",13,"1AM to 2AM",1,"December 13, 2019 1:00","2019-12-13T01:00:00",33.1,32.6,{"v":32,"d":"32.0"},26.7,12.04,{"v":0.08,"d":"0.0800"},0.18,12.55]
["December",13,"2AM to 3AM",2,"December 13, 2019 2:00","2019-12-13T02:00:00",33.1,32.6,{"v":32,"d":"32.0"},26.7,12.04,{"v":0.08,"d":"0.0800"},0.18,12.55]
["December",13,"3AM to 4AM",3,"December 13, 2019 3:00","2019-12-13T03:00:00",33.1,32.2,30.9,25.4,11.84,{"v":0.08,"d":"0.0800"},0.17,12.55]
["December",13,"4AM to 5AM",4,"December 13, 2019 4:00","2019-12-13T04:00:00",33.1,31.7,{"v":30,"d":"30.0"},24.3,11.68,{"v":0.08,"d":"0.0800"},0.16,12.54]
["December",13,"5AM to 6AM",5,"December 13, 2019 5:00","2019-12-13T05:00:00",33.1,32.6,{"v":32,"d":"32.0"},26.7,12.04,{"v":0.08,"d":"0.0800"},0.18,12.55]
["December",13,"6AM to 7AM",6,"December 13, 2019 6:00","2019-12-13T06:00:00",{"v":32,"d":"32.0"},31.5,30.9,25.4,11.57,0.0802,0.17,12.52]
["December",13,"7AM to 8AM",7,"December 13, 2019 7:00","2019-12-13T07:00:00",{"v":32,"d":"32.0"},{"v":32,"d":"32.0"},{"v":32,"d":"32.0"},26.7,11.77,0.0802,0.18,12.52]
["December",13,"8AM to 9AM",8,"December 13, 2019 8:00","2019-12-13T08:00:00",{"v":32,"d":"32.0"},{"v":32,"d":"32.0"},{"v":32,"d":"32.0"},26.7,11.77,0.0802,0.18,12.52]
["December",13,"9AM to 10AM",9,"December 13, 2019 9:00","2019-12-13T09:00:00",{"v":32,"d":"32.0"},{"v":32,"d":"32.0"},{"v":32,"d":"32.0"},26.7,11.77,0.0802,0.18,12.52]
["December",13,"10AM to 11AM",10,"December 13, 2019 10:00","2019-12-13T10:00:00",{"v":30,"d":"30.0"},{"v":30,"d":"30.0"},{"v":30,"d":"30.0"},24.3,10.94,0.0805,0.16,12.47]
["December",13,"11AM to 12PM",11,"December 13, 2019 11:00","2019-12-13T11:00:00",{"v":30,"d":"30.0"},{"v":30,"d":"30.0"},{"v":30,"d":"30.0"},24.3,10.94,0.0805,0.16,12.47]
["December",13,"12PM to 1PM",12,"December 13, 2019 12:00","2019-12-13T12:00:00",30.9,30.9,30.9,25.4,11.31,0.0803,0.17,12.49]
["December",13,"1PM to 2PM",13,"December 13, 2019 13:00","2019-12-13T13:00:00",30.9,30.9,30.9,25.4,11.31,0.0803,0.17,12.49]
["December",13,"2PM to 3PM",14,"December 13, 2019 14:00","2019-12-13T14:00:00",{"v":30,"d":"30.0"},{"v":30,"d":"30.0"},{"v":30,"d":"30.0"},24.3,10.94,0.0805,0.16,12.47]
["December",13,"3PM to 4PM",15,"December 13, 2019 15:00","2019-12-13T15:00:00",{"v":30,"d":"30.0"},{"v":30,"d":"30.0"},{"v":30,"d":"30.0"},24.3,10.94,0.0805,0.16,12.47]
["December",13,"4PM to 5PM",16,"December 13, 2019 16:00","2019-12-13T16:00:00",{"v":30,"d":"30.0"},{"v":30,"d":"30.0"},{"v":30,"d":"30.0"},24.3,10.94,0.0805,0.16,12.47]
["December",13,"5PM to 6PM",17,{"$f":"A8329&\" \"&B8329&\", \"&$D$5&\" \"&D8329&\":00\"","v":"December 13, 2019 17:00"},{"$f":"DATEVALUE(E8329)+TIMEVALUE(E8329)","v":"2019-12-13T17:00:00"},{"v":30,"d":"30.0"},{"v":30,"d":"30.0"},{"v":30,"d":"30.0"},24.3,10.94,0.0805,0.16,12.47]
["December",13,"6PM to 7PM",{"$f":"IF(D8329+1>23,0,D8329+1)","v":18},"December 13, 2019 18:00","2019-12-13T18:00:00",28.9,28.9,28.9,23.1,10.49,0.0807,0.16,12.43]
["December",13,"7PM to 8PM",19,"December 13, 2019 19:00","2019-12-13T19:00:00",{"v":28,"d":"28.0"},{"v":28,"d":"28.0"},{"v":28,"d":"28.0"},22.2,10.13,0.0808,0.15,12.41]
["December",13,"8PM to 9PM",20,"December 13, 2019 20:00","2019-12-13T20:00:00",{"v":28,"d":"28.0"},{"v":28,"d":"28.0"},{"v":28,"d":"28.0"},22.2,10.13,0.0808,0.15,12.41]
["December",13,"9PM to 10PM",21,"December 13, 2019 21:00","2019-12-13T21:00:00",{"v":27,"d":"27.0"},{"v":27,"d":"27.0"},{"v":27,"d":"27.0"},21.1,{"v":9.7,"d":"9.70"},{"v":0.081,"d":"0.0810"},0.14,12.38]
["December",13,"10PM to 11PM",22,"December 13, 2019 22:00","2019-12-13T22:00:00",{"v":28,"d":"28.0"},27.6,{"v":27,"d":"27.0"},21.1,9.96,0.0809,0.14,12.41]
["December",13,"11PM to 12AM",23,"December 13, 2019 23:00","2019-12-13T23:00:00",28.9,28.1,{"v":27,"d":"27.0"},21.1,10.18,0.0807,0.14,12.43]
["December",14,"12AM to 1AM",0,"December 14, 2019 0:00","2019-12-14",{"v":30,"d":"30.0"},28.7,{"v":27,"d":"27.0"},21.1,10.44,0.0805,0.14,12.46]
["December",14,"1AM to 2AM",1,"December 14, 2019 1:00","2019-12-14T01:00:00",{"v":30,"d":"30.0"},28.7,{"v":27,"d":"27.0"},21.1,10.44,0.0805,0.14,12.46]
["December",14,"2AM to 3AM",2,"December 14, 2019 2:00","2019-12-14T02:00:00",{"v":30,"d":"30.0"},28.7,{"v":27,"d":"27.0"},21.1,10.44,0.0805,0.14,12.46]
["December",14,"3AM to 4AM",3,"December 14, 2019 3:00","2019-12-14T03:00:00",{"v":32,"d":"32.0"},29.8,{"v":27,"d":"27.0"},21.1,10.92,0.0802,0.14,12.51]
["December",14,"4AM to 5AM",4,"December 14, 2019 4:00","2019-12-14T04:00:00",33.1,31.2,28.9,23.1,11.49,{"v":0.08,"d":"0.0800"},0.16,12.54]
["December",14,"5AM to 6AM",5,"December 14, 2019 5:00","2019-12-14T05:00:00",{"v":32,"d":"32.0"},31.5,30.9,25.4,11.57,0.0802,0.17,12.52]
["December",14,"6AM to 7AM",6,"December 14, 2019 6:00","2019-12-14T06:00:00",{"v":34,"d":"34.0"},32.3,{"v":30,"d":"30.0"},24.3,11.89,0.0799,0.16,12.57]
["December",14,"7AM to 8AM",7,"December 14, 2019 7:00","2019-12-14T07:00:00",{"v":34,"d":"34.0"},33.2,{"v":32,"d":"32.0"},26.7,12.25,0.0798,0.18,12.57]
["December",14,"8AM to 9AM",8,"December 14, 2019 8:00","2019-12-14T08:00:00",{"v":34,"d":"34.0"},33.2,{"v":32,"d":"32.0"},26.7,12.25,0.0798,0.18,12.57]
["December",14,"9AM to 10AM",9,"December 14, 2019 9:00","2019-12-14T09:00:00",35.1,33.8,{"v":32,"d":"32.0"},26.7,12.51,0.0797,0.18,{"v":12.6,"d":"12.60"}]
["December",14,"10AM to 11AM",10,"December 14, 2019 10:00","2019-12-14T10:00:00",35.1,33.8,{"v":32,"d":"32.0"},26.7,12.51,0.0797,0.18,{"v":12.6,"d":"12.60"}]
["December",14,"11AM to 12PM",11,"December 14, 2019 11:00","2019-12-14T11:00:00",35.1,33.8,{"v":32,"d":"32.0"},26.7,12.51,0.0797,0.18,{"v":12.6,"d":"12.60"}]
["December",14,"12PM to 1PM",12,"December 14, 2019 12:00","2019-12-14T12:00:00",35.1,33.8,{"v":32,"d":"32.0"},26.7,12.51,0.0797,0.18,{"v":12.6,"d":"12.60"}]
["December",14,"1PM to 2PM",13,"December 14, 2019 13:00","2019-12-14T13:00:00",35.1,33.8,{"v":32,"d":"32.0"},26.7,12.51,0.0797,0.18,{"v":12.6,"d":"12.60"}]
["December",14,"2PM to 3PM",14,"December 14, 2019 14:00","2019-12-14T14:00:00",35.1,33.8,{"v":32,"d":"32.0"},26.7,12.51,0.0797,0.18,{"v":12.6,"d":"12.60"}]
["December",14,"3PM to 4PM",15,"December 14, 2019 15:00","2019-12-14T15:00:00",{"v":34,"d":"34.0"},33.2,{"v":32,"d":"32.0"},26.7,12.25,0.0798,0.18,12.57]
["December",14,"4PM to 5PM",16,"December 14, 2019 16:00","2019-12-14T16:00:00",35.1,33.3,30.9,25.4,12.31,0.0797,0.17,{"v":12.6,"d":"12.60"}]
["December",14,"5PM to 6PM",17,"December 14, 2019 17:00","2019-12-14T17:00:00",{"v":36,"d":"36.0"},33.8,30.9,25.4,12.53,0.0795,0.17,12.62]
["December",14,"6PM to 7PM",18,"December 14, 2019 18:00","2019-12-14T18:00:00",35.1,32.9,{"v":30,"d":"30.0"},24.3,12.15,0.0797,0.16,12.59]
["December",14,"7PM to 8PM",19,"December 14, 2019 19:00","2019-12-14T19:00:00",{"v":36,"d":"36.0"},33.5,{"v":30,"d":"30.0"},24.3,12.37,0.0795,0.16,12.62]
["December",14,"8PM to 9PM",20,"December 14, 2019 20:00","2019-12-14T20:00:00",{"v":36,"d":"36.0"},33.8,30.9,25.4,12.53,0.0795,0.17,12.62]
["December",14,"9PM to 10PM",21,"December 14, 2019 21:00","2019-12-14T21:00:00",{"v":37,"d":"37.0"},34.1,{"v":30,"d":"30.0"},24.3,12.63,0.0794,0.16,12.64]
["December",14,"10PM to 11PM",22,"December 14, 2019 22:00","2019-12-14T22:00:00",{"v":37,"d":"37.0"},34.1,{"v":30,"d":"30.0"},24.3,12.63,0.0794,0.16,12.64]
["December",14,"11PM to 12AM",23,"December 14, 2019 23:00","2019-12-14T23:00:00",{"v":36,"d":"36.0"},33.5,{"v":30,"d":"30.0"},24.3,12.37,0.0795,0.16,12.62]
["December",15,"12AM to 1AM",0,"December 15, 2019 0:00","2019-12-15",{"v":37,"d":"37.0"},34.1,{"v":30,"d":"30.0"},24.3,12.63,0.0794,0.16,12.64]
["December",15,"1AM to 2AM",1,"December 15, 2019 1:00","2019-12-15T01:00:00",{"v":39,"d":"39.0"},35.2,{"v":30,"d":"30.0"},24.3,13.11,{"v":0.079,"d":"0.0790"},0.16,12.69]
["December",15,"2AM to 3AM",2,"December 15, 2019 2:00","2019-12-15T02:00:00",37.9,{"v":35,"d":"35.0"},30.9,25.4,13.01,0.0792,0.17,12.67]
["December",15,"3AM to 4AM",3,"December 15, 2019 3:00","2019-12-15T03:00:00",{"v":37,"d":"37.0"},34.9,{"v":32,"d":"32.0"},26.7,12.99,0.0793,0.18,12.65]
["December",15,"4AM to 5AM",4,"December 15, 2019 4:00","2019-12-15T04:00:00",{"v":36,"d":"36.0"},34.3,{"v":32,"d":"32.0"},26.7,12.73,0.0795,0.18,12.62]
["December",15,"5AM to 6AM",5,"December 15, 2019 5:00","2019-12-15T05:00:00",35.1,33.8,{"v":32,"d":"32.0"},26.7,12.51,0.0797,0.18,{"v":12.6,"d":"12.60"}]
["December",15,"6AM to 7AM",6,"December 15, 2019 6:00","2019-12-15T06:00:00",{"v":37,"d":"37.0"},34.9,{"v":32,"d":"32.0"},26.7,12.99,0.0793,0.18,12.65]
["December",15,"7AM to 8AM",7,"December 15, 2019 7:00","2019-12-15T07:00:00",{"v":36,"d":"36.0"},34.3,{"v":32,"d":"32.0"},26.7,12.73,0.0795,0.18,12.62]
["December",15,"8AM to 9AM",8,"December 15, 2019 8:00","2019-12-15T08:00:00",{"v":36,"d":"36.0"},33.8,30.9,25.4,12.53,0.0795,0.17,12.62]
["December",15,"9AM to 10AM",9,"December 15, 2019 9:00","2019-12-15T09:00:00",35.1,33.3,30.9,25.4,12.31,0.0797,0.17,{"v":12.6,"d":"12.60"}]
["December",15,"10AM to 11AM",10,"December 15, 2019 10:00","2019-12-15T10:00:00",35.1,33.3,30.9,25.4,12.31,0.0797,0.17,{"v":12.6,"d":"12.60"}]
["December",15,"11AM to 12PM",11,"December 15, 2019 11:00","2019-12-15T11:00:00",{"v":36,"d":"36.0"},33.8,30.9,25.4,12.53,0.0795,0.17,12.62]
["December",15,"12PM to 1PM",12,"December 15, 2019 12:00","2019-12-15T12:00:00",{"v":36,"d":"36.0"},33.8,30.9,25.4,12.53,0.0795,0.17,12.62]
["December",15,"1PM to 2PM",13,"December 15, 2019 13:00","2019-12-15T13:00:00",{"v":36,"d":"36.0"},33.8,30.9,25.4,12.53,0.0795,0.17,12.62]
["December",15,"2PM to 3PM",14,"December 15, 2019 14:00","2019-12-15T14:00:00",35.1,33.8,{"v":32,"d":"32.0"},26.7,12.51,0.0797,0.18,{"v":12.6,"d":"12.60"}]
["December",15,"3PM to 4PM",15,"December 15, 2019 15:00","2019-12-15T15:00:00",35.1,33.8,{"v":32,"d":"32.0"},26.7,12.51,0.0797,0.18,{"v":12.6,"d":"12.60"}]
["December",15,"4PM to 5PM",16,"December 15, 2019 16:00","2019-12-15T16:00:00",35.1,33.3,30.9,25.4,12.31,0.0797,0.17,{"v":12.6,"d":"12.60"}]
["December",15,"5PM to 6PM",17,"December 15, 2019 17:00","2019-12-15T17:00:00",{"v":36,"d":"36.0"},33.8,30.9,25.4,12.53,0.0795,0.17,12.62]
["December",15,"6PM to 7PM",18,"December 15, 2019 18:00","2019-12-15T18:00:00",{"v":36,"d":"36.0"},34.3,{"v":32,"d":"32.0"},26.7,12.73,0.0795,0.18,12.62]
["December",15,"7PM to 8PM",19,"December 15, 2019 19:00","2019-12-15T19:00:00",{"v":36,"d":"36.0"},34.3,{"v":32,"d":"32.0"},26.7,12.73,0.0795,0.18,12.62]
["December",15,"8PM to 9PM",20,"December 15, 2019 20:00","2019-12-15T20:00:00",{"v":36,"d":"36.0"},33.8,30.9,25.4,12.53,0.0795,0.17,12.62]
["December",15,"9PM to 10PM",21,"December 15, 2019 21:00","2019-12-15T21:00:00",35.1,34.2,33.1,27.8,{"v":12.7,"d":"12.70"},0.0797,0.19,{"v":12.6,"d":"12.60"}]
["December",15,"10PM to 11PM",22,"December 15, 2019 22:00","2019-12-15T22:00:00",35.1,34.2,33.1,27.8,{"v":12.7,"d":"12.70"},0.0797,0.19,{"v":12.6,"d":"12.60"}]
["December",15,"11PM to 12AM",23,"December 15, 2019 23:00","2019-12-15T23:00:00",{"v":36,"d":"36.0"},34.7,33.1,27.8,12.91,0.0795,0.19,12.63]
["December",16,"12AM to 1AM",0,"December 16, 2019 0:00","2019-12-16",35.1,34.2,33.1,27.8,{"v":12.7,"d":"12.70"},0.0797,0.19,{"v":12.6,"d":"12.60"}]
["December",16,"1AM to 2AM",1,"December 16, 2019 1:00","2019-12-16T01:00:00",35.1,34.2,33.1,27.8,{"v":12.7,"d":"12.70"},0.0797,0.19,{"v":12.6,"d":"12.60"}]
["December",16,"2AM to 3AM",2,"December 16, 2019 2:00","2019-12-16T02:00:00",35.1,34.2,33.1,27.8,{"v":12.7,"d":"12.70"},0.0797,0.19,{"v":12.6,"d":"12.60"}]
["December",16,"3AM to 4AM",3,"December 16, 2019 3:00","2019-12-16T03:00:00",35.1,34.2,33.1,27.8,{"v":12.7,"d":"12.70"},0.0797,0.19,{"v":12.6,"d":"12.60"}]
["December",16,"4AM to 5AM",4,"December 16, 2019 4:00","2019-12-16T04:00:00",35.1,34.2,33.1,27.8,{"v":12.7,"d":"12.70"},0.0797,0.19,{"v":12.6,"d":"12.60"}]
["December",16,"5AM to 6AM",5,"December 16, 2019 5:00","2019-12-16T05:00:00",35.1,33.8,{"v":32,"d":"32.0"},26.7,12.51,0.0797,0.18,{"v":12.6,"d":"12.60"}]
["December",16,"6AM to 7AM",6,"December 16, 2019 6:00","2019-12-16T06:00:00",{"v":34,"d":"34.0"},33.6,33.1,27.8,12.44,0.0798,0.19,12.58]
["December",16,"7AM to 8AM",7,"December 16, 2019 7:00","2019-12-16T07:00:00",{"v":34,"d":"34.0"},33.2,{"v":32,"d":"32.0"},26.7,12.25,0.0798,0.18,12.57]
["December",16,"8AM to 9AM",8,"December 16, 2019 8:00","2019-12-16T08:00:00",{"v":34,"d":"34.0"},33.2,{"v":32,"d":"32.0"},26.7,12.25,0.0798,0.18,12.57]
["December",16,"9AM to 10AM",9,{"$f":"A8393&\" \"&B8393&\", \"&$D$5&\" \"&D8393&\":00\"","v":"December 16, 2019 9:00"},{"$f":"DATEVALUE(E8393)+TIMEVALUE(E8393)","v":"2019-12-16T09:00:00"},{"v":34,"d":"34.0"},33.2,{"v":32,"d":"32.0"},26.7,12.25,0.0798,0.18,12.57]
["December",16,"10AM to 11AM",{"$f":"IF(D8393+1>23,0,D8393+1)","v":10},"December 16, 2019 10:00","2019-12-16T10:00:00",{"v":34,"d":"34.0"},33.2,{"v":32,"d":"32.0"},26.7,12.25,0.0798,0.18,12.57]
["December",16,"11AM to 12PM",11,"December 16, 2019 11:00","2019-12-16T11:00:00",{"v":34,"d":"34.0"},33.2,{"v":32,"d":"32.0"},26.7,12.25,0.0798,0.18,12.57]
["December",16,"12PM to 1PM",12,"December 16, 2019 12:00","2019-12-16T12:00:00",33.1,33.1,33.1,27.8,12.22,{"v":0.08,"d":"0.0800"},0.19,12.55]
["December",16,"1PM to 2PM",13,"December 16, 2019 13:00","2019-12-16T13:00:00",{"v":34,"d":"34.0"},33.6,33.1,27.8,12.44,0.0798,0.19,12.58]
["December",16,"2PM to 3PM",14,"December 16, 2019 14:00","2019-12-16T14:00:00",33.1,32.6,{"v":32,"d":"32.0"},26.7,12.04,{"v":0.08,"d":"0.0800"},0.18,12.55]
["December",16,"3PM to 4PM",15,"December 16, 2019 15:00","2019-12-16T15:00:00",{"v":32,"d":"32.0"},{"v":32,"d":"32.0"},{"v":32,"d":"32.0"},26.7,11.77,0.0802,0.18,12.52]
["December",16,"4PM to 5PM",16,"December 16, 2019 16:00","2019-12-16T16:00:00",{"v":32,"d":"32.0"},{"v":32,"d":"32.0"},{"v":32,"d":"32.0"},26.7,11.77,0.0802,0.18,12.52]
["December",16,"5PM to 6PM",17,"December 16, 2019 17:00","2019-12-16T17:00:00",{"v":32,"d":"32.0"},{"v":32,"d":"32.0"},{"v":32,"d":"32.0"},26.7,11.77,0.0802,0.18,12.52]
["December",16,"6PM to 7PM",18,"December 16, 2019 18:00","2019-12-16T18:00:00",{"v":32,"d":"32.0"},{"v":32,"d":"32.0"},{"v":32,"d":"32.0"},26.7,11.77,0.0802,0.18,12.52]
["December",16,"7PM to 8PM",19,"December 16, 2019 19:00","2019-12-16T19:00:00",30.9,30.9,30.9,25.4,11.31,0.0803,0.17,12.49]
["December",16,"8PM to 9PM",20,"December 16, 2019 20:00","2019-12-16T20:00:00",{"v":30,"d":"30.0"},{"v":30,"d":"30.0"},{"v":30,"d":"30.0"},24.3,10.94,0.0805,0.16,12.47]
["December",16,"9PM to 10PM",21,"December 16, 2019 21:00","2019-12-16T21:00:00",{"v":30,"d":"30.0"},{"v":30,"d":"30.0"},{"v":30,"d":"30.0"},24.3,10.94,0.0805,0.16,12.47]
["December",16,"10PM to 11PM",22,"December 16, 2019 22:00","2019-12-16T22:00:00",{"v":30,"d":"30.0"},{"v":30,"d":"30.0"},{"v":30,"d":"30.0"},24.3,10.94,0.0805,0.16,12.47]
["December",16,"11PM to 12AM",23,"December 16, 2019 23:00","2019-12-16T23:00:00",30.9,30.9,30.9,25.4,11.31,0.0803,0.17,12.49]
["December",17,"12AM to 1AM",0,"December 17, 2019 0:00","2019-12-17",{"v":30,"d":"30.0"},{"v":30,"d":"30.0"},{"v":30,"d":"30.0"},24.3,10.94,0.0805,0.16,12.47]
["December",17,"1AM to 2AM",1,"December 17, 2019 1:00","2019-12-17T01:00:00",{"v":30,"d":"30.0"},{"v":30,"d":"30.0"},{"v":30,"d":"30.0"},24.3,10.94,0.0805,0.16,12.47]
["December",17,"2AM to 3AM",2,"December 17, 2019 2:00","2019-12-17T02:00:00",28.9,28.9,28.9,23.1,10.49,0.0807,0.16,12.43]
["December",17,"3AM to 4AM",3,"December 17, 2019 3:00","2019-12-17T03:00:00",{"v":28,"d":"28.0"},{"v":28,"d":"28.0"},{"v":28,"d":"28.0"},22.2,10.13,0.0808,0.15,12.41]
["December",17,"4AM to 5AM",4,"December 17, 2019 4:00","2019-12-17T04:00:00",{"v":28,"d":"28.0"},27.6,{"v":27,"d":"27.0"},21.1,9.96,0.0809,0.14,12.41]
["December",17,"5AM to 6AM",5,"December 17, 2019 5:00","2019-12-17T05:00:00",{"v":27,"d":"27.0"},26.6,26.1,20.2,9.57,{"v":0.081,"d":"0.0810"},0.14,12.38]
["December",17,"6AM to 7AM",6,"December 17, 2019 6:00","2019-12-17T06:00:00",26.1,25.6,{"v":25,"d":"25.0"},19.2,{"v":9.2,"d":"9.20"},0.0812,0.13,12.35]
["December",17,"7AM to 8AM",7,"December 17, 2019 7:00","2019-12-17T07:00:00",26.1,25.6,{"v":25,"d":"25.0"},19.2,{"v":9.2,"d":"9.20"},0.0812,0.13,12.35]
["December",17,"8AM to 9AM",8,"December 17, 2019 8:00","2019-12-17T08:00:00",26.1,25.3,24.1,18.4,9.07,0.0812,0.12,12.35]
["December",17,"9AM to 10AM",9,"December 17, 2019 9:00","2019-12-17T09:00:00",{"v":25,"d":"25.0"},24.2,{"v":23,"d":"23.0"},17.5,8.67,0.0814,0.12,12.32]
["December",17,"10AM to 11AM",10,"December 17, 2019 10:00","2019-12-17T10:00:00",24.1,23.3,21.9,16.6,8.32,0.0815,0.11,12.29]
["December",17,"11AM to 12PM",11,"December 17, 2019 11:00","2019-12-17T11:00:00",24.1,23.3,21.9,16.6,8.32,0.0815,0.11,12.29]
["December",17,"12PM to 1PM",12,"December 17, 2019 12:00","2019-12-17T12:00:00",24.1,23.3,21.9,16.6,8.32,0.0815,0.11,12.29]
["December",17,"1PM to 2PM",13,"December 17, 2019 13:00","2019-12-17T13:00:00",{"v":23,"d":"23.0"},22.3,{"v":21,"d":"21.0"},15.9,7.95,0.0817,0.11,12.26]
["December",17,"2PM to 3PM",14,"December 17, 2019 14:00","2019-12-17T14:00:00",{"v":23,"d":"23.0"},22.3,{"v":21,"d":"21.0"},15.9,7.95,0.0817,0.11,12.26]
["December",17,"3PM to 4PM",15,"December 17, 2019 15:00","2019-12-17T15:00:00",{"v":23,"d":"23.0"},22.3,{"v":21,"d":"21.0"},15.9,7.95,0.0817,0.11,12.26]
["December",17,"4PM to 5PM",16,"December 17, 2019 16:00","2019-12-17T16:00:00",21.9,21.6,{"v":21,"d":"21.0"},15.9,7.69,0.0819,0.11,12.24]
["December",17,"5PM to 6PM",17,"December 17, 2019 17:00","2019-12-17T17:00:00",19.9,19.3,{"v":18,"d":"18.0"},13.7,6.88,0.0823,0.09,12.18]
["December",17,"6PM to 7PM",18,"December 17, 2019 18:00","2019-12-17T18:00:00",{"v":19,"d":"19.0"},18.4,17.1,13.1,6.58,0.0824,0.09,12.15]
["December",17,"7PM to 8PM",19,"December 17, 2019 19:00","2019-12-17T19:00:00",{"v":18,"d":"18.0"},17.3,{"v":16,"d":"16.0"},12.5,6.21,0.0826,0.08,12.13]
["December",17,"8PM to 9PM",20,"December 17, 2019 20:00","2019-12-17T20:00:00",{"v":18,"d":"18.0"},17.3,{"v":16,"d":"16.0"},12.5,6.21,0.0826,0.08,12.13]
["December",17,"9PM to 10PM",21,"December 17, 2019 21:00","2019-12-17T21:00:00",17.1,16.5,15.1,11.9,5.91,0.0828,0.08,{"v":12.1,"d":"12.10"}]
["December",17,"10PM to 11PM",22,"December 17, 2019 22:00","2019-12-17T22:00:00",{"v":18,"d":"18.0"},17.1,15.1,11.9,6.13,0.0826,0.08,12.12]
["December",17,"11PM to 12AM",23,"December 17, 2019 23:00","2019-12-17T23:00:00",{"v":18,"d":"18.0"},17.3,{"v":16,"d":"16.0"},12.5,6.21,0.0826,0.08,12.13]
["December",18,"12AM to 1AM",0,"December 18, 2019 0:00","2019-12-18",19.9,{"v":19,"d":"19.0"},17.1,13.1,6.79,0.0823,0.09,12.18]
["December",18,"1AM to 2AM",1,"December 18, 2019 1:00","2019-12-18T01:00:00",{"v":18,"d":"18.0"},17.1,15.1,11.9,6.13,0.0826,0.08,12.12]
["December",18,"2AM to 3AM",2,"December 18, 2019 2:00","2019-12-18T02:00:00",{"v":16,"d":"16.0"},15.4,{"v":14,"d":"14.0"},11.3,5.56,{"v":0.083,"d":"0.0830"},0.08,12.07]
["December",18,"3AM to 4AM",3,"December 18, 2019 3:00","2019-12-18T03:00:00",{"v":18,"d":"18.0"},17.3,{"v":16,"d":"16.0"},12.5,6.21,0.0826,0.08,12.13]
["December",18,"4AM to 5AM",4,"December 18, 2019 4:00","2019-12-18T04:00:00",19.9,19.3,{"v":18,"d":"18.0"},13.7,6.88,0.0823,0.09,12.18]
["December",18,"5AM to 6AM",5,"December 18, 2019 5:00","2019-12-18T05:00:00",{"v":19,"d":"19.0"},18.4,17.1,13.1,6.58,0.0824,0.09,12.15]
["December",18,"6AM to 7AM",6,"December 18, 2019 6:00","2019-12-18T06:00:00",{"v":19,"d":"19.0"},18.4,17.1,13.1,6.58,0.0824,0.09,12.15]
["December",18,"7AM to 8AM",7,"December 18, 2019 7:00","2019-12-18T07:00:00",{"v":18,"d":"18.0"},17.1,15.1,11.9,6.13,0.0826,0.08,12.12]
["December",18,"8AM to 9AM",8,"December 18, 2019 8:00","2019-12-18T08:00:00",{"v":18,"d":"18.0"},17.1,15.1,11.9,6.13,0.0826,0.08,12.12]
["December",18,"9AM to 10AM",9,"December 18, 2019 9:00","2019-12-18T09:00:00",{"v":19,"d":"19.0"},18.1,{"v":16,"d":"16.0"},12.5,6.47,0.0824,0.08,12.15]
["December",18,"10AM to 11AM",10,"December 18, 2019 10:00","2019-12-18T10:00:00",{"v":19,"d":"19.0"},18.4,17.1,13.1,6.58,0.0824,0.09,12.15]
["December",18,"11AM to 12PM",11,"December 18, 2019 11:00","2019-12-18T11:00:00",{"v":19,"d":"19.0"},18.4,17.1,13.1,6.58,0.0824,0.09,12.15]
["December",18,"12PM to 1PM",12,"December 18, 2019 12:00","2019-12-18T12:00:00",19.9,19.3,{"v":18,"d":"18.0"},13.7,6.88,0.0823,0.09,12.18]
["December",18,"1PM to 2PM",13,"December 18, 2019 13:00","2019-12-18T13:00:00",{"v":21,"d":"21.0"},{"v":20,"d":"20.0"},{"v":18,"d":"18.0"},13.7,7.14,0.0821,0.09,12.21]
["December",18,"2PM to 3PM",14,"December 18, 2019 14:00","2019-12-18T14:00:00",{"v":21,"d":"21.0"},{"v":20,"d":"20.0"},{"v":18,"d":"18.0"},13.7,7.14,0.0821,0.09,12.21]
["December",18,"3PM to 4PM",15,"December 18, 2019 15:00","2019-12-18T15:00:00",21.9,20.9,{"v":19,"d":"19.0"},14.5,7.47,0.0819,{"v":0.1,"d":"0.10"},12.23]
["December",18,"4PM to 5PM",16,"December 18, 2019 16:00","2019-12-18T16:00:00",21.9,20.9,{"v":19,"d":"19.0"},14.5,7.47,0.0819,{"v":0.1,"d":"0.10"},12.23]
["December",18,"5PM to 6PM",17,"December 18, 2019 17:00","2019-12-18T17:00:00",21.9,21.2,19.9,15.1,7.57,0.0819,{"v":0.1,"d":"0.10"},12.23]
["December",18,"6PM to 7PM",18,"December 18, 2019 18:00","2019-12-18T18:00:00",{"v":23,"d":"23.0"},21.6,{"v":19,"d":"19.0"},14.5,7.73,0.0817,{"v":0.1,"d":"0.10"},12.26]
["December",18,"7PM to 8PM",19,"December 18, 2019 19:00","2019-12-18T19:00:00",19.9,18.7,{"v":16,"d":"16.0"},12.5,6.69,0.0823,0.08,12.18]
["December",18,"8PM to 9PM",20,"December 18, 2019 20:00","2019-12-18T20:00:00",{"v":19,"d":"19.0"},17.8,15.1,11.9,6.39,0.0824,0.08,12.15]
["December",18,"9PM to 10PM",21,"December 18, 2019 21:00","2019-12-18T21:00:00",17.1,16.1,{"v":14,"d":"14.0"},11.3,5.82,0.0828,0.08,{"v":12.1,"d":"12.10"}]
["December",18,"10PM to 11PM",22,"December 18, 2019 22:00","2019-12-18T22:00:00",{"v":16,"d":"16.0"},15.1,12.9,10.7,5.47,{"v":0.083,"d":"0.0830"},0.07,12.07]
["December",18,"11PM to 12AM",23,"December 18, 2019 23:00","2019-12-18T23:00:00",17.1,15.6,{"v":12,"d":"12.0"},10.2,5.66,0.0828,0.07,{"v":12.1,"d":"12.10"}]
["December",19,"12AM to 1AM",0,"December 19, 2019 0:00","2019-12-19",17.1,14.9,{"v":9,"d":"9.0"},8.8,5.44,0.0828,0.06,12.09]
["December",19,"1AM to 2AM",1,{"$f":"A8457&\" \"&B8457&\", \"&$D$5&\" \"&D8457&\":00\"","v":"December 19, 2019 1:00"},{"$f":"DATEVALUE(E8457)+TIMEVALUE(E8457)","v":"2019-12-19T01:00:00"},15.1,{"v":13,"d":"13.0"},{"v":7,"d":"7.0"},7.9,4.83,0.0832,0.05,12.04]
["December",19,"2AM to 3AM",{"$f":"IF(D8457+1>23,0,D8457+1)","v":2},"December 19, 2019 2:00","2019-12-19T02:00:00",{"v":14,"d":"14.0"},12.1,6.1,7.6,4.52,0.0833,0.05,12.01]
["December",19,"3AM to 4AM",3,"December 19, 2019 3:00","2019-12-19T03:00:00",15.1,{"v":13,"d":"13.0"},{"v":7,"d":"7.0"},7.9,4.83,0.0832,0.05,12.04]
["December",19,"4AM to 5AM",4,"December 19, 2019 4:00","2019-12-19T04:00:00",{"v":14,"d":"14.0"},12.1,6.1,7.6,4.52,0.0833,0.05,12.01]
["December",19,"5AM to 6AM",5,"December 19, 2019 5:00","2019-12-19T05:00:00",12.9,11.1,{"v":5,"d":"5.0"},7.2,{"v":4.2,"d":"4.20"},0.0835,0.05,11.98]
["December",19,"6AM to 7AM",6,"December 19, 2019 6:00","2019-12-19T06:00:00",12.9,11.1,{"v":5,"d":"5.0"},7.2,{"v":4.2,"d":"4.20"},0.0835,0.05,11.98]
["December",19,"7AM to 8AM",7,"December 19, 2019 7:00","2019-12-19T07:00:00",{"v":12,"d":"12.0"},10.4,{"v":5,"d":"5.0"},7.2,3.98,0.0837,0.05,11.96]
["December",19,"8AM to 9AM",8,"December 19, 2019 8:00","2019-12-19T08:00:00",10.9,9.4,3.9,6.8,3.66,0.0839,0.05,11.93]
["December",19,"9AM to 10AM",9,"December 19, 2019 9:00","2019-12-19T09:00:00",{"v":10,"d":"10.0"},8.5,{"v":3,"d":"3.0"},6.5,{"v":3.4,"d":"3.40"},0.0841,0.04,11.91]
["December",19,"10AM to 11AM",10,"December 19, 2019 10:00","2019-12-19T10:00:00",{"v":10,"d":"10.0"},8.5,{"v":3,"d":"3.0"},6.5,{"v":3.4,"d":"3.40"},0.0841,0.04,11.91]
["December",19,"11AM to 12PM",11,"December 19, 2019 11:00","2019-12-19T11:00:00",{"v":10,"d":"10.0"},8.5,{"v":3,"d":"3.0"},6.5,{"v":3.4,"d":"3.40"},0.0841,0.04,11.91]
["December",19,"12PM to 1PM",12,"December 19, 2019 12:00","2019-12-19T12:00:00",{"v":10,"d":"10.0"},8.3,1.9,6.1,3.34,0.0841,0.04,11.91]
["December",19,"1PM to 2PM",13,"December 19, 2019 13:00","2019-12-19T13:00:00",{"v":10,"d":"10.0"},8.5,{"v":3,"d":"3.0"},6.5,{"v":3.4,"d":"3.40"},0.0841,0.04,11.91]
["December",19,"2PM to 3PM",14,"December 19, 2019 14:00","2019-12-19T14:00:00",10.9,{"v":9,"d":"9.0"},1.9,6.1,3.56,0.0839,0.04,11.93]
["December",19,"3PM to 4PM",15,"December 19, 2019 15:00","2019-12-19T15:00:00",10.9,{"v":9,"d":"9.0"},1.9,6.1,3.56,0.0839,0.04,11.93]
["December",19,"4PM to 5PM",16,"December 19, 2019 16:00","2019-12-19T16:00:00",10.9,8.8,{"v":1,"d":"1.0"},5.8,3.52,0.0839,0.04,11.93]
["December",19,"5PM to 6PM",17,"December 19, 2019 17:00","2019-12-19T17:00:00",{"v":10,"d":"10.0"},8.2,{"v":1,"d":"1.0"},5.8,{"v":3.3,"d":"3.30"},0.0841,0.04,11.91]
["December",19,"6PM to 7PM",18,"December 19, 2019 18:00","2019-12-19T18:00:00",{"v":10,"d":"10.0"},8.2,{"v":1,"d":"1.0"},5.8,{"v":3.3,"d":"3.30"},0.0841,0.04,11.91]
["December",19,"7PM to 8PM",19,"December 19, 2019 19:00","2019-12-19T19:00:00",{"v":10,"d":"10.0"},8.2,{"v":1,"d":"1.0"},5.8,{"v":3.3,"d":"3.30"},0.0841,0.04,11.91]
["December",19,"8PM to 9PM",20,"December 19, 2019 20:00","2019-12-19T20:00:00",{"v":9,"d":"9.0"},7.3,{"v":1,"d":"1.0"},5.8,3.04,0.0843,0.04,11.88]
["December",19,"9PM to 10PM",21,"December 19, 2019 21:00","2019-12-19T21:00:00",{"v":9,"d":"9.0"},7.2,{"v":0,"d":"0.0"},5.5,2.99,0.0843,0.04,11.88]
["December",19,"10PM to 11PM",22,"December 19, 2019 22:00","2019-12-19T22:00:00",{"v":10,"d":"10.0"},{"v":8,"d":"8.0"},{"v":0,"d":"0.0"},5.5,3.25,0.0841,0.04,11.91]
["December",19,"11PM to 12AM",23,"December 19, 2019 23:00","2019-12-19T23:00:00",{"v":10,"d":"10.0"},8.2,{"v":1,"d":"1.0"},5.8,{"v":3.3,"d":"3.30"},0.0841,0.04,11.91]
["December",20,"12AM to 1AM",0,"December 20, 2019 0:00","2019-12-20",{"v":9,"d":"9.0"},{"v":7,"d":"7.0"},-0.9,5.3,2.95,0.0843,0.04,11.88]
["December",20,"1AM to 2AM",1,"December 20, 2019 1:00","2019-12-20T01:00:00",{"v":9,"d":"9.0"},{"v":7,"d":"7.0"},-0.9,5.3,2.95,0.0843,0.04,11.88]
["December",20,"2AM to 3AM",2,"December 20, 2019 2:00","2019-12-20T02:00:00",{"v":9,"d":"9.0"},{"v":7,"d":"7.0"},-0.9,5.3,2.95,0.0843,0.04,11.88]
["December",20,"3AM to 4AM",3,"December 20, 2019 3:00","2019-12-20T03:00:00",{"v":9,"d":"9.0"},{"v":7,"d":"7.0"},-0.9,5.3,2.95,0.0843,0.04,11.88]
["December",20,"4AM to 5AM",4,"December 20, 2019 4:00","2019-12-20T04:00:00",{"v":9,"d":"9.0"},{"v":7,"d":"7.0"},-0.9,5.3,2.95,0.0843,0.04,11.88]
["December",20,"5AM to 6AM",5,"December 20, 2019 5:00","2019-12-20T05:00:00",{"v":9,"d":"9.0"},{"v":7,"d":"7.0"},-0.9,5.3,2.95,0.0843,0.04,11.88]
["December",20,"6AM to 7AM",6,"December 20, 2019 6:00","2019-12-20T06:00:00",{"v":7,"d":"7.0"},5.5,-0.9,5.3,2.48,0.0846,0.04,11.83]
["December",20,"7AM to 8AM",7,"December 20, 2019 7:00","2019-12-20T07:00:00",8.1,6.1,{"v":-2,"d":"-2.0"},{"v":5,"d":"5.0"},2.69,0.0844,0.03,11.85]
["December",20,"8AM to 9AM",8,"December 20, 2019 8:00","2019-12-20T08:00:00",6.1,4.8,-0.9,5.3,2.26,0.0848,0.04,{"v":11.8,"d":"11.80"}]
["December",20,"9AM to 10AM",9,"December 20, 2019 9:00","2019-12-20T09:00:00",6.1,4.6,{"v":-2,"d":"-2.0"},{"v":5,"d":"5.0"},2.22,0.0848,0.03,{"v":11.8,"d":"11.80"}]
["December",20,"10AM to 11AM",10,"December 20, 2019 10:00","2019-12-20T10:00:00",6.1,4.6,{"v":-2,"d":"-2.0"},{"v":5,"d":"5.0"},2.22,0.0848,0.03,{"v":11.8,"d":"11.80"}]
["December",20,"11AM to 12PM",11,"December 20, 2019 11:00","2019-12-20T11:00:00",6.1,4.6,{"v":-2,"d":"-2.0"},{"v":5,"d":"5.0"},2.22,0.0848,0.03,{"v":11.8,"d":"11.80"}]
["December",20,"12PM to 1PM",12,"December 20, 2019 12:00","2019-12-20T12:00:00",{"v":7,"d":"7.0"},5.3,{"v":-2,"d":"-2.0"},{"v":5,"d":"5.0"},2.43,0.0846,0.03,11.83]
["December",20,"1PM to 2PM",13,"December 20, 2019 13:00","2019-12-20T13:00:00",{"v":7,"d":"7.0"},5.3,{"v":-2,"d":"-2.0"},{"v":5,"d":"5.0"},2.43,0.0846,0.03,11.83]
["December",20,"2PM to 3PM",14,"December 20, 2019 14:00","2019-12-20T14:00:00",8.1,6.3,-0.9,5.3,2.74,0.0844,0.04,11.85]
["December",20,"3PM to 4PM",15,"December 20, 2019 15:00","2019-12-20T15:00:00",{"v":7,"d":"7.0"},5.5,-0.9,5.3,2.48,0.0846,0.04,11.83]
["December",20,"4PM to 5PM",16,"December 20, 2019 16:00","2019-12-20T16:00:00",6.1,4.8,-0.9,5.3,2.26,0.0848,0.04,{"v":11.8,"d":"11.80"}]
["December",20,"5PM to 6PM",17,"December 20, 2019 17:00","2019-12-20T17:00:00",{"v":5,"d":"5.0"},3.9,-0.9,5.3,{"v":2,"d":"2.00"},{"v":0.085,"d":"0.0850"},0.04,11.78]
["December",20,"6PM to 7PM",18,"December 20, 2019 18:00","2019-12-20T18:00:00",6.1,4.8,-0.9,5.3,2.26,0.0848,0.04,{"v":11.8,"d":"11.80"}]
["December",20,"7PM to 8PM",19,"December 20, 2019 19:00","2019-12-20T19:00:00",{"v":5,"d":"5.0"},3.9,-0.9,5.3,{"v":2,"d":"2.00"},{"v":0.085,"d":"0.0850"},0.04,11.78]
["December",20,"8PM to 9PM",20,"December 20, 2019 20:00","2019-12-20T20:00:00",3.9,2.9,{"v":-2,"d":"-2.0"},{"v":5,"d":"5.0"},{"v":1.7,"d":"1.70"},0.0852,0.03,11.75]
["December",20,"9PM to 10PM",21,"December 20, 2019 21:00","2019-12-20T21:00:00",3.9,2.9,{"v":-2,"d":"-2.0"},{"v":5,"d":"5.0"},{"v":1.7,"d":"1.70"},0.0852,0.03,11.75]
["December",20,"10PM to 11PM",22,"December 20, 2019 22:00","2019-12-20T22:00:00",3.9,2.7,-2.9,4.7,1.66,0.0852,0.03,11.75]
["December",20,"11PM to 12AM",23,"December 20, 2019 23:00","2019-12-20T23:00:00",3.9,2.9,{"v":-2,"d":"-2.0"},{"v":5,"d":"5.0"},{"v":1.7,"d":"1.70"},0.0852,0.03,11.75]
["December",21,"12AM to 1AM",0,"December 21, 2019 0:00","2019-12-21",3.9,2.9,{"v":-2,"d":"-2.0"},{"v":5,"d":"5.0"},{"v":1.7,"d":"1.70"},0.0852,0.03,11.75]
["December",21,"1AM to 2AM",1,"December 21, 2019 1:00","2019-12-21T01:00:00",3.9,2.9,{"v":-2,"d":"-2.0"},{"v":5,"d":"5.0"},{"v":1.7,"d":"1.70"},0.0852,0.03,11.75]
["December",21,"2AM to 3AM",2,"December 21, 2019 2:00","2019-12-21T02:00:00",3.9,2.9,{"v":-2,"d":"-2.0"},{"v":5,"d":"5.0"},{"v":1.7,"d":"1.70"},0.0852,0.03,11.75]
["December",21,"3AM to 4AM",3,"December 21, 2019 3:00","2019-12-21T03:00:00",{"v":5,"d":"5.0"},3.9,-0.9,5.3,{"v":2,"d":"2.00"},{"v":0.085,"d":"0.0850"},0.04,11.78]
["December",21,"4AM to 5AM",4,"December 21, 2019 4:00","2019-12-21T04:00:00",6.1,4.9,{"v":0,"d":"0.0"},5.5,{"v":2.3,"d":"2.30"},0.0848,0.04,11.81]
["December",21,"5AM to 6AM",5,"December 21, 2019 5:00","2019-12-21T05:00:00",{"v":7,"d":"7.0"},5.8,{"v":1,"d":"1.0"},5.8,2.56,0.0846,0.04,11.83]
["December",21,"6AM to 7AM",6,"December 21, 2019 6:00","2019-12-21T06:00:00",8.1,{"v":7,"d":"7.0"},{"v":3,"d":"3.0"},6.5,2.92,0.0844,0.04,11.86]
["December",21,"7AM to 8AM",7,"December 21, 2019 7:00","2019-12-21T07:00:00",{"v":9,"d":"9.0"},8.1,{"v":5,"d":"5.0"},7.2,3.24,0.0842,0.05,11.88]
["December",21,"8AM to 9AM",8,"December 21, 2019 8:00","2019-12-21T08:00:00",{"v":9,"d":"9.0"},8.1,{"v":5,"d":"5.0"},7.2,3.24,0.0842,0.05,11.88]
["December",21,"9AM to 10AM",9,"December 21, 2019 9:00","2019-12-21T09:00:00",{"v":9,"d":"9.0"},7.9,3.9,6.8,3.18,0.0842,0.05,11.88]
["December",21,"10AM to 11AM",10,"December 21, 2019 10:00","2019-12-21T10:00:00",8.1,{"v":7,"d":"7.0"},{"v":3,"d":"3.0"},6.5,2.92,0.0844,0.04,11.86]
["December",21,"11AM to 12PM",11,"December 21, 2019 11:00","2019-12-21T11:00:00",{"v":7,"d":"7.0"},{"v":6,"d":"6.0"},1.9,6.1,2.61,0.0846,0.04,11.83]
["December",21,"12PM to 1PM",12,"December 21, 2019 12:00","2019-12-21T12:00:00",8.1,6.8,1.9,6.1,2.87,0.0844,0.04,11.86]
["December",21,"1PM to 2PM",13,"December 21, 2019 13:00","2019-12-21T13:00:00",{"v":7,"d":"7.0"},{"v":6,"d":"6.0"},1.9,6.1,2.61,0.0846,0.04,11.83]
["December",21,"2PM to 3PM",14,"December 21, 2019 14:00","2019-12-21T14:00:00",{"v":7,"d":"7.0"},5.6,{"v":0,"d":"0.0"},5.5,2.52,0.0846,0.04,11.83]
["December",21,"3PM to 4PM",15,"December 21, 2019 15:00","2019-12-21T15:00:00",{"v":7,"d":"7.0"},5.5,-0.9,5.3,2.48,0.0846,0.04,11.83]
["December",21,"4PM to 5PM",16,"December 21, 2019 16:00","2019-12-21T16:00:00",6.1,4.8,-0.9,5.3,2.26,0.0848,0.04,{"v":11.8,"d":"11.80"}]
["December",21,"5PM to 6PM",17,{"$f":"A8521&\" \"&B8521&\", \"&$D$5&\" \"&D8521&\":00\"","v":"December 21, 2019 17:00"},{"$f":"DATEVALUE(E8521)+TIMEVALUE(E8521)","v":"2019-12-21T17:00:00"},6.1,4.6,{"v":-2,"d":"-2.0"},{"v":5,"d":"5.0"},2.22,0.0848,0.03,{"v":11.8,"d":"11.80"}]
["December",21,"6PM to 7PM",{"$f":"IF(D8521+1>23,0,D8521+1)","v":18},"December 21, 2019 18:00","2019-12-21T18:00:00",6.1,4.5,-2.9,4.7,2.18,0.0848,0.03,{"v":11.8,"d":"11.80"}]
["December",21,"7PM to 8PM",19,"December 21, 2019 19:00","2019-12-21T19:00:00",{"v":5,"d":"5.0"},3.4,{"v":-4,"d":"-4.0"},4.5,1.88,{"v":0.085,"d":"0.0850"},0.03,11.77]
["December",21,"8PM to 9PM",20,"December 21, 2019 20:00","2019-12-21T20:00:00",3.9,2.4,-5.1,4.2,1.58,0.0852,0.03,11.75]
["December",21,"9PM to 10PM",21,"December 21, 2019 21:00","2019-12-21T21:00:00",{"v":3,"d":"3.0"},1.4,-7.1,3.8,{"v":1.3,"d":"1.30"},0.0853,0.03,11.72]
["December",21,"10PM to 11PM",22,"December 21, 2019 22:00","2019-12-21T22:00:00",1.9,0.5,{"v":-8,"d":"-8.0"},3.6,1.02,0.0856,0.02,{"v":11.7,"d":"11.70"}]
["December",21,"11PM to 12AM",23,"December 21, 2019 23:00","2019-12-21T23:00:00",1.9,0.5,{"v":-8,"d":"-8.0"},3.6,1.02,0.0856,0.02,{"v":11.7,"d":"11.70"}]
["December",22,"12AM to 1AM",0,"December 22, 2019 0:00","2019-12-22",1.9,0.5,{"v":-8,"d":"-8.0"},3.6,1.02,0.0856,0.02,{"v":11.7,"d":"11.70"}]
["December",22,"1AM to 2AM",1,"December 22, 2019 1:00","2019-12-22T01:00:00",1.9,0.3,{"v":-9,"d":"-9.0"},3.4,0.98,0.0856,0.02,11.69]
["December",22,"2AM to 3AM",2,"December 22, 2019 2:00","2019-12-22T02:00:00",1.9,0.5,{"v":-8,"d":"-8.0"},3.6,1.02,0.0856,0.02,{"v":11.7,"d":"11.70"}]
["December",22,"3AM to 4AM",3,"December 22, 2019 3:00","2019-12-22T03:00:00",{"v":3,"d":"3.0"},1.2,{"v":-9,"d":"-9.0"},3.4,1.24,0.0854,0.02,11.72]
["December",22,"4AM to 5AM",4,"December 22, 2019 4:00","2019-12-22T04:00:00",1.9,0.5,{"v":-8,"d":"-8.0"},3.6,1.02,0.0856,0.02,{"v":11.7,"d":"11.70"}]
["December",22,"5AM to 6AM",5,"December 22, 2019 5:00","2019-12-22T05:00:00",1.9,0.5,{"v":-8,"d":"-8.0"},3.6,1.02,0.0856,0.02,{"v":11.7,"d":"11.70"}]
["December",22,"6AM to 7AM",6,"December 22, 2019 6:00","2019-12-22T06:00:00",1.9,0.3,{"v":-9,"d":"-9.0"},3.4,0.98,0.0856,0.02,11.69]
["December",22,"7AM to 8AM",7,"December 22, 2019 7:00","2019-12-22T07:00:00",{"v":3,"d":"3.0"},1.3,{"v":-8,"d":"-8.0"},3.6,1.27,0.0854,0.02,11.72]
["December",22,"8AM to 9AM",8,"December 22, 2019 8:00","2019-12-22T08:00:00",{"v":1,"d":"1.0"},{"v":0,"d":"0.0"},{"v":-6,"d":"-6.0"},{"v":4,"d":"4.0"},0.86,0.0857,0.03,11.67]
["December",22,"9AM to 10AM",9,"December 22, 2019 9:00","2019-12-22T09:00:00",1.9,0.8,-5.1,4.2,1.11,0.0855,0.03,{"v":11.7,"d":"11.70"}]
["December",22,"10AM to 11AM",10,"December 22, 2019 10:00","2019-12-22T10:00:00",{"v":0,"d":"0.0"},-1.1,-7.1,3.8,0.57,0.0859,0.03,11.65]
["December",22,"11AM to 12PM",11,"December 22, 2019 11:00","2019-12-22T11:00:00",-0.9,-1.9,{"v":-8,"d":"-8.0"},3.6,0.32,0.0861,0.02,11.62]
["December",22,"12PM to 1PM",12,"December 22, 2019 12:00","2019-12-22T12:00:00",-0.9,-2.2,-9.9,3.3,0.27,0.0861,0.02,11.62]
["December",22,"1PM to 2PM",13,"December 22, 2019 13:00","2019-12-22T13:00:00",{"v":-2,"d":"-2.0"},-3.2,{"v":-11,"d":"-11.0"},3.1,-0.02,0.0863,0.02,11.59]
["December",22,"2PM to 3PM",14,"December 22, 2019 14:00","2019-12-22T14:00:00",-2.9,{"v":-4,"d":"-4.0"},-11.9,2.9,-0.26,0.0865,0.02,11.57]
["December",22,"3PM to 4PM",15,"December 22, 2019 15:00","2019-12-22T15:00:00",-2.9,{"v":-4,"d":"-4.0"},-11.9,2.9,-0.26,0.0865,0.02,11.57]
["December",22,"4PM to 5PM",16,"December 22, 2019 16:00","2019-12-22T16:00:00",{"v":-4,"d":"-4.0"},-5.1,{"v":-13,"d":"-13.0"},2.7,-0.54,0.0867,0.02,11.54]
["December",22,"5PM to 6PM",17,"December 22, 2019 17:00","2019-12-22T17:00:00",-5.1,{"v":-6,"d":"-6.0"},{"v":-13,"d":"-13.0"},2.7,{"v":-0.8,"d":"-0.80"},0.0869,0.02,11.51]
["December",22,"6PM to 7PM",18,"December 22, 2019 18:00","2019-12-22T18:00:00",-5.1,{"v":-6,"d":"-6.0"},{"v":-13,"d":"-13.0"},2.7,{"v":-0.8,"d":"-0.80"},0.0869,0.02,11.51]
["December",22,"7PM to 8PM",19,"December 22, 2019 19:00","2019-12-22T19:00:00",{"v":-6,"d":"-6.0"},-6.7,-11.9,2.9,-0.99,{"v":0.087,"d":"0.0870"},0.02,11.49]
["December",22,"8PM to 9PM",20,"December 22, 2019 20:00","2019-12-22T20:00:00",-5.1,-5.9,-11.9,2.9,-0.78,0.0869,0.02,11.52]
["December",22,"9PM to 10PM",21,"December 22, 2019 21:00","2019-12-22T21:00:00",-5.1,-5.9,-11.9,2.9,-0.78,0.0869,0.02,11.52]
["December",22,"10PM to 11PM",22,"December 22, 2019 22:00","2019-12-22T22:00:00",-5.1,-5.9,-11.9,2.9,-0.78,0.0869,0.02,11.52]
["December",22,"11PM to 12AM",23,"December 22, 2019 23:00","2019-12-22T23:00:00",-5.1,-5.9,-11.9,2.9,-0.78,0.0869,0.02,11.52]
["December",23,"12AM to 1AM",0,"December 23, 2019 0:00","2019-12-23",-5.1,-5.9,-11.9,2.9,-0.78,0.0869,0.02,11.52]
["December",23,"1AM to 2AM",1,"December 23, 2019 1:00","2019-12-23T01:00:00",-5.1,-5.9,-11.9,2.9,-0.78,0.0869,0.02,11.52]
["December",23,"2AM to 3AM",2,"December 23, 2019 2:00","2019-12-23T02:00:00",-5.1,-5.9,-11.9,2.9,-0.78,0.0869,0.02,11.52]
["December",23,"3AM to 4AM",3,"December 23, 2019 3:00","2019-12-23T03:00:00",-5.1,-5.9,-11.9,2.9,-0.78,0.0869,0.02,11.52]
["December",23,"4AM to 5AM",4,"December 23, 2019 4:00","2019-12-23T04:00:00",-5.1,-5.9,-11.9,2.9,-0.78,0.0869,0.02,11.52]
["December",23,"5AM to 6AM",5,"December 23, 2019 5:00","2019-12-23T05:00:00",-5.1,-5.9,-11.9,2.9,-0.78,0.0869,0.02,11.52]
["December",23,"6AM to 7AM",6,"December 23, 2019 6:00","2019-12-23T06:00:00",{"v":-6,"d":"-6.0"},-6.7,-11.9,2.9,-0.99,{"v":0.087,"d":"0.0870"},0.02,11.49]
["December",23,"7AM to 8AM",7,"December 23, 2019 7:00","2019-12-23T07:00:00",{"v":-6,"d":"-6.0"},-6.7,-11.9,2.9,-0.99,{"v":0.087,"d":"0.0870"},0.02,11.49]
["December",23,"8AM to 9AM",8,"December 23, 2019 8:00","2019-12-23T08:00:00",{"v":-6,"d":"-6.0"},-6.7,-11.9,2.9,-0.99,{"v":0.087,"d":"0.0870"},0.02,11.49]
["December",23,"9AM to 10AM",9,"December 23, 2019 9:00","2019-12-23T09:00:00",-7.1,-7.7,{"v":-13,"d":"-13.0"},2.7,-1.28,0.0873,0.02,11.46]
["December",23,"10AM to 11AM",10,"December 23, 2019 10:00","2019-12-23T10:00:00",-7.1,-7.7,{"v":-13,"d":"-13.0"},2.7,-1.28,0.0873,0.02,11.46]
["December",23,"11AM to 12PM",11,"December 23, 2019 11:00","2019-12-23T11:00:00",{"v":-6,"d":"-6.0"},-6.7,-11.9,2.9,-0.99,{"v":0.087,"d":"0.0870"},0.02,11.49]
["December",23,"12PM to 1PM",12,"December 23, 2019 12:00","2019-12-23T12:00:00",-5.1,-5.8,{"v":-11,"d":"-11.0"},3.1,-0.76,0.0869,0.02,11.52]
["December",23,"1PM to 2PM",13,"December 23, 2019 13:00","2019-12-23T13:00:00",-5.1,-5.8,{"v":-11,"d":"-11.0"},3.1,-0.76,0.0869,0.02,11.52]
["December",23,"2PM to 3PM",14,"December 23, 2019 14:00","2019-12-23T14:00:00",{"v":-4,"d":"-4.0"},-4.8,-9.9,3.3,-0.47,0.0867,0.02,11.54]
["December",23,"3PM to 4PM",15,"December 23, 2019 15:00","2019-12-23T15:00:00",-5.1,-5.7,-9.9,3.3,-0.73,0.0869,0.02,11.52]
["December",23,"4PM to 5PM",16,"December 23, 2019 16:00","2019-12-23T16:00:00",{"v":-6,"d":"-6.0"},-6.5,-9.9,3.3,-0.94,{"v":0.087,"d":"0.0870"},0.02,11.49]
["December",23,"5PM to 6PM",17,"December 23, 2019 17:00","2019-12-23T17:00:00",{"v":-6,"d":"-6.0"},-6.6,{"v":-11,"d":"-11.0"},3.1,-0.97,{"v":0.087,"d":"0.0870"},0.02,11.49]
["December",23,"6PM to 7PM",18,"December 23, 2019 18:00","2019-12-23T18:00:00",-7.1,-7.6,-11.9,2.9,-1.25,0.0873,0.02,11.47]
["December",23,"7PM to 8PM",19,"December 23, 2019 19:00","2019-12-23T19:00:00",{"v":-8,"d":"-8.0"},-8.5,{"v":-13,"d":"-13.0"},2.7,{"v":-1.5,"d":"-1.50"},0.0874,0.02,11.44]
["December",23,"8PM to 9PM",20,"December 23, 2019 20:00","2019-12-23T20:00:00",{"v":-11,"d":"-11.0"},-11.4,{"v":-15,"d":"-15.0"},2.5,-2.27,{"v":0.088,"d":"0.0880"},0.02,11.36]
["December",23,"9PM to 10PM",21,"December 23, 2019 21:00","2019-12-23T21:00:00",{"v":-11,"d":"-11.0"},-11.4,{"v":-15,"d":"-15.0"},2.5,-2.27,{"v":0.088,"d":"0.0880"},0.02,11.36]
["December",23,"10PM to 11PM",22,"December 23, 2019 22:00","2019-12-23T22:00:00",{"v":-11,"d":"-11.0"},-11.4,{"v":-15,"d":"-15.0"},2.5,-2.27,{"v":0.088,"d":"0.0880"},0.02,11.36]
["December",23,"11PM to 12AM",23,"December 23, 2019 23:00","2019-12-23T23:00:00",{"v":-11,"d":"-11.0"},-11.4,{"v":-15,"d":"-15.0"},2.5,-2.27,{"v":0.088,"d":"0.0880"},0.02,11.36]
["December",24,"12AM to 1AM",0,"December 24, 2019 0:00","2019-12-24",-11.9,-12.4,{"v":-17,"d":"-17.0"},2.2,-2.53,0.0882,0.01,11.34]
["December",24,"1AM to 2AM",1,"December 24, 2019 1:00","2019-12-24T01:00:00",-11.9,-12.3,-16.1,2.3,-2.51,0.0882,0.02,11.34]
["December",24,"2AM to 3AM",2,"December 24, 2019 2:00","2019-12-24T02:00:00",{"v":-13,"d":"-13.0"},-13.4,{"v":-18,"d":"-18.0"},2.1,-2.81,0.0884,0.01,11.31]
["December",24,"3AM to 4AM",3,"December 24, 2019 3:00","2019-12-24T03:00:00",{"v":-13,"d":"-13.0"},-13.4,{"v":-18,"d":"-18.0"},2.1,-2.81,0.0884,0.01,11.31]
["December",24,"4AM to 5AM",4,"December 24, 2019 4:00","2019-12-24T04:00:00",-11.9,-12.4,{"v":-17,"d":"-17.0"},2.2,-2.53,0.0882,0.01,11.34]
["December",24,"5AM to 6AM",5,"December 24, 2019 5:00","2019-12-24T05:00:00",{"v":-13,"d":"-13.0"},-13.4,{"v":-17,"d":"-17.0"},2.2,-2.79,0.0884,0.01,11.31]
["December",24,"6AM to 7AM",6,"December 24, 2019 6:00","2019-12-24T06:00:00",{"v":-13,"d":"-13.0"},-13.4,{"v":-18,"d":"-18.0"},2.1,-2.81,0.0884,0.01,11.31]
["December",24,"7AM to 8AM",7,"December 24, 2019 7:00","2019-12-24T07:00:00",{"v":-13,"d":"-13.0"},-13.4,{"v":-17,"d":"-17.0"},2.2,-2.79,0.0884,0.01,11.31]
["December",24,"8AM to 9AM",8,"December 24, 2019 8:00","2019-12-24T08:00:00",-14.1,-14.4,{"v":-18,"d":"-18.0"},2.1,-3.07,0.0886,0.01,11.29]
["December",24,"9AM to 10AM",9,{"$f":"A8585&\" \"&B8585&\", \"&$D$5&\" \"&D8585&\":00\"","v":"December 24, 2019 9:00"},{"$f":"DATEVALUE(E8585)+TIMEVALUE(E8585)","v":"2019-12-24T09:00:00"},-14.1,-14.5,-18.9,{"v":2,"d":"2.0"},-3.08,0.0886,0.01,11.28]
["December",24,"10AM to 11AM",{"$f":"IF(D8585+1>23,0,D8585+1)","v":10},"December 24, 2019 10:00","2019-12-24T10:00:00",-14.1,-14.4,{"v":-18,"d":"-18.0"},2.1,-3.07,0.0886,0.01,11.29]
["December",24,"11AM to 12PM",11,"December 24, 2019 11:00","2019-12-24T11:00:00",-14.1,-14.4,{"v":-18,"d":"-18.0"},2.1,-3.07,0.0886,0.01,11.29]
["December",24,"12PM to 1PM",12,"December 24, 2019 12:00","2019-12-24T12:00:00",{"v":-11,"d":"-11.0"},-11.4,{"v":-15,"d":"-15.0"},2.5,-2.27,{"v":0.088,"d":"0.0880"},0.02,11.36]
["December",24,"1PM to 2PM",13,"December 24, 2019 13:00","2019-12-24T13:00:00",-9.9,-10.4,-14.1,2.6,-1.99,0.0878,0.02,11.39]
["December",24,"2PM to 3PM",14,"December 24, 2019 14:00","2019-12-24T14:00:00",{"v":-11,"d":"-11.0"},-11.4,{"v":-15,"d":"-15.0"},2.5,-2.27,{"v":0.088,"d":"0.0880"},0.02,11.36]
["December",24,"3PM to 4PM",15,"December 24, 2019 15:00","2019-12-24T15:00:00",-11.9,-12.4,{"v":-17,"d":"-17.0"},2.2,-2.53,0.0882,0.01,11.34]
["December",24,"4PM to 5PM",16,"December 24, 2019 16:00","2019-12-24T16:00:00",{"v":-13,"d":"-13.0"},-13.4,{"v":-18,"d":"-18.0"},2.1,-2.81,0.0884,0.01,11.31]
["December",24,"5PM to 6PM",17,"December 24, 2019 17:00","2019-12-24T17:00:00",-14.1,-14.4,{"v":-18,"d":"-18.0"},2.1,-3.07,0.0886,0.01,11.29]
["December",24,"6PM to 7PM",18,"December 24, 2019 18:00","2019-12-24T18:00:00",{"v":-15,"d":"-15.0"},-15.3,-18.9,{"v":2,"d":"2.0"},{"v":-3.3,"d":"-3.30"},0.0888,0.01,11.26]
["December",24,"7PM to 8PM",19,"December 24, 2019 19:00","2019-12-24T19:00:00",{"v":-15,"d":"-15.0"},-15.4,{"v":-20,"d":"-20.0"},1.8,-3.32,0.0888,0.01,11.26]
["December",24,"8PM to 9PM",20,"December 24, 2019 20:00","2019-12-24T20:00:00",-16.1,-16.5,{"v":-22,"d":"-22.0"},1.6,-3.61,{"v":0.089,"d":"0.0890"},0.01,11.23]
["December",24,"9PM to 10PM",21,"December 24, 2019 21:00","2019-12-24T21:00:00",{"v":-17,"d":"-17.0"},-17.4,-23.1,1.5,-3.84,0.0892,0.01,11.21]
["December",24,"10PM to 11PM",22,"December 24, 2019 22:00","2019-12-24T22:00:00",{"v":-17,"d":"-17.0"},-17.4,-23.1,1.5,-3.84,0.0892,0.01,11.21]
["December",24,"11PM to 12AM",23,"December 24, 2019 23:00","2019-12-24T23:00:00",{"v":-17,"d":"-17.0"},-17.4,-23.1,1.5,-3.84,0.0892,0.01,11.21]
["December",25,"12AM to 1AM",0,"December 25, 2019 0:00","2019-12-25",{"v":-17,"d":"-17.0"},-17.3,{"v":-22,"d":"-22.0"},1.6,-3.82,0.0892,0.01,11.21]
["December",25,"1AM to 2AM",1,"December 25, 2019 1:00","2019-12-25T01:00:00",{"v":-18,"d":"-18.0"},-18.4,-23.1,1.5,{"v":-4.1,"d":"-4.10"},0.0894,0.01,11.18]
["December",25,"2AM to 3AM",2,"December 25, 2019 2:00","2019-12-25T02:00:00",{"v":-18,"d":"-18.0"},-18.4,-23.1,1.5,{"v":-4.1,"d":"-4.10"},0.0894,0.01,11.18]
["December",25,"3AM to 4AM",3,"December 25, 2019 3:00","2019-12-25T03:00:00",{"v":-18,"d":"-18.0"},-18.4,-23.1,1.5,{"v":-4.1,"d":"-4.10"},0.0894,0.01,11.18]
["December",25,"4AM to 5AM",4,"December 25, 2019 4:00","2019-12-25T04:00:00",{"v":-17,"d":"-17.0"},-17.3,{"v":-22,"d":"-22.0"},1.6,-3.82,0.0892,0.01,11.21]
["December",25,"5AM to 6AM",5,"December 25, 2019 5:00","2019-12-25T05:00:00",{"v":-17,"d":"-17.0"},-17.4,-23.1,1.5,-3.84,0.0892,0.01,11.21]
["December",25,"6AM to 7AM",6,"December 25, 2019 6:00","2019-12-25T06:00:00",{"v":-17,"d":"-17.0"},-17.3,{"v":-22,"d":"-22.0"},1.6,-3.82,0.0892,0.01,11.21]
["December",25,"7AM to 8AM",7,"December 25, 2019 7:00","2019-12-25T07:00:00",{"v":-18,"d":"-18.0"},-18.4,-23.1,1.5,{"v":-4.1,"d":"-4.10"},0.0894,0.01,11.18]
["December",25,"8AM to 9AM",8,"December 25, 2019 8:00","2019-12-25T08:00:00",-16.1,-16.4,-20.9,1.8,-3.59,{"v":0.089,"d":"0.0890"},0.01,11.23]
["December",25,"9AM to 10AM",9,"December 25, 2019 9:00","2019-12-25T09:00:00",{"v":-17,"d":"-17.0"},-17.3,{"v":-22,"d":"-22.0"},1.6,-3.82,0.0892,0.01,11.21]
["December",25,"10AM to 11AM",10,"December 25, 2019 10:00","2019-12-25T10:00:00",{"v":-17,"d":"-17.0"},-17.3,{"v":-22,"d":"-22.0"},1.6,-3.82,0.0892,0.01,11.21]
["December",25,"11AM to 12PM",11,"December 25, 2019 11:00","2019-12-25T11:00:00",{"v":-15,"d":"-15.0"},-15.4,{"v":-20,"d":"-20.0"},1.8,-3.32,0.0888,0.01,11.26]
["December",25,"12PM to 1PM",12,"December 25, 2019 12:00","2019-12-25T12:00:00",{"v":-13,"d":"-13.0"},-13.4,{"v":-17,"d":"-17.0"},2.2,-2.79,0.0884,0.01,11.31]
["December",25,"1PM to 2PM",13,"December 25, 2019 13:00","2019-12-25T13:00:00",-11.9,-12.2,{"v":-15,"d":"-15.0"},2.5,-2.49,0.0882,0.02,11.34]
["December",25,"2PM to 3PM",14,"December 25, 2019 14:00","2019-12-25T14:00:00",{"v":-11,"d":"-11.0"},-11.4,{"v":-15,"d":"-15.0"},2.5,-2.27,{"v":0.088,"d":"0.0880"},0.02,11.36]
["December",25,"3PM to 4PM",15,"December 25, 2019 15:00","2019-12-25T15:00:00",{"v":-11,"d":"-11.0"},-11.5,-16.1,2.3,{"v":-2.3,"d":"-2.30"},{"v":0.088,"d":"0.0880"},0.02,11.36]
["December",25,"4PM to 5PM",16,"December 25, 2019 16:00","2019-12-25T16:00:00",-9.9,-10.4,-14.1,2.6,-1.99,0.0878,0.02,11.39]
["December",25,"5PM to 6PM",17,"December 25, 2019 17:00","2019-12-25T17:00:00",-9.9,-10.4,-14.1,2.6,-1.99,0.0878,0.02,11.39]
["December",25,"6PM to 7PM",18,"December 25, 2019 18:00","2019-12-25T18:00:00",{"v":-9,"d":"-9.0"},-9.6,-14.1,2.6,-1.78,0.0876,0.02,11.41]
["December",25,"7PM to 8PM",19,"December 25, 2019 19:00","2019-12-25T19:00:00",-9.9,-10.4,-14.1,2.6,-1.99,0.0878,0.02,11.39]
["December",25,"8PM to 9PM",20,"December 25, 2019 20:00","2019-12-25T20:00:00",-9.9,-10.4,-14.1,2.6,-1.99,0.0878,0.02,11.39]
["December",25,"9PM to 10PM",21,"December 25, 2019 21:00","2019-12-25T21:00:00",{"v":-11,"d":"-11.0"},-11.4,{"v":-15,"d":"-15.0"},2.5,-2.27,{"v":0.088,"d":"0.0880"},0.02,11.36]
["December",25,"10PM to 11PM",22,"December 25, 2019 22:00","2019-12-25T22:00:00",{"v":-11,"d":"-11.0"},-11.4,{"v":-15,"d":"-15.0"},2.5,-2.27,{"v":0.088,"d":"0.0880"},0.02,11.36]
["December",25,"11PM to 12AM",23,"December 25, 2019 23:00","2019-12-25T23:00:00",-9.9,-10.4,-14.1,2.6,-1.99,0.0878,0.02,11.39]
["December",26,"12AM to 1AM",0,"December 26, 2019 0:00","2019-12-26",{"v":-8,"d":"-8.0"},-8.4,-11.9,2.9,-1.47,0.0874,0.02,11.44]
["December",26,"1AM to 2AM",1,"December 26, 2019 1:00","2019-12-26T01:00:00",{"v":-2,"d":"-2.0"},-2.6,{"v":-6,"d":"-6.0"},{"v":4,"d":"4.0"},0.13,0.0863,0.03,{"v":11.6,"d":"11.60"}]
["December",26,"2AM to 3AM",2,"December 26, 2019 2:00","2019-12-26T02:00:00",{"v":-2,"d":"-2.0"},-2.5,-5.1,4.2,0.16,0.0863,0.03,{"v":11.6,"d":"11.60"}]
["December",26,"3AM to 4AM",3,"December 26, 2019 3:00","2019-12-26T03:00:00",{"v":1,"d":"1.0"},0.5,{"v":-2,"d":"-2.0"},{"v":5,"d":"5.0"},{"v":1,"d":"1.00"},0.0857,0.03,11.68]
["December",26,"4AM to 5AM",4,"December 26, 2019 4:00","2019-12-26T04:00:00",1.9,1.4,-0.9,5.3,1.27,0.0855,0.04,{"v":11.7,"d":"11.70"}]
["December",26,"5AM to 6AM",5,"December 26, 2019 5:00","2019-12-26T05:00:00",{"v":7,"d":"7.0"},6.3,3.9,6.8,2.71,0.0846,0.05,11.83]
["December",26,"6AM to 7AM",6,"December 26, 2019 6:00","2019-12-26T06:00:00",15.1,14.5,12.9,10.7,5.25,0.0831,0.07,12.05]
["December",26,"7AM to 8AM",7,"December 26, 2019 7:00","2019-12-26T07:00:00",15.1,14.2,{"v":12,"d":"12.0"},10.2,5.18,0.0831,0.07,12.05]
["December",26,"8AM to 9AM",8,"December 26, 2019 8:00","2019-12-26T08:00:00",{"v":16,"d":"16.0"},15.1,12.9,10.7,5.47,{"v":0.083,"d":"0.0830"},0.07,12.07]
["December",26,"9AM to 10AM",9,"December 26, 2019 9:00","2019-12-26T09:00:00",17.1,16.1,{"v":14,"d":"14.0"},11.3,5.82,0.0828,0.08,{"v":12.1,"d":"12.10"}]
["December",26,"10AM to 11AM",10,"December 26, 2019 10:00","2019-12-26T10:00:00",{"v":19,"d":"19.0"},17.8,15.1,11.9,6.39,0.0824,0.08,12.15]
["December",26,"11AM to 12PM",11,"December 26, 2019 11:00","2019-12-26T11:00:00",{"v":19,"d":"19.0"},17.8,15.1,11.9,6.39,0.0824,0.08,12.15]
["December",26,"12PM to 1PM",12,"December 26, 2019 12:00","2019-12-26T12:00:00",{"v":21,"d":"21.0"},19.7,17.1,13.1,7.05,0.0821,0.09,{"v":12.2,"d":"12.20"}]
["December",26,"1PM to 2PM",13,"December 26, 2019 13:00","2019-12-26T13:00:00",21.9,20.9,{"v":19,"d":"19.0"},14.5,7.47,0.0819,{"v":0.1,"d":"0.10"},12.23]
["December",26,"2PM to 3PM",14,"December 26, 2019 14:00","2019-12-26T14:00:00",21.9,21.6,{"v":21,"d":"21.0"},15.9,7.69,0.0819,0.11,12.24]
["December",26,"3PM to 4PM",15,"December 26, 2019 15:00","2019-12-26T15:00:00",{"v":23,"d":"23.0"},21.9,19.9,15.1,7.83,0.0817,{"v":0.1,"d":"0.10"},12.26]
["December",26,"4PM to 5PM",16,"December 26, 2019 16:00","2019-12-26T16:00:00",{"v":23,"d":"23.0"},21.9,19.9,15.1,7.83,0.0817,{"v":0.1,"d":"0.10"},12.26]
["December",26,"5PM to 6PM",17,"December 26, 2019 17:00","2019-12-26T17:00:00",{"v":23,"d":"23.0"},21.9,19.9,15.1,7.83,0.0817,{"v":0.1,"d":"0.10"},12.26]
["December",26,"6PM to 7PM",18,"December 26, 2019 18:00","2019-12-26T18:00:00",24.1,{"v":23,"d":"23.0"},{"v":21,"d":"21.0"},15.9,8.21,0.0815,0.11,12.29]
["December",26,"7PM to 8PM",19,"December 26, 2019 19:00","2019-12-26T19:00:00",24.1,23.3,21.9,16.6,8.32,0.0815,0.11,12.29]
["December",26,"8PM to 9PM",20,"December 26, 2019 20:00","2019-12-26T20:00:00",24.1,23.3,21.9,16.6,8.32,0.0815,0.11,12.29]
["December",26,"9PM to 10PM",21,"December 26, 2019 21:00","2019-12-26T21:00:00",24.1,23.3,21.9,16.6,8.32,0.0815,0.11,12.29]
["December",26,"10PM to 11PM",22,"December 26, 2019 22:00","2019-12-26T22:00:00",19.9,19.6,{"v":19,"d":"19.0"},14.5,{"v":7,"d":"7.00"},0.0823,{"v":0.1,"d":"0.10"},12.18]
["December",26,"11PM to 12AM",23,"December 26, 2019 23:00","2019-12-26T23:00:00",19.9,19.3,{"v":18,"d":"18.0"},13.7,6.88,0.0823,0.09,12.18]
["December",27,"12AM to 1AM",0,"December 27, 2019 0:00","2019-12-27",{"v":19,"d":"19.0"},18.4,17.1,13.1,6.58,0.0824,0.09,12.15]
["December",27,"1AM to 2AM",1,{"$f":"A8649&\" \"&B8649&\", \"&$D$5&\" \"&D8649&\":00\"","v":"December 27, 2019 1:00"},{"$f":"DATEVALUE(E8649)+TIMEVALUE(E8649)","v":"2019-12-27T01:00:00"},17.1,16.5,15.1,11.9,5.91,0.0828,0.08,{"v":12.1,"d":"12.10"}]
["December",27,"2AM to 3AM",{"$f":"IF(D8649+1>23,0,D8649+1)","v":2},"December 27, 2019 2:00","2019-12-27T02:00:00",{"v":16,"d":"16.0"},15.4,{"v":14,"d":"14.0"},11.3,5.56,{"v":0.083,"d":"0.0830"},0.08,12.07]
["December",27,"3AM to 4AM",3,"December 27, 2019 3:00","2019-12-27T03:00:00",15.1,14.5,12.9,10.7,5.25,0.0831,0.07,12.05]
["December",27,"4AM to 5AM",4,"December 27, 2019 4:00","2019-12-27T04:00:00",{"v":14,"d":"14.0"},13.5,{"v":12,"d":"12.0"},10.2,4.92,0.0833,0.07,12.02]
["December",27,"5AM to 6AM",5,"December 27, 2019 5:00","2019-12-27T05:00:00",{"v":14,"d":"14.0"},13.5,{"v":12,"d":"12.0"},10.2,4.92,0.0833,0.07,12.02]
["December",27,"6AM to 7AM",6,"December 27, 2019 6:00","2019-12-27T06:00:00",12.9,12.4,10.9,9.7,4.58,0.0835,0.07,11.99]
["December",27,"7AM to 8AM",7,"December 27, 2019 7:00","2019-12-27T07:00:00",12.9,12.4,10.9,9.7,4.58,0.0835,0.07,11.99]
["December",27,"8AM to 9AM",8,"December 27, 2019 8:00","2019-12-27T08:00:00",10.9,10.2,8.1,8.4,{"v":3.9,"d":"3.90"},0.0839,0.06,11.94]
["December",27,"9AM to 10AM",9,"December 27, 2019 9:00","2019-12-27T09:00:00",{"v":10,"d":"10.0"},9.6,8.1,8.4,3.69,{"v":0.084,"d":"0.0840"},0.06,11.91]
["December",27,"10AM to 11AM",10,"December 27, 2019 10:00","2019-12-27T10:00:00",{"v":9,"d":"9.0"},8.5,{"v":7,"d":"7.0"},7.9,3.36,0.0842,0.05,11.88]
["December",27,"11AM to 12PM",11,"December 27, 2019 11:00","2019-12-27T11:00:00",{"v":9,"d":"9.0"},8.3,6.1,7.6,{"v":3.3,"d":"3.30"},0.0842,0.05,11.88]
["December",27,"12PM to 1PM",12,"December 27, 2019 12:00","2019-12-27T12:00:00",{"v":7,"d":"7.0"},6.5,{"v":5,"d":"5.0"},7.2,2.77,0.0846,0.05,11.83]
["December",27,"1PM to 2PM",13,"December 27, 2019 13:00","2019-12-27T13:00:00",6.1,5.5,{"v":3,"d":"3.0"},6.5,2.44,0.0848,0.04,11.81]
["December",27,"2PM to 3PM",14,"December 27, 2019 14:00","2019-12-27T14:00:00",3.9,3.5,1.9,6.1,1.87,0.0852,0.04,11.75]
["December",27,"3PM to 4PM",15,"December 27, 2019 15:00","2019-12-27T15:00:00",1.9,1.4,-0.9,5.3,1.27,0.0855,0.04,{"v":11.7,"d":"11.70"}]
["December",27,"4PM to 5PM",16,"December 27, 2019 16:00","2019-12-27T16:00:00",{"v":0,"d":"0.0"},-0.5,-2.9,4.7,0.71,0.0859,0.03,11.65]
["December",27,"5PM to 6PM",17,"December 27, 2019 17:00","2019-12-27T17:00:00",-0.9,-1.4,{"v":-4,"d":"-4.0"},4.5,0.45,0.0861,0.03,11.62]
["December",27,"6PM to 7PM",18,"December 27, 2019 18:00","2019-12-27T18:00:00",{"v":-6,"d":"-6.0"},-6.5,-9.9,3.3,-0.94,{"v":0.087,"d":"0.0870"},0.02,11.49]
["December",27,"7PM to 8PM",19,"December 27, 2019 19:00","2019-12-27T19:00:00",-9.9,-10.4,-14.1,2.6,-1.99,0.0878,0.02,11.39]
["December",27,"8PM to 9PM",20,"December 27, 2019 20:00","2019-12-27T20:00:00",-11.9,-12.4,{"v":-17,"d":"-17.0"},2.2,-2.53,0.0882,0.01,11.34]
["December",27,"9PM to 10PM",21,"December 27, 2019 21:00","2019-12-27T21:00:00",-14.1,-14.5,-18.9,{"v":2,"d":"2.0"},-3.08,0.0886,0.01,11.28]
["December",27,"10PM to 11PM",22,"December 27, 2019 22:00","2019-12-27T22:00:00",{"v":-13,"d":"-13.0"},-13.4,{"v":-18,"d":"-18.0"},2.1,-2.81,0.0884,0.01,11.31]
["December",27,"11PM to 12AM",23,"December 27, 2019 23:00","2019-12-27T23:00:00",-11.9,-12.3,-16.1,2.3,-2.51,0.0882,0.02,11.34]
["December",28,"12AM to 1AM",0,"December 28, 2019 0:00","2019-12-28",-7.1,-7.5,{"v":-11,"d":"-11.0"},3.1,-1.23,0.0873,0.02,11.47]
["December",28,"1AM to 2AM",1,"December 28, 2019 1:00","2019-12-28T01:00:00",-7.1,-7.5,{"v":-11,"d":"-11.0"},3.1,-1.23,0.0873,0.02,11.47]
["December",28,"2AM to 3AM",2,"December 28, 2019 2:00","2019-12-28T02:00:00",{"v":-4,"d":"-4.0"},-4.5,{"v":-8,"d":"-8.0"},3.6,-0.41,0.0867,0.02,11.54]
["December",28,"3AM to 4AM",3,"December 28, 2019 3:00","2019-12-28T03:00:00",1.9,1.3,{"v":-2,"d":"-2.0"},{"v":5,"d":"5.0"},1.22,0.0855,0.03,{"v":11.7,"d":"11.70"}]
["December",28,"4AM to 5AM",4,"December 28, 2019 4:00","2019-12-28T04:00:00",{"v":0,"d":"0.0"},-0.7,{"v":-4,"d":"-4.0"},4.5,0.67,0.0859,0.03,11.65]
["December",28,"5AM to 6AM",5,"December 28, 2019 5:00","2019-12-28T05:00:00",-5.1,-5.6,{"v":-9,"d":"-9.0"},3.4,{"v":-0.7,"d":"-0.70"},0.0869,0.02,11.52]
["December",28,"6AM to 7AM",6,"December 28, 2019 6:00","2019-12-28T06:00:00",{"v":-6,"d":"-6.0"},-6.5,-9.9,3.3,-0.94,{"v":0.087,"d":"0.0870"},0.02,11.49]
["December",28,"7AM to 8AM",7,"December 28, 2019 7:00","2019-12-28T07:00:00",{"v":-2,"d":"-2.0"},-2.6,{"v":-6,"d":"-6.0"},{"v":4,"d":"4.0"},0.13,0.0863,0.03,{"v":11.6,"d":"11.60"}]
["December",28,"8AM to 9AM",8,"December 28, 2019 8:00","2019-12-28T08:00:00",-2.9,-3.5,-7.1,3.8,-0.12,0.0865,0.03,11.57]
["December",28,"9AM to 10AM",9,"December 28, 2019 9:00","2019-12-28T09:00:00",{"v":-2,"d":"-2.0"},-2.6,{"v":-6,"d":"-6.0"},{"v":4,"d":"4.0"},0.13,0.0863,0.03,{"v":11.6,"d":"11.60"}]
["December",28,"10AM to 11AM",10,"December 28, 2019 10:00","2019-12-28T10:00:00",{"v":-4,"d":"-4.0"},-4.5,{"v":-8,"d":"-8.0"},3.6,-0.41,0.0867,0.02,11.54]
["December",28,"11AM to 12PM",11,"December 28, 2019 11:00","2019-12-28T11:00:00",-5.1,-5.6,{"v":-9,"d":"-9.0"},3.4,{"v":-0.7,"d":"-0.70"},0.0869,0.02,11.52]
["December",28,"12PM to 1PM",12,"December 28, 2019 12:00","2019-12-28T12:00:00",-0.9,-1.3,-2.9,4.7,0.49,0.0861,0.03,11.63]
["December",28,"1PM to 2PM",13,"December 28, 2019 13:00","2019-12-28T13:00:00",{"v":-2,"d":"-2.0"},-2.6,{"v":-6,"d":"-6.0"},{"v":4,"d":"4.0"},0.13,0.0863,0.03,{"v":11.6,"d":"11.60"}]
["December",28,"2PM to 3PM",14,"December 28, 2019 14:00","2019-12-28T14:00:00",{"v":0,"d":"0.0"},-0.5,-2.9,4.7,0.71,0.0859,0.03,11.65]
["December",28,"3PM to 4PM",15,"December 28, 2019 15:00","2019-12-28T15:00:00",{"v":1,"d":"1.0"},0.5,{"v":-2,"d":"-2.0"},{"v":5,"d":"5.0"},{"v":1,"d":"1.00"},0.0857,0.03,11.68]
["December",28,"4PM to 5PM",16,"December 28, 2019 16:00","2019-12-28T16:00:00",3.9,3.4,{"v":1,"d":"1.0"},5.8,1.83,0.0852,0.04,11.75]
["December",28,"5PM to 6PM",17,"December 28, 2019 17:00","2019-12-28T17:00:00",{"v":3,"d":"3.0"},2.5,{"v":0,"d":"0.0"},5.5,1.56,0.0853,0.04,11.73]
["December",28,"6PM to 7PM",18,"December 28, 2019 18:00","2019-12-28T18:00:00",{"v":0,"d":"0.0"},-0.7,{"v":-4,"d":"-4.0"},4.5,0.67,0.0859,0.03,11.65]
["December",28,"7PM to 8PM",19,"December 28, 2019 19:00","2019-12-28T19:00:00",-0.9,-1.6,-5.1,4.2,0.42,0.0861,0.03,11.62]
["December",28,"8PM to 9PM",20,"December 28, 2019 20:00","2019-12-28T20:00:00",{"v":-4,"d":"-4.0"},-4.5,{"v":-8,"d":"-8.0"},3.6,-0.41,0.0867,0.02,11.54]
["December",28,"9PM to 10PM",21,"December 28, 2019 21:00","2019-12-28T21:00:00",-5.1,-5.5,{"v":-8,"d":"-8.0"},3.6,-0.67,0.0869,0.02,11.52]
["December",28,"10PM to 11PM",22,"December 28, 2019 22:00","2019-12-28T22:00:00",{"v":-6,"d":"-6.0"},-6.5,-9.9,3.3,-0.94,{"v":0.087,"d":"0.0870"},0.02,11.49]
["December",28,"11PM to 12AM",23,"December 28, 2019 23:00","2019-12-28T23:00:00",-7.1,-7.5,{"v":-11,"d":"-11.0"},3.1,-1.23,0.0873,0.02,11.47]
["December",29,"12AM to 1AM",0,"December 29, 2019 0:00","2019-12-29",{"v":-8,"d":"-8.0"},-8.4,-11.9,2.9,-1.47,0.0874,0.02,11.44]
["December",29,"1AM to 2AM",1,"December 29, 2019 1:00","2019-12-29T01:00:00",{"v":-9,"d":"-9.0"},-9.5,{"v":-13,"d":"-13.0"},2.7,-1.75,0.0876,0.02,11.41]
["December",29,"2AM to 3AM",2,"December 29, 2019 2:00","2019-12-29T02:00:00",{"v":-9,"d":"-9.0"},-9.6,-14.1,2.6,-1.78,0.0876,0.02,11.41]
["December",29,"3AM to 4AM",3,"December 29, 2019 3:00","2019-12-29T03:00:00",-11.9,-12.4,{"v":-17,"d":"-17.0"},2.2,-2.53,0.0882,0.01,11.34]
["December",29,"4AM to 5AM",4,"December 29, 2019 4:00","2019-12-29T04:00:00",{"v":-15,"d":"-15.0"},-15.4,{"v":-20,"d":"-20.0"},1.8,-3.32,0.0888,0.01,11.26]
["December",29,"5AM to 6AM",5,"December 29, 2019 5:00","2019-12-29T05:00:00",{"v":-15,"d":"-15.0"},-15.3,-18.9,{"v":2,"d":"2.0"},{"v":-3.3,"d":"-3.30"},0.0888,0.01,11.26]
["December",29,"6AM to 7AM",6,"December 29, 2019 6:00","2019-12-29T06:00:00",-14.1,-14.5,-18.9,{"v":2,"d":"2.0"},-3.08,0.0886,0.01,11.28]
["December",29,"7AM to 8AM",7,"December 29, 2019 7:00","2019-12-29T07:00:00",{"v":-15,"d":"-15.0"},-15.4,{"v":-20,"d":"-20.0"},1.8,-3.32,0.0888,0.01,11.26]
["December",29,"8AM to 9AM",8,"December 29, 2019 8:00","2019-12-29T08:00:00",-11.9,-12.4,{"v":-17,"d":"-17.0"},2.2,-2.53,0.0882,0.01,11.34]
["December",29,"9AM to 10AM",9,"December 29, 2019 9:00","2019-12-29T09:00:00",-14.1,-14.5,-18.9,{"v":2,"d":"2.0"},-3.08,0.0886,0.01,11.28]
["December",29,"10AM to 11AM",10,"December 29, 2019 10:00","2019-12-29T10:00:00",{"v":-13,"d":"-13.0"},-13.4,{"v":-18,"d":"-18.0"},2.1,-2.81,0.0884,0.01,11.31]
["December",29,"11AM to 12PM",11,"December 29, 2019 11:00","2019-12-29T11:00:00",{"v":-13,"d":"-13.0"},-13.4,{"v":-18,"d":"-18.0"},2.1,-2.81,0.0884,0.01,11.31]
["December",29,"12PM to 1PM",12,"December 29, 2019 12:00","2019-12-29T12:00:00",{"v":-13,"d":"-13.0"},-13.4,{"v":-17,"d":"-17.0"},2.2,-2.79,0.0884,0.01,11.31]
["December",29,"1PM to 2PM",13,"December 29, 2019 13:00","2019-12-29T13:00:00",{"v":-15,"d":"-15.0"},-15.2,{"v":-18,"d":"-18.0"},2.1,-3.28,0.0888,0.01,11.26]
["December",29,"2PM to 3PM",14,"December 29, 2019 14:00","2019-12-29T14:00:00",{"v":-15,"d":"-15.0"},-15.3,-18.9,{"v":2,"d":"2.0"},{"v":-3.3,"d":"-3.30"},0.0888,0.01,11.26]
["December",29,"3PM to 4PM",15,"December 29, 2019 15:00","2019-12-29T15:00:00",-16.1,-16.4,{"v":-20,"d":"-20.0"},1.8,-3.58,{"v":0.089,"d":"0.0890"},0.01,11.23]
["December",29,"4PM to 5PM",16,"December 29, 2019 16:00","2019-12-29T16:00:00",{"v":-18,"d":"-18.0"},-18.4,-23.1,1.5,{"v":-4.1,"d":"-4.10"},0.0894,0.01,11.18]
["December",29,"5PM to 6PM",17,{"$f":"A8713&\" \"&B8713&\", \"&$D$5&\" \"&D8713&\":00\"","v":"December 29, 2019 17:00"},{"$f":"DATEVALUE(E8713)+TIMEVALUE(E8713)","v":"2019-12-29T17:00:00"},-18.9,-19.3,-25.1,1.4,-4.34,0.0896,0.01,11.16]
["December",29,"6PM to 7PM",{"$f":"IF(D8713+1>23,0,D8713+1)","v":18},"December 29, 2019 18:00","2019-12-29T18:00:00",{"v":-20,"d":"-20.0"},-20.3,-25.1,1.4,{"v":-4.6,"d":"-4.60"},0.0898,0.01,11.13]
["December",29,"7PM to 8PM",19,"December 29, 2019 19:00","2019-12-29T19:00:00",-18.9,-19.2,-23.1,1.5,-4.31,0.0896,0.01,11.16]
["December",29,"8PM to 9PM",20,"December 29, 2019 20:00","2019-12-29T20:00:00",-18.9,-19.3,{"v":-24,"d":"-24.0"},1.5,-4.32,0.0896,0.01,11.16]
["December",29,"9PM to 10PM",21,"December 29, 2019 21:00","2019-12-29T21:00:00",-18.9,-19.3,{"v":-24,"d":"-24.0"},1.5,-4.32,0.0896,0.01,11.16]
["December",29,"10PM to 11PM",22,"December 29, 2019 22:00","2019-12-29T22:00:00",-18.9,-19.3,{"v":-24,"d":"-24.0"},1.5,-4.32,0.0896,0.01,11.16]
["December",29,"11PM to 12AM",23,"December 29, 2019 23:00","2019-12-29T23:00:00",-18.9,-19.3,{"v":-24,"d":"-24.0"},1.5,-4.32,0.0896,0.01,11.16]
["December",30,"12AM to 1AM",0,"December 30, 2019 0:00","2019-12-30",{"v":-17,"d":"-17.0"},-17.3,{"v":-22,"d":"-22.0"},1.6,-3.82,0.0892,0.01,11.21]
["December",30,"1AM to 2AM",1,"December 30, 2019 1:00","2019-12-30T01:00:00",-9.9,-10.5,{"v":-15,"d":"-15.0"},2.5,-2.01,0.0878,0.02,11.39]
["December",30,"2AM to 3AM",2,"December 30, 2019 2:00","2019-12-30T02:00:00",{"v":-9,"d":"-9.0"},-9.4,-11.9,2.9,-1.73,0.0876,0.02,11.42]
["December",30,"3AM to 4AM",3,"December 30, 2019 3:00","2019-12-30T03:00:00",-5.1,-5.6,{"v":-9,"d":"-9.0"},3.4,{"v":-0.7,"d":"-0.70"},0.0869,0.02,11.52]
["December",30,"4AM to 5AM",4,"December 30, 2019 4:00","2019-12-30T04:00:00",{"v":-2,"d":"-2.0"},-2.6,{"v":-6,"d":"-6.0"},{"v":4,"d":"4.0"},0.13,0.0863,0.03,{"v":11.6,"d":"11.60"}]
["December",30,"5AM to 6AM",5,"December 30, 2019 5:00","2019-12-30T05:00:00",{"v":1,"d":"1.0"},0.5,{"v":-2,"d":"-2.0"},{"v":5,"d":"5.0"},{"v":1,"d":"1.00"},0.0857,0.03,11.68]
["December",30,"6AM to 7AM",6,"December 30, 2019 6:00","2019-12-30T06:00:00",-2.9,-3.5,-7.1,3.8,-0.12,0.0865,0.03,11.57]
["December",30,"7AM to 8AM",7,"December 30, 2019 7:00","2019-12-30T07:00:00",{"v":0,"d":"0.0"},-0.7,{"v":-4,"d":"-4.0"},4.5,0.67,0.0859,0.03,11.65]
["December",30,"8AM to 9AM",8,"December 30, 2019 8:00","2019-12-30T08:00:00",{"v":3,"d":"3.0"},2.5,{"v":0,"d":"0.0"},5.5,1.56,0.0853,0.04,11.73]
["December",30,"9AM to 10AM",9,"December 30, 2019 9:00","2019-12-30T09:00:00",{"v":1,"d":"1.0"},0.5,{"v":-2,"d":"-2.0"},{"v":5,"d":"5.0"},{"v":1,"d":"1.00"},0.0857,0.03,11.68]
["December",30,"10AM to 11AM",10,"December 30, 2019 10:00","2019-12-30T10:00:00",-7.1,-7.5,{"v":-11,"d":"-11.0"},3.1,-1.23,0.0873,0.02,11.47]
["December",30,"11AM to 12PM",11,"December 30, 2019 11:00","2019-12-30T11:00:00",-9.9,-10.4,-14.1,2.6,-1.99,0.0878,0.02,11.39]
["December",30,"12PM to 1PM",12,"December 30, 2019 12:00","2019-12-30T12:00:00",{"v":-13,"d":"-13.0"},-13.4,{"v":-17,"d":"-17.0"},2.2,-2.79,0.0884,0.01,11.31]
["December",30,"1PM to 2PM",13,"December 30, 2019 13:00","2019-12-30T13:00:00",{"v":-13,"d":"-13.0"},-13.4,{"v":-17,"d":"-17.0"},2.2,-2.79,0.0884,0.01,11.31]
["December",30,"2PM to 3PM",14,"December 30, 2019 14:00","2019-12-30T14:00:00",-14.1,-14.5,-18.9,{"v":2,"d":"2.0"},-3.08,0.0886,0.01,11.28]
["December",30,"3PM to 4PM",15,"December 30, 2019 15:00","2019-12-30T15:00:00",{"v":-17,"d":"-17.0"},-17.3,{"v":-22,"d":"-22.0"},1.6,-3.82,0.0892,0.01,11.21]
["December",30,"4PM to 5PM",16,"December 30, 2019 16:00","2019-12-30T16:00:00",-16.1,-16.4,-20.9,1.8,-3.59,{"v":0.089,"d":"0.0890"},0.01,11.23]
["December",30,"5PM to 6PM",17,"December 30, 2019 17:00","2019-12-30T17:00:00",{"v":-18,"d":"-18.0"},-18.4,-23.1,1.5,{"v":-4.1,"d":"-4.10"},0.0894,0.01,11.18]
["December",30,"6PM to 7PM",18,"December 30, 2019 18:00","2019-12-30T18:00:00",{"v":-18,"d":"-18.0"},-18.4,-23.1,1.5,{"v":-4.1,"d":"-4.10"},0.0894,0.01,11.18]
["December",30,"7PM to 8PM",19,"December 30, 2019 19:00","2019-12-30T19:00:00",{"v":-20,"d":"-20.0"},-20.4,{"v":-26,"d":"-26.0"},1.3,-4.61,0.0898,0.01,11.13]
["December",30,"8PM to 9PM",20,"December 30, 2019 20:00","2019-12-30T20:00:00",-20.9,-21.3,-27.9,1.2,-4.85,{"v":0.09,"d":"0.0900"},0.01,11.11]
["December",30,"9PM to 10PM",21,"December 30, 2019 21:00","2019-12-30T21:00:00",{"v":-18,"d":"-18.0"},-18.4,-23.1,1.5,{"v":-4.1,"d":"-4.10"},0.0894,0.01,11.18]
["December",30,"10PM to 11PM",22,"December 30, 2019 22:00","2019-12-30T22:00:00",{"v":-15,"d":"-15.0"},-15.4,{"v":-20,"d":"-20.0"},1.8,-3.32,0.0888,0.01,11.26]
["December",30,"11PM to 12AM",23,"December 30, 2019 23:00","2019-12-30T23:00:00",-11.9,-12.4,{"v":-17,"d":"-17.0"},2.2,-2.53,0.0882,0.01,11.34]
["December",31,"12AM to 1AM",0,"December 31, 2019 0:00","2019-12-31",-9.9,-10.5,{"v":-15,"d":"-15.0"},2.5,-2.01,0.0878,0.02,11.39]
["December",31,"1AM to 2AM",1,"December 31, 2019 1:00","2019-12-31T01:00:00",{"v":-9,"d":"-9.0"},-9.5,{"v":-13,"d":"-13.0"},2.7,-1.75,0.0876,0.02,11.41]
["December",31,"2AM to 3AM",2,"December 31, 2019 2:00","2019-12-31T02:00:00",-7.1,-7.5,{"v":-11,"d":"-11.0"},3.1,-1.23,0.0873,0.02,11.47]
["December",31,"3AM to 4AM",3,"December 31, 2019 3:00","2019-12-31T03:00:00",-5.1,-5.6,{"v":-9,"d":"-9.0"},3.4,{"v":-0.7,"d":"-0.70"},0.0869,0.02,11.52]
["December",31,"4AM to 5AM",4,"December 31, 2019 4:00","2019-12-31T04:00:00",{"v":-4,"d":"-4.0"},-4.5,{"v":-8,"d":"-8.0"},3.6,-0.41,0.0867,0.02,11.54]
["December",31,"5AM to 6AM",5,"December 31, 2019 5:00","2019-12-31T05:00:00",-2.9,-3.5,-7.1,3.8,-0.12,0.0865,0.03,11.57]
["December",31,"6AM to 7AM",6,"December 31, 2019 6:00","2019-12-31T06:00:00",{"v":-2,"d":"-2.0"},-2.5,-5.1,4.2,0.16,0.0863,0.03,{"v":11.6,"d":"11.60"}]
["December",31,"7AM to 8AM",7,"December 31, 2019 7:00","2019-12-31T07:00:00",{"v":0,"d":"0.0"},-0.7,{"v":-4,"d":"-4.0"},4.5,0.67,0.0859,0.03,11.65]
["December",31,"8AM to 9AM",8,"December 31, 2019 8:00","2019-12-31T08:00:00",{"v":1,"d":"1.0"},0.5,{"v":-2,"d":"-2.0"},{"v":5,"d":"5.0"},{"v":1,"d":"1.00"},0.0857,0.03,11.68]
["December",31,"9AM to 10AM",9,"December 31, 2019 9:00","2019-12-31T09:00:00",3.9,3.4,{"v":1,"d":"1.0"},5.8,1.83,0.0852,0.04,11.75]
["December",31,"10AM to 11AM",10,"December 31, 2019 10:00","2019-12-31T10:00:00",6.1,5.5,{"v":3,"d":"3.0"},6.5,2.44,0.0848,0.04,11.81]
["December",31,"11AM to 12PM",11,"December 31, 2019 11:00","2019-12-31T11:00:00",{"v":27,"d":"27.0"},{"v":27,"d":"27.0"},{"v":27,"d":"27.0"},21.1,{"v":9.7,"d":"9.70"},{"v":0.081,"d":"0.0810"},0.14,12.38]
["December",31,"12PM to 1PM",12,"December 31, 2019 12:00","2019-12-31T12:00:00",{"v":28,"d":"28.0"},{"v":28,"d":"28.0"},{"v":28,"d":"28.0"},22.2,10.13,0.0808,0.15,12.41]
["December",31,"1PM to 2PM",13,"December 31, 2019 13:00","2019-12-31T13:00:00",28.9,28.9,28.9,23.1,10.49,0.0807,0.16,12.43]
["December",31,"2PM to 3PM",14,"December 31, 2019 14:00","2019-12-31T14:00:00",{"v":30,"d":"30.0"},{"v":30,"d":"30.0"},{"v":30,"d":"30.0"},24.3,10.94,0.0805,0.16,12.47]
["December",31,"3PM to 4PM",15,"December 31, 2019 15:00","2019-12-31T15:00:00",{"v":30,"d":"30.0"},{"v":30,"d":"30.0"},{"v":30,"d":"30.0"},24.3,10.94,0.0805,0.16,12.47]
["December",31,"4PM to 5PM",16,"December 31, 2019 16:00","2019-12-31T16:00:00",{"v":30,"d":"30.0"},{"v":30,"d":"30.0"},{"v":30,"d":"30.0"},24.3,10.94,0.0805,0.16,12.47]
["December",31,"5PM to 6PM",17,"December 31, 2019 17:00","2019-12-31T17:00:00",3.9,3.2,{"v":0,"d":"0.0"},5.5,1.78,0.0852,0.04,11.75]
["December",31,"6PM to 7PM",18,"December 31, 2019 18:00","2019-12-31T18:00:00",{"v":1,"d":"1.0"},0.4,-2.9,4.7,0.97,0.0857,0.03,11.68]
["December",31,"7PM to 8PM",19,"December 31, 2019 19:00","2019-12-31T19:00:00",{"v":1,"d":"1.0"},0.4,-2.9,4.7,0.97,0.0857,0.03,11.68]
["December",31,"8PM to 9PM",20,"December 31, 2019 20:00","2019-12-31T20:00:00",{"v":0,"d":"0.0"},-0.7,{"v":-4,"d":"-4.0"},4.5,0.67,0.0859,0.03,11.65]
["December",31,"9PM to 10PM",21,"December 31, 2019 21:00","2019-12-31T21:00:00",{"v":0,"d":"0.0"},-0.7,{"v":-4,"d":"-4.0"},4.5,0.67,0.0859,0.03,11.65]
["December",31,"10PM to 11PM",22,"December 31, 2019 22:00","2019-12-31T22:00:00",{"v":0,"d":"0.0"},-0.7,{"v":-4,"d":"-4.0"},4.5,0.67,0.0859,0.03,11.65]
["December",31,"11PM to 12AM",23,"December 31, 2019 23:00","2019-12-31T23:00:00",{"v":0,"d":"0.0"},-0.5,-2.9,4.7,0.71,0.0859,0.03,11.65]

{"sheet":"Bethel TMY 2","index":2,"n_rows":8767,"n_cols":14,"rows_kept":4500,"cut":true,"merged":[[5,4,6,4],[5,5,6,5]],"bounds":{"rows_first":2000,"rows_last":500,"rows_between":2000,"halvings":0}}
["Country: USA"]
["State: AK"]
["City: BETHEL"]
["Altitude: 150 ft."]
[{"$nulls":3},{"v":2019,"d":"2,019"}]
["Month","Day","Hour","Hour as 0-23","Date and Time Text String","Excel Date and Time","Dry Bulb","Wet Bulb","Dew Point","Humidity Ratio","Enthalpy","Density","Vapor Pressure","Specific Volume"]
[{"$nulls":6},"°F","°F","°F","gr/lb","btu/lb","lb/cu.ft.","in. HG","cu.ft./lb"]
["January",1,"12AM to 1AM",0,{"$f":"A8&\" \"&B8&\", \"&$D$5&\" \"&D8&\":00\"","v":"January 1, 2019 0:00"},{"$f":"DATEVALUE(E8)+TIMEVALUE(E8)","v":"2019-01-01"},8.1,7.2,3.9,6.8,2.97,0.0843,0.05,11.87]
["January",1,"1AM to 2AM",{"$f":"IF(D8+1>23,0,D8+1)","v":1},{"$f":"A9&\" \"&B9&\", \"&$D$5&\" \"&D9&\":00\"","v":"January 1, 2019 1:00"},{"$f":"DATEVALUE(E9)+TIMEVALUE(E9)","v":"2019-01-01T01:00:00"},8.1,7.2,3.9,6.8,2.97,0.0843,0.05,11.87]
["January",1,"2AM to 3AM",{"$f":"IF(D9+1>23,0,D9+1)","v":2},"January 1, 2019 2:00","2019-01-01T02:00:00",8.1,7.2,3.9,6.8,2.97,0.0843,0.05,11.87]
["January",1,"3AM to 4AM",3,"January 1, 2019 3:00","2019-01-01T03:00:00",{"v":7,"d":"7.0"},6.2,{"v":3,"d":"3.0"},6.5,2.66,0.0845,0.04,11.84]
["January",1,"4AM to 5AM",4,"January 1, 2019 4:00","2019-01-01T04:00:00",{"v":7,"d":"7.0"},{"v":6,"d":"6.0"},1.9,6.1,2.61,0.0845,0.04,11.84]
["January",1,"5AM to 6AM",5,"January 1, 2019 5:00","2019-01-01T05:00:00",6.1,5.2,1.9,6.1,2.39,0.0847,0.04,11.82]
["January",1,"6AM to 7AM",6,"January 1, 2019 6:00","2019-01-01T06:00:00",3.9,3.4,{"v":1,"d":"1.0"},5.9,1.83,0.0851,0.04,11.76]
["January",1,"7AM to 8AM",7,"January 1, 2019 7:00","2019-01-01T07:00:00",1.9,1.4,-0.9,5.3,1.27,0.0855,0.04,11.71]
["January",1,"8AM to 9AM",8,"January 1, 2019 8:00","2019-01-01T08:00:00",{"v":1,"d":"1.0"},0.5,{"v":-2,"d":"-2.0"},{"v":5,"d":"5.0"},1.01,0.0856,0.03,11.69]
["January",1,"9AM to 10AM",9,"January 1, 2019 9:00","2019-01-01T09:00:00",{"v":3,"d":"3.0"},2.3,-0.9,5.3,1.53,0.0853,0.04,11.74]
["January",1,"10AM to 11AM",10,"January 1, 2019 10:00","2019-01-01T10:00:00",{"v":0,"d":"0.0"},-0.7,{"v":-4,"d":"-4.0"},4.5,0.67,0.0858,0.03,11.66]
["January",1,"11AM to 12PM",11,"January 1, 2019 11:00","2019-01-01T11:00:00",{"v":1,"d":"1.0"},0.5,{"v":-2,"d":"-2.0"},{"v":5,"d":"5.0"},1.01,0.0856,0.03,11.69]
["January",1,"12PM to 1PM",12,"January 1, 2019 12:00","2019-01-01T12:00:00",1.9,1.4,-0.9,5.3,1.27,0.0855,0.04,11.71]
["January",1,"1PM to 2PM",13,"January 1, 2019 13:00","2019-01-01T13:00:00",{"v":3,"d":"3.0"},2.3,-0.9,5.3,1.53,0.0853,0.04,11.74]
["January",1,"2PM to 3PM",14,"January 1, 2019 14:00","2019-01-01T14:00:00",3.9,3.2,{"v":0,"d":"0.0"},5.5,1.78,0.0851,0.04,11.76]
["January",1,"3PM to 4PM",15,"January 1, 2019 15:00","2019-01-01T15:00:00",3.9,3.2,{"v":0,"d":"0.0"},5.5,1.78,0.0851,0.04,11.76]
["January",1,"4PM to 5PM",16,"January 1, 2019 16:00","2019-01-01T16:00:00",{"v":3,"d":"3.0"},2.3,-0.9,5.3,1.53,0.0853,0.04,11.74]
["January",1,"5PM to 6PM",17,"January 1, 2019 17:00","2019-01-01T17:00:00",{"v":3,"d":"3.0"},2.5,{"v":0,"d":"0.0"},5.5,1.56,0.0853,0.04,11.74]
["January",1,"6PM to 7PM",18,"January 1, 2019 18:00","2019-01-01T18:00:00",3.9,3.4,{"v":1,"d":"1.0"},5.9,1.83,0.0851,0.04,11.76]
["January",1,"7PM to 8PM",19,"January 1, 2019 19:00","2019-01-01T19:00:00",3.9,3.4,{"v":1,"d":"1.0"},5.9,1.83,0.0851,0.04,11.76]
["January",1,"8PM to 9PM",20,"January 1, 2019 20:00","2019-01-01T20:00:00",3.9,3.4,{"v":1,"d":"1.0"},5.9,1.83,0.0851,0.04,11.76]
["January",1,"9PM to 10PM",21,"January 1, 2019 21:00","2019-01-01T21:00:00",{"v":0,"d":"0.0"},-0.5,-2.9,4.8,0.71,0.0858,0.03,11.66]
["January",1,"10PM to 11PM",22,"January 1, 2019 22:00","2019-01-01T22:00:00",{"v":3,"d":"3.0"},2.5,{"v":0,"d":"0.0"},5.5,1.56,0.0853,0.04,11.74]
["January",1,"11PM to 12AM",23,"January 1, 2019 23:00","2019-01-01T23:00:00",1.9,1.4,-0.9,5.3,1.27,0.0855,0.04,11.71]
["January",2,"12AM to 1AM",0,"January 2, 2019 0:00","2019-01-02",{"v":1,"d":"1.0"},0.5,{"v":-2,"d":"-2.0"},{"v":5,"d":"5.0"},1.01,0.0856,0.03,11.69]
["January",2,"1AM to 2AM",1,"January 2, 2019 1:00","2019-01-02T01:00:00",{"v":0,"d":"0.0"},-0.7,{"v":-4,"d":"-4.0"},4.5,0.67,0.0858,0.03,11.66]
["January",2,"2AM to 3AM",2,"January 2, 2019 2:00","2019-01-02T02:00:00",{"v":0,"d":"0.0"},-0.5,-2.9,4.8,0.71,0.0858,0.03,11.66]
["January",2,"3AM to 4AM",3,"January 2, 2019 3:00","2019-01-02T03:00:00",-5.1,-5.5,{"v":-8,"d":"-8.0"},3.6,-0.67,0.0868,0.02,11.53]
["January",2,"4AM to 5AM",4,"January 2, 2019 4:00","2019-01-02T04:00:00",-5.1,-5.6,{"v":-9,"d":"-9.0"},3.4,{"v":-0.7,"d":"-0.70"},0.0868,0.02,11.53]
["January",2,"5AM to 6AM",5,"January 2, 2019 5:00","2019-01-02T05:00:00",{"v":-4,"d":"-4.0"},-4.4,-7.1,3.8,-0.38,0.0866,0.03,11.56]
["January",2,"6AM to 7AM",6,"January 2, 2019 6:00","2019-01-02T06:00:00",{"v":-6,"d":"-6.0"},-6.5,-9.9,3.3,-0.94,{"v":0.087,"d":"0.0870"},0.02,{"v":11.5,"d":"11.50"}]
["January",2,"7AM to 8AM",7,"January 2, 2019 7:00","2019-01-02T07:00:00",-7.1,-7.4,-9.9,3.3,{"v":-1.2,"d":"-1.20"},0.0872,0.02,11.48]
["January",2,"8AM to 9AM",8,"January 2, 2019 8:00","2019-01-02T08:00:00",{"v":-8,"d":"-8.0"},-8.4,-11.9,2.9,-1.47,0.0873,0.02,11.45]
["January",2,"9AM to 10AM",9,"January 2, 2019 9:00","2019-01-02T09:00:00",-7.1,-7.5,{"v":-11,"d":"-11.0"},3.1,-1.23,0.0872,0.02,11.48]
["January",2,"10AM to 11AM",10,"January 2, 2019 10:00","2019-01-02T10:00:00",{"v":-6,"d":"-6.0"},-6.5,-9.9,3.3,-0.94,{"v":0.087,"d":"0.0870"},0.02,{"v":11.5,"d":"11.50"}]
["January",2,"11AM to 12PM",11,"January 2, 2019 11:00","2019-01-02T11:00:00",-5.1,-5.5,{"v":-8,"d":"-8.0"},3.6,-0.67,0.0868,0.02,11.53]
["January",2,"12PM to 1PM",12,"January 2, 2019 12:00","2019-01-02T12:00:00",-5.1,-5.5,{"v":-8,"d":"-8.0"},3.6,-0.67,0.0868,0.02,11.53]
["January",2,"1PM to 2PM",13,"January 2, 2019 13:00","2019-01-02T13:00:00",{"v":-4,"d":"-4.0"},-4.4,-7.1,3.8,-0.38,0.0866,0.03,11.56]
["January",2,"2PM to 3PM",14,"January 2, 2019 14:00","2019-01-02T14:00:00",-0.9,-1.4,{"v":-4,"d":"-4.0"},4.5,0.45,{"v":0.086,"d":"0.0860"},0.03,11.64]
["January",2,"3PM to 4PM",15,"January 2, 2019 15:00","2019-01-02T15:00:00",{"v":-2,"d":"-2.0"},-2.6,{"v":-6,"d":"-6.0"},{"v":4,"d":"4.0"},0.13,0.0862,0.03,11.61]
["January",2,"4PM to 5PM",16,"January 2, 2019 16:00","2019-01-02T16:00:00",{"v":-4,"d":"-4.0"},-4.5,{"v":-8,"d":"-8.0"},3.6,-0.41,0.0866,0.02,11.56]
["January",2,"5PM to 6PM",17,"January 2, 2019 17:00","2019-01-02T17:00:00",-5.1,-5.5,{"v":-8,"d":"-8.0"},3.6,-0.67,0.0868,0.02,11.53]
["January",2,"6PM to 7PM",18,"January 2, 2019 18:00","2019-01-02T18:00:00",-2.9,-3.4,{"v":-6,"d":"-6.0"},{"v":4,"d":"4.0"},-0.09,0.0864,0.03,11.58]
["January",2,"7PM to 8PM",19,"January 2, 2019 19:00","2019-01-02T19:00:00",-0.9,-1.3,-2.9,4.8,0.49,{"v":0.086,"d":"0.0860"},0.03,11.64]
["January",2,"8PM to 9PM",20,"January 2, 2019 20:00","2019-01-02T20:00:00",{"v":0,"d":"0.0"},-0.5,-2.9,4.8,0.71,0.0858,0.03,11.66]
["January",2,"9PM to 10PM",21,"January 2, 2019 21:00","2019-01-02T21:00:00",{"v":-2,"d":"-2.0"},-2.6,{"v":-6,"d":"-6.0"},{"v":4,"d":"4.0"},0.13,0.0862,0.03,11.61]
["January",2,"10PM to 11PM",22,"January 2, 2019 22:00","2019-01-02T22:00:00",{"v":0,"d":"0.0"},-0.7,{"v":-4,"d":"-4.0"},4.5,0.67,0.0858,0.03,11.66]
["January",2,"11PM to 12AM",23,"January 2, 2019 23:00","2019-01-02T23:00:00",{"v":1,"d":"1.0"},0.5,{"v":-2,"d":"-2.0"},{"v":5,"d":"5.0"},1.01,0.0856,0.03,11.69]
["January",3,"12AM to 1AM",0,"January 3, 2019 0:00","2019-01-03",-0.9,-1.6,-5.1,4.2,0.42,{"v":0.086,"d":"0.0860"},0.03,11.63]
["January",3,"1AM to 2AM",1,"January 3, 2019 1:00","2019-01-03T01:00:00",{"v":0,"d":"0.0"},-0.7,{"v":-4,"d":"-4.0"},4.5,0.67,0.0858,0.03,11.66]
["January",3,"2AM to 3AM",2,"January 3, 2019 2:00","2019-01-03T02:00:00",-0.9,-1.4,{"v":-4,"d":"-4.0"},4.5,0.45,{"v":0.086,"d":"0.0860"},0.03,11.64]
["January",3,"3AM to 4AM",3,"January 3, 2019 3:00","2019-01-03T03:00:00",-2.9,-3.5,-7.1,3.8,-0.12,0.0864,0.03,11.58]
["January",3,"4AM to 5AM",4,"January 3, 2019 4:00","2019-01-03T04:00:00",{"v":1,"d":"1.0"},0.4,-2.9,4.8,0.97,0.0856,0.03,11.69]
["January",3,"5AM to 6AM",5,"January 3, 2019 5:00","2019-01-03T05:00:00",1.9,1.4,-0.9,5.3,1.27,0.0855,0.04,11.71]
["January",3,"6AM to 7AM",6,"January 3, 2019 6:00","2019-01-03T06:00:00",1.9,1.4,-0.9,5.3,1.27,0.0855,0.04,11.71]
["January",3,"7AM to 8AM",7,"January 3, 2019 7:00","2019-01-03T07:00:00",{"v":5,"d":"5.0"},4.4,1.9,6.1,2.13,0.0849,0.04,11.79]
["January",3,"8AM to 9AM",8,"January 3, 2019 8:00","2019-01-03T08:00:00",8.1,7.4,{"v":5,"d":"5.0"},7.2,3.03,0.0843,0.05,11.87]
["January",3,"9AM to 10AM",9,"January 3, 2019 9:00","2019-01-03T09:00:00",8.1,7.4,{"v":5,"d":"5.0"},7.2,3.03,0.0843,0.05,11.87]
["January",3,"10AM to 11AM",10,"January 3, 2019 10:00","2019-01-03T10:00:00",8.1,7.6,6.1,7.6,3.09,0.0843,0.05,11.87]
["January",3,"11AM to 12PM",11,"January 3, 2019 11:00","2019-01-03T11:00:00",8.1,7.6,6.1,7.6,3.09,0.0843,0.05,11.87]
["January",3,"12PM to 1PM",12,"January 3, 2019 12:00","2019-01-03T12:00:00",{"v":10,"d":"10.0"},9.3,{"v":7,"d":"7.0"},7.9,3.62,{"v":0.084,"d":"0.0840"},0.05,11.92]
["January",3,"1PM to 2PM",13,"January 3, 2019 13:00","2019-01-03T13:00:00",10.9,10.4,{"v":9,"d":"9.0"},8.8,3.96,0.0838,0.06,11.95]
["January",3,"2PM to 3PM",14,"January 3, 2019 14:00","2019-01-03T14:00:00",12.9,12.7,{"v":12,"d":"12.0"},10.2,4.66,0.0834,0.07,{"v":12,"d":"12.00"}]
["January",3,"3PM to 4PM",15,"January 3, 2019 15:00","2019-01-03T15:00:00",{"v":14,"d":"14.0"},13.5,{"v":12,"d":"12.0"},10.2,4.92,0.0832,0.07,12.03]
["January",3,"4PM to 5PM",16,"January 3, 2019 16:00","2019-01-03T16:00:00",15.1,14.8,{"v":14,"d":"14.0"},11.3,5.34,{"v":0.083,"d":"0.0830"},0.08,12.06]
["January",3,"5PM to 6PM",17,{"$f":"A73&\" \"&B73&\", \"&$D$5&\" \"&D73&\":00\"","v":"January 3, 2019 17:00"},{"$f":"DATEVALUE(E73)+TIMEVALUE(E73)","v":"2019-01-03T17:00:00"},{"v":16,"d":"16.0"},15.7,15.1,11.9,5.66,0.0829,0.08,12.09]
["January",3,"6PM to 7PM",{"$f":"IF(D73+1>23,0,D73+1)","v":18},"January 3, 2019 18:00","2019-01-03T18:00:00",{"v":18,"d":"18.0"},17.3,{"v":16,"d":"16.0"},12.5,6.21,0.0825,0.08,12.14]
["January",3,"7PM to 8PM",19,"January 3, 2019 19:00","2019-01-03T19:00:00",{"v":19,"d":"19.0"},18.7,{"v":18,"d":"18.0"},13.7,6.67,0.0823,0.09,12.17]
["January",3,"8PM to 9PM",20,"January 3, 2019 20:00","2019-01-03T20:00:00",19.9,19.6,{"v":19,"d":"19.0"},14.5,{"v":7,"d":"7.00"},0.0822,{"v":0.1,"d":"0.10"},12.19]
["January",3,"9PM to 10PM",21,"January 3, 2019 21:00","2019-01-03T21:00:00",21.9,21.6,{"v":21,"d":"21.0"},15.9,{"v":7.7,"d":"7.70"},0.0818,0.11,12.25]
["January",3,"10PM to 11PM",22,"January 3, 2019 22:00","2019-01-03T22:00:00",{"v":25,"d":"25.0"},24.6,24.1,18.4,8.82,0.0813,0.12,12.33]
["January",3,"11PM to 12AM",23,"January 3, 2019 23:00","2019-01-03T23:00:00",{"v":30,"d":"30.0"},29.2,{"v":28,"d":"28.0"},22.2,10.61,0.0804,0.15,12.47]
["January",4,"12AM to 1AM",0,"January 4, 2019 0:00","2019-01-04",33.1,32.6,{"v":32,"d":"32.0"},26.7,12.04,0.0799,0.18,12.56]
["January",4,"1AM to 2AM",1,"January 4, 2019 1:00","2019-01-04T01:00:00",{"v":34,"d":"34.0"},33.6,33.1,27.9,12.44,0.0798,0.19,12.59]
["January",4,"2AM to 3AM",2,"January 4, 2019 2:00","2019-01-04T02:00:00",35.1,34.2,33.1,27.9,{"v":12.7,"d":"12.70"},0.0796,0.19,12.62]
["January",4,"3AM to 4AM",3,"January 4, 2019 3:00","2019-01-04T03:00:00",35.1,33.8,{"v":32,"d":"32.0"},26.7,12.52,0.0796,0.18,12.61]
["January",4,"4AM to 5AM",4,"January 4, 2019 4:00","2019-01-04T04:00:00",35.1,33.8,{"v":32,"d":"32.0"},26.7,12.52,0.0796,0.18,12.61]
["January",4,"5AM to 6AM",5,"January 4, 2019 5:00","2019-01-04T05:00:00",35.1,33.8,{"v":32,"d":"32.0"},26.7,12.52,0.0796,0.18,12.61]
["January",4,"6AM to 7AM",6,"January 4, 2019 6:00","2019-01-04T06:00:00",{"v":34,"d":"34.0"},33.2,{"v":32,"d":"32.0"},26.7,12.26,0.0798,0.18,12.58]
["January",4,"7AM to 8AM",7,"January 4, 2019 7:00","2019-01-04T07:00:00",{"v":34,"d":"34.0"},33.2,{"v":32,"d":"32.0"},26.7,12.26,0.0798,0.18,12.58]
["January",4,"8AM to 9AM",8,"January 4, 2019 8:00","2019-01-04T08:00:00",{"v":34,"d":"34.0"},33.2,{"v":32,"d":"32.0"},26.7,12.26,0.0798,0.18,12.58]
["January",4,"9AM to 10AM",9,"January 4, 2019 9:00","2019-01-04T09:00:00",{"v":34,"d":"34.0"},33.2,{"v":32,"d":"32.0"},26.7,12.26,0.0798,0.18,12.58]
["January",4,"10AM to 11AM",10,"January 4, 2019 10:00","2019-01-04T10:00:00",35.1,33.8,{"v":32,"d":"32.0"},26.7,12.52,0.0796,0.18,12.61]
["January",4,"11AM to 12PM",11,"January 4, 2019 11:00","2019-01-04T11:00:00",35.1,33.8,{"v":32,"d":"32.0"},26.7,12.52,0.0796,0.18,12.61]
["January",4,"12PM to 1PM",12,"January 4, 2019 12:00","2019-01-04T12:00:00",{"v":34,"d":"34.0"},33.6,33.1,27.9,12.44,0.0798,0.19,12.59]
["January",4,"1PM to 2PM",13,"January 4, 2019 13:00","2019-01-04T13:00:00",{"v":34,"d":"34.0"},33.2,{"v":32,"d":"32.0"},26.7,12.26,0.0798,0.18,12.58]
["January",4,"2PM to 3PM",14,"January 4, 2019 14:00","2019-01-04T14:00:00",{"v":34,"d":"34.0"},33.2,{"v":32,"d":"32.0"},26.7,12.26,0.0798,0.18,12.58]
["January",4,"3PM to 4PM",15,"January 4, 2019 15:00","2019-01-04T15:00:00",35.1,33.8,{"v":32,"d":"32.0"},26.7,12.52,0.0796,0.18,12.61]
["January",4,"4PM to 5PM",16,"January 4, 2019 16:00","2019-01-04T16:00:00",{"v":34,"d":"34.0"},33.2,{"v":32,"d":"32.0"},26.7,12.26,0.0798,0.18,12.58]
["January",4,"5PM to 6PM",17,"January 4, 2019 17:00","2019-01-04T17:00:00",{"v":34,"d":"34.0"},32.7,30.9,25.4,12.06,0.0798,0.17,12.58]
["January",4,"6PM to 7PM",18,"January 4, 2019 18:00","2019-01-04T18:00:00",{"v":34,"d":"34.0"},32.7,30.9,25.4,12.06,0.0798,0.17,12.58]
["January",4,"7PM to 8PM",19,"January 4, 2019 19:00","2019-01-04T19:00:00",{"v":34,"d":"34.0"},32.7,30.9,25.4,12.06,0.0798,0.17,12.58]
["January",4,"8PM to 9PM",20,"January 4, 2019 20:00","2019-01-04T20:00:00",{"v":34,"d":"34.0"},32.3,{"v":30,"d":"30.0"},24.3,{"v":11.9,"d":"11.90"},0.0798,0.16,12.58]
["January",4,"9PM to 10PM",21,"January 4, 2019 21:00","2019-01-04T21:00:00",{"v":34,"d":"34.0"},32.3,{"v":30,"d":"30.0"},24.3,{"v":11.9,"d":"11.90"},0.0798,0.16,12.58]
["January",4,"10PM to 11PM",22,"January 4, 2019 22:00","2019-01-04T22:00:00",33.1,31.7,{"v":30,"d":"30.0"},24.3,11.68,0.0799,0.16,12.56]
["January",4,"11PM to 12AM",23,"January 4, 2019 23:00","2019-01-04T23:00:00",{"v":30,"d":"30.0"},29.2,{"v":28,"d":"28.0"},22.2,10.61,0.0804,0.15,12.47]
["January",5,"12AM to 1AM",0,"January 5, 2019 0:00","2019-01-05",28.9,28.1,{"v":27,"d":"27.0"},21.1,10.18,0.0806,0.14,12.44]
["January",5,"1AM to 2AM",1,"January 5, 2019 1:00","2019-01-05T01:00:00",30.9,{"v":30,"d":"30.0"},28.9,23.1,10.98,0.0803,0.16,{"v":12.5,"d":"12.50"}]
["January",5,"2AM to 3AM",2,"January 5, 2019 2:00","2019-01-05T02:00:00",28.9,28.9,28.9,23.1,{"v":10.5,"d":"10.50"},0.0806,0.16,12.45]
["January",5,"3AM to 4AM",3,"January 5, 2019 3:00","2019-01-05T03:00:00",{"v":32,"d":"32.0"},31.5,30.9,25.4,11.58,0.0801,0.17,12.53]
["January",5,"4AM to 5AM",4,"January 5, 2019 4:00","2019-01-05T04:00:00",{"v":28,"d":"28.0"},27.2,26.1,20.2,9.83,0.0808,0.14,12.41]
["January",5,"5AM to 6AM",5,"January 5, 2019 5:00","2019-01-05T05:00:00",30.9,30.9,30.9,25.4,11.32,0.0803,0.17,{"v":12.5,"d":"12.50"}]
["January",5,"6AM to 7AM",6,"January 5, 2019 6:00","2019-01-05T06:00:00",{"v":32,"d":"32.0"},31.5,30.9,25.4,11.58,0.0801,0.17,12.53]
["January",5,"7AM to 8AM",7,"January 5, 2019 7:00","2019-01-05T07:00:00",28.9,28.6,{"v":28,"d":"28.0"},22.2,10.35,0.0806,0.15,12.44]
["January",5,"8AM to 9AM",8,"January 5, 2019 8:00","2019-01-05T08:00:00",26.1,25.6,{"v":25,"d":"25.0"},19.2,{"v":9.2,"d":"9.20"},0.0811,0.13,12.36]
["January",5,"9AM to 10AM",9,"January 5, 2019 9:00","2019-01-05T09:00:00",24.1,23.3,21.9,16.6,8.32,0.0815,0.11,{"v":12.3,"d":"12.30"}]
["January",5,"10AM to 11AM",10,"January 5, 2019 10:00","2019-01-05T10:00:00",30.9,30.5,{"v":30,"d":"30.0"},24.3,11.16,0.0803,0.16,{"v":12.5,"d":"12.50"}]
["January",5,"11AM to 12PM",11,"January 5, 2019 11:00","2019-01-05T11:00:00",{"v":32,"d":"32.0"},31.5,30.9,25.4,11.58,0.0801,0.17,12.53]
["January",5,"12PM to 1PM",12,"January 5, 2019 12:00","2019-01-05T12:00:00",30.9,30.9,30.9,25.4,11.32,0.0803,0.17,{"v":12.5,"d":"12.50"}]
["January",5,"1PM to 2PM",13,"January 5, 2019 13:00","2019-01-05T13:00:00",{"v":32,"d":"32.0"},31.5,30.9,25.4,11.58,0.0801,0.17,12.53]
["January",5,"2PM to 3PM",14,"January 5, 2019 14:00","2019-01-05T14:00:00",30.9,30.9,30.9,25.4,11.32,0.0803,0.17,{"v":12.5,"d":"12.50"}]
["January",5,"3PM to 4PM",15,"January 5, 2019 15:00","2019-01-05T15:00:00",30.9,30.5,{"v":30,"d":"30.0"},24.3,11.16,0.0803,0.16,{"v":12.5,"d":"12.50"}]
["January",5,"4PM to 5PM",16,"January 5, 2019 16:00","2019-01-05T16:00:00",30.9,30.5,{"v":30,"d":"30.0"},24.3,11.16,0.0803,0.16,{"v":12.5,"d":"12.50"}]
["January",5,"5PM to 6PM",17,"January 5, 2019 17:00","2019-01-05T17:00:00",28.9,28.9,28.9,23.1,{"v":10.5,"d":"10.50"},0.0806,0.16,12.45]
["January",5,"6PM to 7PM",18,"January 5, 2019 18:00","2019-01-05T18:00:00",28.9,28.6,{"v":28,"d":"28.0"},22.2,10.35,0.0806,0.15,12.44]
["January",5,"7PM to 8PM",19,"January 5, 2019 19:00","2019-01-05T19:00:00",28.9,28.9,28.9,23.1,{"v":10.5,"d":"10.50"},0.0806,0.16,12.45]
["January",5,"8PM to 9PM",20,"January 5, 2019 20:00","2019-01-05T20:00:00",{"v":28,"d":"28.0"},{"v":28,"d":"28.0"},{"v":28,"d":"28.0"},22.2,10.13,0.0808,0.15,12.42]
["January",5,"9PM to 10PM",21,"January 5, 2019 21:00","2019-01-05T21:00:00",26.1,25.6,{"v":25,"d":"25.0"},19.2,{"v":9.2,"d":"9.20"},0.0811,0.13,12.36]
["January",5,"10PM to 11PM",22,"January 5, 2019 22:00","2019-01-05T22:00:00",21.9,21.6,{"v":21,"d":"21.0"},15.9,{"v":7.7,"d":"7.70"},0.0818,0.11,12.25]
["January",5,"11PM to 12AM",23,"January 5, 2019 23:00","2019-01-05T23:00:00",{"v":18,"d":"18.0"},17.3,{"v":16,"d":"16.0"},12.5,6.21,0.0825,0.08,12.14]
["January",6,"12AM to 1AM",0,"January 6, 2019 0:00","2019-01-06",15.1,14.5,12.9,10.7,5.25,0.0831,0.07,12.06]
["January",6,"1AM to 2AM",1,"January 6, 2019 1:00","2019-01-06T01:00:00",{"v":14,"d":"14.0"},13.5,{"v":12,"d":"12.0"},10.2,4.92,0.0832,0.07,12.03]
["January",6,"2AM to 3AM",2,"January 6, 2019 2:00","2019-01-06T02:00:00",{"v":12,"d":"12.0"},11.2,{"v":9,"d":"9.0"},8.8,4.22,0.0836,0.06,11.98]
["January",6,"3AM to 4AM",3,"January 6, 2019 3:00","2019-01-06T03:00:00",12.9,12.4,10.9,9.7,4.58,0.0834,0.07,{"v":12,"d":"12.00"}]
["January",6,"4AM to 5AM",4,"January 6, 2019 4:00","2019-01-06T04:00:00",17.1,16.5,15.1,11.9,5.92,0.0827,0.08,12.11]
["January",6,"5AM to 6AM",5,"January 6, 2019 5:00","2019-01-06T05:00:00",{"v":19,"d":"19.0"},18.7,{"v":18,"d":"18.0"},13.7,6.67,0.0823,0.09,12.17]
["January",6,"6AM to 7AM",6,"January 6, 2019 6:00","2019-01-06T06:00:00",19.9,19.3,{"v":18,"d":"18.0"},13.7,6.88,0.0822,0.09,12.19]
["January",6,"7AM to 8AM",7,"January 6, 2019 7:00","2019-01-06T07:00:00",{"v":21,"d":"21.0"},20.6,19.9,15.1,7.36,{"v":0.082,"d":"0.0820"},{"v":0.1,"d":"0.10"},12.22]
["January",6,"8AM to 9AM",8,"January 6, 2019 8:00","2019-01-06T08:00:00",{"v":21,"d":"21.0"},20.6,19.9,15.1,7.36,{"v":0.082,"d":"0.0820"},{"v":0.1,"d":"0.10"},12.22]
["January",6,"9AM to 10AM",9,{"$f":"A137&\" \"&B137&\", \"&$D$5&\" \"&D137&\":00\"","v":"January 6, 2019 9:00"},{"$f":"DATEVALUE(E137)+TIMEVALUE(E137)","v":"2019-01-06T09:00:00"},{"v":21,"d":"21.0"},{"v":21,"d":"21.0"},{"v":21,"d":"21.0"},15.9,7.48,{"v":0.082,"d":"0.0820"},0.11,12.22]
["January",6,"10AM to 11AM",{"$f":"IF(D137+1>23,0,D137+1)","v":10},"January 6, 2019 10:00","2019-01-06T10:00:00",17.1,16.7,{"v":16,"d":"16.0"},12.5,{"v":6,"d":"6.00"},0.0827,0.08,12.11]
["January",6,"11AM to 12PM",11,"January 6, 2019 11:00","2019-01-06T11:00:00",{"v":16,"d":"16.0"},15.7,15.1,11.9,5.66,0.0829,0.08,12.09]
["January",6,"12PM to 1PM",12,"January 6, 2019 12:00","2019-01-06T12:00:00",{"v":14,"d":"14.0"},13.2,10.9,9.7,4.84,0.0833,0.07,12.03]
["January",6,"1PM to 2PM",13,"January 6, 2019 13:00","2019-01-06T13:00:00",{"v":12,"d":"12.0"},11.2,{"v":9,"d":"9.0"},8.8,4.22,0.0836,0.06,11.98]
["January",6,"2PM to 3PM",14,"January 6, 2019 14:00","2019-01-06T14:00:00",10.9,10.7,{"v":10,"d":"10.0"},9.3,4.04,0.0838,0.06,11.95]
["January",6,"3PM to 4PM",15,"January 6, 2019 15:00","2019-01-06T15:00:00",{"v":10,"d":"10.0"},9.3,{"v":7,"d":"7.0"},7.9,3.62,{"v":0.084,"d":"0.0840"},0.05,11.92]
["January",6,"4PM to 5PM",16,"January 6, 2019 16:00","2019-01-06T16:00:00",8.1,7.6,6.1,7.6,3.09,0.0843,0.05,11.87]
["January",6,"5PM to 6PM",17,"January 6, 2019 17:00","2019-01-06T17:00:00",{"v":5,"d":"5.0"},4.4,1.9,6.1,2.13,0.0849,0.04,11.79]
["January",6,"6PM to 7PM",18,"January 6, 2019 18:00","2019-01-06T18:00:00",1.9,1.3,{"v":-2,"d":"-2.0"},{"v":5,"d":"5.0"},1.22,0.0855,0.03,11.71]
["January",6,"7PM to 8PM",19,"January 6, 2019 19:00","2019-01-06T19:00:00",-0.9,-1.6,-5.1,4.2,0.42,{"v":0.086,"d":"0.0860"},0.03,11.63]
["January",6,"8PM to 9PM",20,"January 6, 2019 20:00","2019-01-06T20:00:00",-2.9,-3.5,-7.1,3.8,-0.12,0.0864,0.03,11.58]
["January",6,"9PM to 10PM",21,"January 6, 2019 21:00","2019-01-06T21:00:00",-5.1,-5.6,{"v":-9,"d":"-9.0"},3.4,{"v":-0.7,"d":"-0.70"},0.0868,0.02,11.53]
["January",6,"10PM to 11PM",22,"January 6, 2019 22:00","2019-01-06T22:00:00",-7.1,-7.5,{"v":-11,"d":"-11.0"},3.1,-1.23,0.0872,0.02,11.48]
["January",6,"11PM to 12AM",23,"January 6, 2019 23:00","2019-01-06T23:00:00",{"v":-9,"d":"-9.0"},-9.5,{"v":-13,"d":"-13.0"},2.7,-1.75,0.0876,0.02,11.43]
["January",7,"12AM to 1AM",0,"January 7, 2019 0:00","2019-01-07",{"v":-11,"d":"-11.0"},-11.5,-16.1,2.3,-2.29,0.0879,0.02,11.37]
["January",7,"1AM to 2AM",1,"January 7, 2019 1:00","2019-01-07T01:00:00",-11.9,-12.4,{"v":-17,"d":"-17.0"},2.2,-2.53,0.0881,0.01,11.35]
["January",7,"2AM to 3AM",2,"January 7, 2019 2:00","2019-01-07T02:00:00",-14.1,-14.5,-18.9,{"v":2,"d":"2.0"},-3.08,0.0886,0.01,{"v":11.3,"d":"11.30"}]
["January",7,"3AM to 4AM",3,"January 7, 2019 3:00","2019-01-07T03:00:00",-16.1,-16.4,-20.9,1.8,-3.59,{"v":0.089,"d":"0.0890"},0.01,11.24]
["January",7,"4AM to 5AM",4,"January 7, 2019 4:00","2019-01-07T04:00:00",{"v":-17,"d":"-17.0"},-17.3,{"v":-22,"d":"-22.0"},1.7,-3.82,0.0891,0.01,11.22]
["January",7,"5AM to 6AM",5,"January 7, 2019 5:00","2019-01-07T05:00:00",{"v":-18,"d":"-18.0"},-18.4,-23.1,1.6,{"v":-4.1,"d":"-4.10"},0.0894,0.01,11.19]
["January",7,"6AM to 7AM",6,"January 7, 2019 6:00","2019-01-07T06:00:00",{"v":-18,"d":"-18.0"},-18.4,{"v":-24,"d":"-24.0"},1.5,-4.11,0.0894,0.01,11.19]
["January",7,"7AM to 8AM",7,"January 7, 2019 7:00","2019-01-07T07:00:00",-18.9,-19.3,-25.1,1.4,-4.34,0.0895,0.01,11.17]
["January",7,"8AM to 9AM",8,"January 7, 2019 8:00","2019-01-07T08:00:00",-18.9,-19.3,-25.1,1.4,-4.34,0.0895,0.01,11.17]
["January",7,"9AM to 10AM",9,"January 7, 2019 9:00","2019-01-07T09:00:00",{"v":-20,"d":"-20.0"},-20.3,-25.1,1.4,{"v":-4.6,"d":"-4.60"},0.0898,0.01,11.14]
["January",7,"10AM to 11AM",10,"January 7, 2019 10:00","2019-01-07T10:00:00",{"v":-20,"d":"-20.0"},-20.4,{"v":-26,"d":"-26.0"},1.3,-4.61,0.0898,0.01,11.14]
["January",7,"11AM to 12PM",11,"January 7, 2019 11:00","2019-01-07T11:00:00",{"v":-20,"d":"-20.0"},-20.3,-25.1,1.4,{"v":-4.6,"d":"-4.60"},0.0898,0.01,11.14]
["January",7,"12PM to 1PM",12,"January 7, 2019 12:00","2019-01-07T12:00:00",-18.9,-19.3,{"v":-24,"d":"-24.0"},1.5,-4.32,0.0895,0.01,11.17]
["January",7,"1PM to 2PM",13,"January 7, 2019 13:00","2019-01-07T13:00:00",{"v":-18,"d":"-18.0"},-18.4,{"v":-24,"d":"-24.0"},1.5,-4.11,0.0894,0.01,11.19]
["January",7,"2PM to 3PM",14,"January 7, 2019 14:00","2019-01-07T14:00:00",{"v":-18,"d":"-18.0"},-18.4,{"v":-24,"d":"-24.0"},1.5,-4.11,0.0894,0.01,11.19]
["January",7,"3PM to 4PM",15,"January 7, 2019 15:00","2019-01-07T15:00:00",-18.9,-19.3,{"v":-24,"d":"-24.0"},1.5,-4.32,0.0895,0.01,11.17]
["January",7,"4PM to 5PM",16,"January 7, 2019 16:00","2019-01-07T16:00:00",{"v":-18,"d":"-18.0"},-18.4,{"v":-24,"d":"-24.0"},1.5,-4.11,0.0894,0.01,11.19]
["January",7,"5PM to 6PM",17,"January 7, 2019 17:00","2019-01-07T17:00:00",{"v":-18,"d":"-18.0"},-18.4,{"v":-24,"d":"-24.0"},1.5,-4.11,0.0894,0.01,11.19]
["January",7,"6PM to 7PM",18,"January 7, 2019 18:00","2019-01-07T18:00:00",-18.9,-19.3,-25.1,1.4,-4.34,0.0895,0.01,11.17]
["January",7,"7PM to 8PM",19,"January 7, 2019 19:00","2019-01-07T19:00:00",-18.9,-19.3,{"v":-24,"d":"-24.0"},1.5,-4.32,0.0895,0.01,11.17]
["January",7,"8PM to 9PM",20,"January 7, 2019 20:00","2019-01-07T20:00:00",{"v":-18,"d":"-18.0"},-18.4,{"v":-24,"d":"-24.0"},1.5,-4.11,0.0894,0.01,11.19]
["January",7,"9PM to 10PM",21,"January 7, 2019 21:00","2019-01-07T21:00:00",{"v":-18,"d":"-18.0"},-18.4,-23.1,1.6,{"v":-4.1,"d":"-4.10"},0.0894,0.01,11.19]
["January",7,"10PM to 11PM",22,"January 7, 2019 22:00","2019-01-07T22:00:00",{"v":-18,"d":"-18.0"},-18.4,{"v":-24,"d":"-24.0"},1.5,-4.11,0.0894,0.01,11.19]
["January",7,"11PM to 12AM",23,"January 7, 2019 23:00","2019-01-07T23:00:00",-18.9,-19.3,-25.1,1.4,-4.34,0.0895,0.01,11.17]
["January",8,"12AM to 1AM",0,"January 8, 2019 0:00","2019-01-08",{"v":-20,"d":"-20.0"},-20.4,{"v":-26,"d":"-26.0"},1.3,-4.61,0.0898,0.01,11.14]
["January",8,"1AM to 2AM",1,"January 8, 2019 1:00","2019-01-08T01:00:00",-18.9,-19.3,-25.1,1.4,-4.34,0.0895,0.01,11.17]
["January",8,"2AM to 3AM",2,"January 8, 2019 2:00","2019-01-08T02:00:00",{"v":-18,"d":"-18.0"},-18.4,{"v":-24,"d":"-24.0"},1.5,-4.11,0.0894,0.01,11.19]
["January",8,"3AM to 4AM",3,"January 8, 2019 3:00","2019-01-08T03:00:00",-18.9,-19.3,-25.1,1.4,-4.34,0.0895,0.01,11.17]
["January",8,"4AM to 5AM",4,"January 8, 2019 4:00","2019-01-08T04:00:00",{"v":-18,"d":"-18.0"},-18.4,{"v":-24,"d":"-24.0"},1.5,-4.11,0.0894,0.01,11.19]
["January",8,"5AM to 6AM",5,"January 8, 2019 5:00","2019-01-08T05:00:00",{"v":-18,"d":"-18.0"},-18.4,{"v":-24,"d":"-24.0"},1.5,-4.11,0.0894,0.01,11.19]
["January",8,"6AM to 7AM",6,"January 8, 2019 6:00","2019-01-08T06:00:00",{"v":-18,"d":"-18.0"},-18.4,{"v":-24,"d":"-24.0"},1.5,-4.11,0.0894,0.01,11.19]
["January",8,"7AM to 8AM",7,"January 8, 2019 7:00","2019-01-08T07:00:00",{"v":-18,"d":"-18.0"},-18.4,{"v":-24,"d":"-24.0"},1.5,-4.11,0.0894,0.01,11.19]
["January",8,"8AM to 9AM",8,"January 8, 2019 8:00","2019-01-08T08:00:00",{"v":-17,"d":"-17.0"},-17.4,{"v":-24,"d":"-24.0"},1.5,-3.85,0.0891,0.01,11.22]
["January",8,"9AM to 10AM",9,"January 8, 2019 9:00","2019-01-08T09:00:00",{"v":-17,"d":"-17.0"},-17.4,{"v":-24,"d":"-24.0"},1.5,-3.85,0.0891,0.01,11.22]
["January",8,"10AM to 11AM",10,"January 8, 2019 10:00","2019-01-08T10:00:00",{"v":-18,"d":"-18.0"},-18.4,{"v":-24,"d":"-24.0"},1.5,-4.11,0.0894,0.01,11.19]
["January",8,"11AM to 12PM",11,"January 8, 2019 11:00","2019-01-08T11:00:00",{"v":-18,"d":"-18.0"},-18.4,{"v":-24,"d":"-24.0"},1.5,-4.11,0.0894,0.01,11.19]
["January",8,"12PM to 1PM",12,"January 8, 2019 12:00","2019-01-08T12:00:00",{"v":-18,"d":"-18.0"},-18.4,{"v":-24,"d":"-24.0"},1.5,-4.11,0.0894,0.01,11.19]
["January",8,"1PM to 2PM",13,"January 8, 2019 13:00","2019-01-08T13:00:00",{"v":-18,"d":"-18.0"},-18.4,{"v":-24,"d":"-24.0"},1.5,-4.11,0.0894,0.01,11.19]
["January",8,"2PM to 3PM",14,"January 8, 2019 14:00","2019-01-08T14:00:00",{"v":-18,"d":"-18.0"},-18.5,-25.1,1.4,-4.12,0.0894,0.01,11.19]
["January",8,"3PM to 4PM",15,"January 8, 2019 15:00","2019-01-08T15:00:00",{"v":-18,"d":"-18.0"},-18.5,-25.1,1.4,-4.12,0.0894,0.01,11.19]
["January",8,"4PM to 5PM",16,"January 8, 2019 16:00","2019-01-08T16:00:00",{"v":-18,"d":"-18.0"},-18.5,-25.1,1.4,-4.12,0.0894,0.01,11.19]
["January",8,"5PM to 6PM",17,"January 8, 2019 17:00","2019-01-08T17:00:00",{"v":-18,"d":"-18.0"},-18.5,-25.1,1.4,-4.12,0.0894,0.01,11.19]
["January",8,"6PM to 7PM",18,"January 8, 2019 18:00","2019-01-08T18:00:00",{"v":-17,"d":"-17.0"},-17.4,{"v":-24,"d":"-24.0"},1.5,-3.85,0.0891,0.01,11.22]
["January",8,"7PM to 8PM",19,"January 8, 2019 19:00","2019-01-08T19:00:00",{"v":-17,"d":"-17.0"},-17.4,{"v":-24,"d":"-24.0"},1.5,-3.85,0.0891,0.01,11.22]
["January",8,"8PM to 9PM",20,"January 8, 2019 20:00","2019-01-08T20:00:00",{"v":-17,"d":"-17.0"},-17.4,{"v":-24,"d":"-24.0"},1.5,-3.85,0.0891,0.01,11.22]
["January",8,"9PM to 10PM",21,"January 8, 2019 21:00","2019-01-08T21:00:00",{"v":-18,"d":"-18.0"},-18.4,{"v":-24,"d":"-24.0"},1.5,-4.11,0.0894,0.01,11.19]
["January",8,"10PM to 11PM",22,"January 8, 2019 22:00","2019-01-08T22:00:00",{"v":-18,"d":"-18.0"},-18.4,{"v":-24,"d":"-24.0"},1.5,-4.11,0.0894,0.01,11.19]
["January",8,"11PM to 12AM",23,"January 8, 2019 23:00","2019-01-08T23:00:00",{"v":-17,"d":"-17.0"},-17.4,-23.1,1.6,-3.84,0.0891,0.01,11.22]
["January",9,"12AM to 1AM",0,"January 9, 2019 0:00","2019-01-09",{"v":-17,"d":"-17.0"},-17.4,-23.1,1.6,-3.84,0.0891,0.01,11.22]
["January",9,"1AM to 2AM",1,{"$f":"A201&\" \"&B201&\", \"&$D$5&\" \"&D201&\":00\"","v":"January 9, 2019 1:00"},{"$f":"DATEVALUE(E201)+TIMEVALUE(E201)","v":"2019-01-09T01:00:00"},{"v":-17,"d":"-17.0"},-17.4,-23.1,1.6,-3.84,0.0891,0.01,11.22]
["January",9,"2AM to 3AM",{"$f":"IF(D201+1>23,0,D201+1)","v":2},"January 9, 2019 2:00","2019-01-09T02:00:00",-16.1,-16.5,{"v":-22,"d":"-22.0"},1.7,-3.61,{"v":0.089,"d":"0.0890"},0.01,11.24]
["January",9,"3AM to 4AM",3,"January 9, 2019 3:00","2019-01-09T03:00:00",-16.1,-16.4,-20.9,1.8,-3.59,{"v":0.089,"d":"0.0890"},0.01,11.24]
["January",9,"4AM to 5AM",4,"January 9, 2019 4:00","2019-01-09T04:00:00",{"v":-15,"d":"-15.0"},-15.4,-20.9,1.8,-3.33,0.0887,0.01,11.27]
["January",9,"5AM to 6AM",5,"January 9, 2019 5:00","2019-01-09T05:00:00",-14.1,-14.6,{"v":-20,"d":"-20.0"},1.9,{"v":-3.1,"d":"-3.10"},0.0886,0.01,{"v":11.3,"d":"11.30"}]
["January",9,"6AM to 7AM",6,"January 9, 2019 6:00","2019-01-09T06:00:00",-14.1,-14.6,{"v":-20,"d":"-20.0"},1.9,{"v":-3.1,"d":"-3.10"},0.0886,0.01,{"v":11.3,"d":"11.30"}]
["January",9,"7AM to 8AM",7,"January 9, 2019 7:00","2019-01-09T07:00:00",{"v":-15,"d":"-15.0"},-15.4,{"v":-20,"d":"-20.0"},1.9,-3.32,0.0887,0.01,11.27]
["January",9,"8AM to 9AM",8,"January 9, 2019 8:00","2019-01-09T08:00:00",{"v":-15,"d":"-15.0"},-15.4,-20.9,1.8,-3.33,0.0887,0.01,11.27]
["January",9,"9AM to 10AM",9,"January 9, 2019 9:00","2019-01-09T09:00:00",-14.1,-14.6,{"v":-20,"d":"-20.0"},1.9,{"v":-3.1,"d":"-3.10"},0.0886,0.01,{"v":11.3,"d":"11.30"}]
["January",9,"10AM to 11AM",10,"January 9, 2019 10:00","2019-01-09T10:00:00",-14.1,-14.6,{"v":-20,"d":"-20.0"},1.9,{"v":-3.1,"d":"-3.10"},0.0886,0.01,{"v":11.3,"d":"11.30"}]
["January",9,"11AM to 12PM",11,"January 9, 2019 11:00","2019-01-09T11:00:00",-14.1,-14.6,{"v":-20,"d":"-20.0"},1.9,{"v":-3.1,"d":"-3.10"},0.0886,0.01,{"v":11.3,"d":"11.30"}]
["January",9,"12PM to 1PM",12,"January 9, 2019 12:00","2019-01-09T12:00:00",{"v":-13,"d":"-13.0"},-13.5,-18.9,{"v":2,"d":"2.0"},-2.82,0.0883,0.01,11.32]
["January",9,"1PM to 2PM",13,"January 9, 2019 13:00","2019-01-09T13:00:00",{"v":-13,"d":"-13.0"},-13.5,-18.9,{"v":2,"d":"2.0"},-2.82,0.0883,0.01,11.32]
["January",9,"2PM to 3PM",14,"January 9, 2019 14:00","2019-01-09T14:00:00",-14.1,-14.5,-18.9,{"v":2,"d":"2.0"},-3.08,0.0886,0.01,{"v":11.3,"d":"11.30"}]
["January",9,"3PM to 4PM",15,"January 9, 2019 15:00","2019-01-09T15:00:00",-14.1,-14.6,{"v":-20,"d":"-20.0"},1.9,{"v":-3.1,"d":"-3.10"},0.0886,0.01,{"v":11.3,"d":"11.30"}]
["January",9,"4PM to 5PM",16,"January 9, 2019 16:00","2019-01-09T16:00:00",-14.1,-14.6,{"v":-20,"d":"-20.0"},1.9,{"v":-3.1,"d":"-3.10"},0.0886,0.01,{"v":11.3,"d":"11.30"}]
["January",9,"5PM to 6PM",17,"January 9, 2019 17:00","2019-01-09T17:00:00",{"v":-15,"d":"-15.0"},-15.4,{"v":-20,"d":"-20.0"},1.9,-3.32,0.0887,0.01,11.27]
["January",9,"6PM to 7PM",18,"January 9, 2019 18:00","2019-01-09T18:00:00",-16.1,-16.4,{"v":-20,"d":"-20.0"},1.9,-3.58,{"v":0.089,"d":"0.0890"},0.01,11.25]
["January",9,"7PM to 8PM",19,"January 9, 2019 19:00","2019-01-09T19:00:00",-16.1,-16.4,-20.9,1.8,-3.59,{"v":0.089,"d":"0.0890"},0.01,11.24]
["January",9,"8PM to 9PM",20,"January 9, 2019 20:00","2019-01-09T20:00:00",{"v":-18,"d":"-18.0"},-18.4,{"v":-24,"d":"-24.0"},1.5,-4.11,0.0894,0.01,11.19]
["January",9,"9PM to 10PM",21,"January 9, 2019 21:00","2019-01-09T21:00:00",{"v":-20,"d":"-20.0"},-20.4,{"v":-26,"d":"-26.0"},1.3,-4.61,0.0898,0.01,11.14]
["January",9,"10PM to 11PM",22,"January 9, 2019 22:00","2019-01-09T22:00:00",-20.9,-21.3,{"v":-27,"d":"-27.0"},1.2,-4.84,0.0899,0.01,11.12]
["January",9,"11PM to 12AM",23,"January 9, 2019 23:00","2019-01-09T23:00:00",{"v":-22,"d":"-22.0"},-22.3,{"v":-27,"d":"-27.0"},1.2,-5.09,0.0902,0.01,11.09]
["January",10,"12AM to 1AM",0,"January 10, 2019 0:00","2019-01-10",{"v":-22,"d":"-22.0"},-22.3,{"v":-27,"d":"-27.0"},1.2,-5.09,0.0902,0.01,11.09]
["January",10,"1AM to 2AM",1,"January 10, 2019 1:00","2019-01-10T01:00:00",{"v":-22,"d":"-22.0"},-22.3,{"v":-27,"d":"-27.0"},1.2,-5.09,0.0902,0.01,11.09]
["January",10,"2AM to 3AM",2,"January 10, 2019 2:00","2019-01-10T02:00:00",-20.9,-21.3,{"v":-27,"d":"-27.0"},1.2,-4.84,0.0899,0.01,11.12]
["January",10,"3AM to 4AM",3,"January 10, 2019 3:00","2019-01-10T03:00:00",{"v":-22,"d":"-22.0"},-22.3,{"v":-27,"d":"-27.0"},1.2,-5.09,0.0902,0.01,11.09]
["January",10,"4AM to 5AM",4,"January 10, 2019 4:00","2019-01-10T04:00:00",{"v":-24,"d":"-24.0"},-24.2,{"v":-29,"d":"-29.0"},1.1,-5.59,0.0906,0.01,11.04]
["January",10,"5AM to 6AM",5,"January 10, 2019 5:00","2019-01-10T05:00:00",{"v":-24,"d":"-24.0"},-24.3,-29.9,{"v":1,"d":"1.0"},{"v":-5.6,"d":"-5.60"},0.0906,0.01,11.04]
["January",10,"6AM to 7AM",6,"January 10, 2019 6:00","2019-01-10T06:00:00",{"v":-24,"d":"-24.0"},-24.2,{"v":-29,"d":"-29.0"},1.1,-5.59,0.0906,0.01,11.04]
["January",10,"7AM to 8AM",7,"January 10, 2019 7:00","2019-01-10T07:00:00",-25.1,-25.3,-29.9,{"v":1,"d":"1.0"},-5.86,0.0908,0.01,11.01]
["January",10,"8AM to 9AM",8,"January 10, 2019 8:00","2019-01-10T08:00:00",{"v":-24,"d":"-24.0"},-24.3,-29.9,{"v":1,"d":"1.0"},{"v":-5.6,"d":"-5.60"},0.0906,0.01,11.04]
["January",10,"9AM to 10AM",9,"January 10, 2019 9:00","2019-01-10T09:00:00",-25.1,-25.3,-29.9,{"v":1,"d":"1.0"},-5.86,0.0908,0.01,11.01]
["January",10,"10AM to 11AM",10,"January 10, 2019 10:00","2019-01-10T10:00:00",{"v":-27,"d":"-27.0"},-27.3,-32.1,0.9,-6.35,0.0912,0.01,10.96]
["January",10,"11AM to 12PM",11,"January 10, 2019 11:00","2019-01-10T11:00:00",{"v":-24,"d":"-24.0"},-24.3,-29.9,{"v":1,"d":"1.0"},{"v":-5.6,"d":"-5.60"},0.0906,0.01,11.04]
["January",10,"12PM to 1PM",12,"January 10, 2019 12:00","2019-01-10T12:00:00",{"v":-22,"d":"-22.0"},-22.3,{"v":-27,"d":"-27.0"},1.2,-5.09,0.0902,0.01,11.09]
["January",10,"1PM to 2PM",13,"January 10, 2019 13:00","2019-01-10T13:00:00",{"v":-18,"d":"-18.0"},-18.3,{"v":-22,"d":"-22.0"},1.7,-4.08,0.0894,0.01,11.19]
["January",10,"2PM to 3PM",14,"January 10, 2019 14:00","2019-01-10T14:00:00",-18.9,-19.3,{"v":-24,"d":"-24.0"},1.5,-4.32,0.0895,0.01,11.17]
["January",10,"3PM to 4PM",15,"January 10, 2019 15:00","2019-01-10T15:00:00",{"v":-20,"d":"-20.0"},-20.4,{"v":-26,"d":"-26.0"},1.3,-4.61,0.0898,0.01,11.14]
["January",10,"4PM to 5PM",16,"January 10, 2019 16:00","2019-01-10T16:00:00",-20.9,-21.2,{"v":-26,"d":"-26.0"},1.3,-4.82,0.0899,0.01,11.12]
["January",10,"5PM to 6PM",17,"January 10, 2019 17:00","2019-01-10T17:00:00",{"v":-22,"d":"-22.0"},-22.3,-27.9,1.2,{"v":-5.1,"d":"-5.10"},0.0902,0.01,11.09]
["January",10,"6PM to 7PM",18,"January 10, 2019 18:00","2019-01-10T18:00:00",{"v":-22,"d":"-22.0"},-22.3,{"v":-27,"d":"-27.0"},1.2,-5.09,0.0902,0.01,11.09]
["January",10,"7PM to 8PM",19,"January 10, 2019 19:00","2019-01-10T19:00:00",{"v":-22,"d":"-22.0"},-22.3,-27.9,1.2,{"v":-5.1,"d":"-5.10"},0.0902,0.01,11.09]
["January",10,"8PM to 9PM",20,"January 10, 2019 20:00","2019-01-10T20:00:00",{"v":-24,"d":"-24.0"},-24.3,-29.9,{"v":1,"d":"1.0"},{"v":-5.6,"d":"-5.60"},0.0906,0.01,11.04]
["January",10,"9PM to 10PM",21,"January 10, 2019 21:00","2019-01-10T21:00:00",-23.1,-23.3,-27.9,1.2,-5.36,0.0904,0.01,11.07]
["January",10,"10PM to 11PM",22,"January 10, 2019 22:00","2019-01-10T22:00:00",-23.1,-23.3,-27.9,1.2,-5.36,0.0904,0.01,11.07]
["January",10,"11PM to 12AM",23,"January 10, 2019 23:00","2019-01-10T23:00:00",-23.1,-23.3,-27.9,1.2,-5.36,0.0904,0.01,11.07]
["January",11,"12AM to 1AM",0,"January 11, 2019 0:00","2019-01-11",{"v":-22,"d":"-22.0"},-22.3,-27.9,1.2,{"v":-5.1,"d":"-5.10"},0.0902,0.01,11.09]
["January",11,"1AM to 2AM",1,"January 11, 2019 1:00","2019-01-11T01:00:00",{"v":-22,"d":"-22.0"},-22.3,{"v":-27,"d":"-27.0"},1.2,-5.09,0.0902,0.01,11.09]
["January",11,"2AM to 3AM",2,"January 11, 2019 2:00","2019-01-11T02:00:00",{"v":-22,"d":"-22.0"},-22.3,{"v":-27,"d":"-27.0"},1.2,-5.09,0.0902,0.01,11.09]
["January",11,"3AM to 4AM",3,"January 11, 2019 3:00","2019-01-11T03:00:00",-20.9,-21.3,{"v":-27,"d":"-27.0"},1.2,-4.84,0.0899,0.01,11.12]
["January",11,"4AM to 5AM",4,"January 11, 2019 4:00","2019-01-11T04:00:00",{"v":-20,"d":"-20.0"},-20.4,{"v":-26,"d":"-26.0"},1.3,-4.61,0.0898,0.01,11.14]
["January",11,"5AM to 6AM",5,"January 11, 2019 5:00","2019-01-11T05:00:00",-18.9,-19.3,{"v":-24,"d":"-24.0"},1.5,-4.32,0.0895,0.01,11.17]
["January",11,"6AM to 7AM",6,"January 11, 2019 6:00","2019-01-11T06:00:00",{"v":-20,"d":"-20.0"},-20.4,{"v":-26,"d":"-26.0"},1.3,-4.61,0.0898,0.01,11.14]
["January",11,"7AM to 8AM",7,"January 11, 2019 7:00","2019-01-11T07:00:00",{"v":-20,"d":"-20.0"},-20.3,-25.1,1.4,{"v":-4.6,"d":"-4.60"},0.0898,0.01,11.14]
["January",11,"8AM to 9AM",8,"January 11, 2019 8:00","2019-01-11T08:00:00",{"v":-20,"d":"-20.0"},-20.4,{"v":-26,"d":"-26.0"},1.3,-4.61,0.0898,0.01,11.14]
["January",11,"9AM to 10AM",9,"January 11, 2019 9:00","2019-01-11T09:00:00",{"v":-20,"d":"-20.0"},-20.4,{"v":-26,"d":"-26.0"},1.3,-4.61,0.0898,0.01,11.14]
["January",11,"10AM to 11AM",10,"January 11, 2019 10:00","2019-01-11T10:00:00",{"v":-20,"d":"-20.0"},-20.3,-25.1,1.4,{"v":-4.6,"d":"-4.60"},0.0898,0.01,11.14]
["January",11,"11AM to 12PM",11,"January 11, 2019 11:00","2019-01-11T11:00:00",-16.1,-16.4,-20.9,1.8,-3.59,{"v":0.089,"d":"0.0890"},0.01,11.24]
["January",11,"12PM to 1PM",12,"January 11, 2019 12:00","2019-01-11T12:00:00",{"v":-17,"d":"-17.0"},-17.3,{"v":-22,"d":"-22.0"},1.7,-3.82,0.0891,0.01,11.22]
["January",11,"1PM to 2PM",13,"January 11, 2019 13:00","2019-01-11T13:00:00",{"v":-17,"d":"-17.0"},-17.3,{"v":-22,"d":"-22.0"},1.7,-3.82,0.0891,0.01,11.22]
["January",11,"2PM to 3PM",14,"January 11, 2019 14:00","2019-01-11T14:00:00",-14.1,-14.5,-18.9,{"v":2,"d":"2.0"},-3.08,0.0886,0.01,{"v":11.3,"d":"11.30"}]
["January",11,"3PM to 4PM",15,"January 11, 2019 15:00","2019-01-11T15:00:00",{"v":-15,"d":"-15.0"},-15.4,{"v":-20,"d":"-20.0"},1.9,-3.32,0.0887,0.01,11.27]
["January",11,"4PM to 5PM",16,"January 11, 2019 16:00","2019-01-11T16:00:00",-14.1,-14.4,{"v":-18,"d":"-18.0"},2.1,-3.07,0.0886,0.01,{"v":11.3,"d":"11.30"}]
["January",11,"5PM to 6PM",17,{"$f":"A265&\" \"&B265&\", \"&$D$5&\" \"&D265&\":00\"","v":"January 11, 2019 17:00"},{"$f":"DATEVALUE(E265)+TIMEVALUE(E265)","v":"2019-01-11T17:00:00"},-14.1,-14.6,{"v":-20,"d":"-20.0"},1.9,{"v":-3.1,"d":"-3.10"},0.0886,0.01,{"v":11.3,"d":"11.30"}]
["January",11,"6PM to 7PM",{"$f":"IF(D265+1>23,0,D265+1)","v":18},"January 11, 2019 18:00","2019-01-11T18:00:00",-16.1,-16.4,-20.9,1.8,-3.59,{"v":0.089,"d":"0.0890"},0.01,11.24]
["January",11,"7PM to 8PM",19,"January 11, 2019 19:00","2019-01-11T19:00:00",{"v":-17,"d":"-17.0"},-17.4,-23.1,1.6,-3.84,0.0891,0.01,11.22]
["January",11,"8PM to 9PM",20,"January 11, 2019 20:00","2019-01-11T20:00:00",{"v":-18,"d":"-18.0"},-18.4,{"v":-24,"d":"-24.0"},1.5,-4.11,0.0894,0.01,11.19]
["January",11,"9PM to 10PM",21,"January 11, 2019 21:00","2019-01-11T21:00:00",{"v":-17,"d":"-17.0"},-17.4,-23.1,1.6,-3.84,0.0891,0.01,11.22]
["January",11,"10PM to 11PM",22,"January 11, 2019 22:00","2019-01-11T22:00:00",-16.1,-16.6,-23.1,1.6,-3.62,{"v":0.089,"d":"0.0890"},0.01,11.24]
["January",11,"11PM to 12AM",23,"January 11, 2019 23:00","2019-01-11T23:00:00",{"v":-17,"d":"-17.0"},-17.4,-23.1,1.6,-3.84,0.0891,0.01,11.22]
["January",12,"12AM to 1AM",0,"January 12, 2019 0:00","2019-01-12",{"v":-15,"d":"-15.0"},-15.4,-20.9,1.8,-3.33,0.0887,0.01,11.27]
["January",12,"1AM to 2AM",1,"January 12, 2019 1:00","2019-01-12T01:00:00",-11.9,-12.5,{"v":-18,"d":"-18.0"},2.1,-2.55,0.0881,0.01,11.35]
["January",12,"2AM to 3AM",2,"January 12, 2019 2:00","2019-01-12T02:00:00",-9.9,-10.5,-16.1,2.3,-2.04,0.0877,0.02,{"v":11.4,"d":"11.40"}]
["January",12,"3AM to 4AM",3,"January 12, 2019 3:00","2019-01-12T03:00:00",{"v":-9,"d":"-9.0"},-9.6,-14.1,2.6,-1.78,0.0876,0.02,11.42]
["January",12,"4AM to 5AM",4,"January 12, 2019 4:00","2019-01-12T04:00:00",-7.1,-7.7,{"v":-13,"d":"-13.0"},2.7,-1.28,0.0872,0.02,11.48]
["January",12,"5AM to 6AM",5,"January 12, 2019 5:00","2019-01-12T05:00:00",{"v":-6,"d":"-6.0"},-6.7,-11.9,2.9,-0.99,{"v":0.087,"d":"0.0870"},0.02,{"v":11.5,"d":"11.50"}]
["January",12,"6AM to 7AM",6,"January 12, 2019 6:00","2019-01-12T06:00:00",-5.1,-5.9,-11.9,2.9,-0.78,0.0868,0.02,11.53]
["January",12,"7AM to 8AM",7,"January 12, 2019 7:00","2019-01-12T07:00:00",{"v":-4,"d":"-4.0"},-4.9,{"v":-11,"d":"-11.0"},3.1,{"v":-0.5,"d":"-0.50"},0.0866,0.02,11.55]
["January",12,"8AM to 9AM",8,"January 12, 2019 8:00","2019-01-12T08:00:00",-2.9,-3.8,-9.9,3.3,-0.21,0.0864,0.02,11.58]
["January",12,"9AM to 10AM",9,"January 12, 2019 9:00","2019-01-12T09:00:00",-0.9,-2.1,{"v":-9,"d":"-9.0"},3.4,0.29,{"v":0.086,"d":"0.0860"},0.02,11.63]
["January",12,"10AM to 11AM",10,"January 12, 2019 10:00","2019-01-12T10:00:00",{"v":1,"d":"1.0"},0.2,{"v":-4,"d":"-4.0"},4.5,0.93,0.0856,0.03,11.69]
["January",12,"11AM to 12PM",11,"January 12, 2019 11:00","2019-01-12T11:00:00",{"v":3,"d":"3.0"},1.8,{"v":-4,"d":"-4.0"},4.5,1.41,0.0853,0.03,11.74]
["January",12,"12PM to 1PM",12,"January 12, 2019 12:00","2019-01-12T12:00:00",6.1,4.6,{"v":-2,"d":"-2.0"},{"v":5,"d":"5.0"},2.22,0.0847,0.03,11.81]
["January",12,"1PM to 2PM",13,"January 12, 2019 13:00","2019-01-12T13:00:00",{"v":9,"d":"9.0"},7.2,{"v":0,"d":"0.0"},5.5,2.99,0.0842,0.04,11.89]
["January",12,"2PM to 3PM",14,"January 12, 2019 14:00","2019-01-12T14:00:00",{"v":10,"d":"10.0"},8.3,1.9,6.1,3.34,{"v":0.084,"d":"0.0840"},0.04,11.92]
["January",12,"3PM to 4PM",15,"January 12, 2019 15:00","2019-01-12T15:00:00",10.9,9.2,{"v":3,"d":"3.0"},6.5,3.61,0.0838,0.04,11.94]
["January",12,"4PM to 5PM",16,"January 12, 2019 16:00","2019-01-12T16:00:00",{"v":19,"d":"19.0"},16.7,10.9,9.7,6.05,0.0824,0.07,12.16]
["January",12,"5PM to 6PM",17,"January 12, 2019 17:00","2019-01-12T17:00:00",{"v":27,"d":"27.0"},23.2,{"v":16,"d":"16.0"},12.5,8.38,{"v":0.081,"d":"0.0810"},0.08,12.37]
["January",12,"6PM to 7PM",18,"January 12, 2019 18:00","2019-01-12T18:00:00",{"v":30,"d":"30.0"},26.5,{"v":21,"d":"21.0"},15.9,9.65,0.0805,0.11,12.45]
["January",12,"7PM to 8PM",19,"January 12, 2019 19:00","2019-01-12T19:00:00",28.9,24.7,17.1,13.1,8.96,0.0807,0.09,12.42]
["January",12,"8PM to 9PM",20,"January 12, 2019 20:00","2019-01-12T20:00:00",{"v":30,"d":"30.0"},26.5,{"v":21,"d":"21.0"},15.9,9.65,0.0805,0.11,12.45]
["January",12,"9PM to 10PM",21,"January 12, 2019 21:00","2019-01-12T21:00:00",28.9,26.2,21.9,16.6,{"v":9.5,"d":"9.50"},0.0807,0.11,12.43]
["January",12,"10PM to 11PM",22,"January 12, 2019 22:00","2019-01-12T22:00:00",{"v":30,"d":"30.0"},27.6,24.1,18.4,10.03,0.0805,0.12,12.46]
["January",12,"11PM to 12AM",23,"January 12, 2019 23:00","2019-01-12T23:00:00",28.9,27.3,{"v":25,"d":"25.0"},19.2,{"v":9.9,"d":"9.90"},0.0806,0.13,12.44]
["January",13,"12AM to 1AM",0,"January 13, 2019 0:00","2019-01-13",{"v":30,"d":"30.0"},27.6,24.1,18.4,10.03,0.0805,0.12,12.46]
["January",13,"1AM to 2AM",1,"January 13, 2019 1:00","2019-01-13T01:00:00",{"v":30,"d":"30.0"},27.6,24.1,18.4,10.03,0.0805,0.12,12.46]
["January",13,"2AM to 3AM",2,"January 13, 2019 2:00","2019-01-13T02:00:00",30.9,28.5,{"v":25,"d":"25.0"},19.2,10.37,0.0803,0.13,12.49]
["January",13,"3AM to 4AM",3,"January 13, 2019 3:00","2019-01-13T03:00:00",30.9,28.5,{"v":25,"d":"25.0"},19.2,10.37,0.0803,0.13,12.49]
["January",13,"4AM to 5AM",4,"January 13, 2019 4:00","2019-01-13T04:00:00",{"v":30,"d":"30.0"},27.9,{"v":25,"d":"25.0"},19.2,10.16,0.0805,0.13,12.46]
["January",13,"5AM to 6AM",5,"January 13, 2019 5:00","2019-01-13T05:00:00",30.9,28.5,{"v":25,"d":"25.0"},19.2,10.37,0.0803,0.13,12.49]
["January",13,"6AM to 7AM",6,"January 13, 2019 6:00","2019-01-13T06:00:00",28.9,27.3,{"v":25,"d":"25.0"},19.2,{"v":9.9,"d":"9.90"},0.0806,0.13,12.44]
["January",13,"7AM to 8AM",7,"January 13, 2019 7:00","2019-01-13T07:00:00",28.9,{"v":27,"d":"27.0"},24.1,18.4,9.77,0.0806,0.12,12.43]
["January",13,"8AM to 9AM",8,"January 13, 2019 8:00","2019-01-13T08:00:00",26.1,24.9,{"v":23,"d":"23.0"},17.5,8.94,0.0811,0.12,12.36]
["January",13,"9AM to 10AM",9,"January 13, 2019 9:00","2019-01-13T09:00:00",{"v":28,"d":"28.0"},26.5,24.1,18.4,9.56,0.0808,0.12,12.41]
["January",13,"10AM to 11AM",10,"January 13, 2019 10:00","2019-01-13T10:00:00",{"v":27,"d":"27.0"},25.8,24.1,18.4,9.29,{"v":0.081,"d":"0.0810"},0.12,12.38]
["January",13,"11AM to 12PM",11,"January 13, 2019 11:00","2019-01-13T11:00:00",30.9,28.9,26.1,20.2,10.53,0.0803,0.14,12.49]
["January",13,"12PM to 1PM",12,"January 13, 2019 12:00","2019-01-13T12:00:00",{"v":32,"d":"32.0"},29.5,26.1,20.2,10.79,0.0801,0.14,12.52]
["January",13,"1PM to 2PM",13,"January 13, 2019 13:00","2019-01-13T13:00:00",{"v":32,"d":"32.0"},29.1,{"v":25,"d":"25.0"},19.2,10.63,0.0801,0.13,12.51]
["January",13,"2PM to 3PM",14,"January 13, 2019 14:00","2019-01-13T14:00:00",33.1,30.4,{"v":27,"d":"27.0"},21.1,11.18,0.0799,0.14,12.55]
["January",13,"3PM to 4PM",15,"January 13, 2019 15:00","2019-01-13T15:00:00",{"v":32,"d":"32.0"},30.6,28.9,23.1,11.24,0.0801,0.16,12.52]
["January",13,"4PM to 5PM",16,"January 13, 2019 16:00","2019-01-13T16:00:00",{"v":32,"d":"32.0"},31.1,{"v":30,"d":"30.0"},24.3,11.42,0.0801,0.16,12.53]
["January",13,"5PM to 6PM",17,"January 13, 2019 17:00","2019-01-13T17:00:00",{"v":32,"d":"32.0"},31.1,{"v":30,"d":"30.0"},24.3,11.42,0.0801,0.16,12.53]
["January",13,"6PM to 7PM",18,"January 13, 2019 18:00","2019-01-13T18:00:00",{"v":32,"d":"32.0"},31.5,30.9,25.4,11.58,0.0801,0.17,12.53]
["January",13,"7PM to 8PM",19,"January 13, 2019 19:00","2019-01-13T19:00:00",{"v":32,"d":"32.0"},{"v":32,"d":"32.0"},{"v":32,"d":"32.0"},26.7,11.78,0.0801,0.18,12.53]
["January",13,"8PM to 9PM",20,"January 13, 2019 20:00","2019-01-13T20:00:00",{"v":32,"d":"32.0"},{"v":32,"d":"32.0"},{"v":32,"d":"32.0"},26.7,11.78,0.0801,0.18,12.53]
["January",13,"9PM to 10PM",21,"January 13, 2019 21:00","2019-01-13T21:00:00",{"v":32,"d":"32.0"},31.1,{"v":30,"d":"30.0"},24.3,11.42,0.0801,0.16,12.53]
["January",13,"10PM to 11PM",22,"January 13, 2019 22:00","2019-01-13T22:00:00",28.9,28.6,{"v":28,"d":"28.0"},22.2,10.35,0.0806,0.15,12.44]
["January",13,"11PM to 12AM",23,"January 13, 2019 23:00","2019-01-13T23:00:00",{"v":23,"d":"23.0"},22.6,21.9,16.6,8.06,0.0816,0.11,12.28]
["January",14,"12AM to 1AM",0,"January 14, 2019 0:00","2019-01-14",{"v":21,"d":"21.0"},{"v":21,"d":"21.0"},{"v":21,"d":"21.0"},15.9,7.48,{"v":0.082,"d":"0.0820"},0.11,12.22]
["January",14,"1AM to 2AM",1,"January 14, 2019 1:00","2019-01-14T01:00:00",21.9,21.6,{"v":21,"d":"21.0"},15.9,{"v":7.7,"d":"7.70"},0.0818,0.11,12.25]
["January",14,"2AM to 3AM",2,"January 14, 2019 2:00","2019-01-14T02:00:00",{"v":23,"d":"23.0"},22.3,{"v":21,"d":"21.0"},15.9,7.96,0.0817,0.11,12.27]
["January",14,"3AM to 4AM",3,"January 14, 2019 3:00","2019-01-14T03:00:00",{"v":23,"d":"23.0"},22.3,{"v":21,"d":"21.0"},15.9,7.96,0.0817,0.11,12.27]
["January",14,"4AM to 5AM",4,"January 14, 2019 4:00","2019-01-14T04:00:00",26.1,25.3,24.1,18.4,9.08,0.0811,0.12,12.36]
["January",14,"5AM to 6AM",5,"January 14, 2019 5:00","2019-01-14T05:00:00",{"v":25,"d":"25.0"},24.2,{"v":23,"d":"23.0"},17.5,8.68,0.0813,0.12,12.33]
["January",14,"6AM to 7AM",6,"January 14, 2019 6:00","2019-01-14T06:00:00",26.1,24.5,21.9,16.6,{"v":8.8,"d":"8.80"},0.0811,0.11,12.35]
["January",14,"7AM to 8AM",7,"January 14, 2019 7:00","2019-01-14T07:00:00",19.9,19.3,{"v":18,"d":"18.0"},13.7,6.88,0.0822,0.09,12.19]
["January",14,"8AM to 9AM",8,"January 14, 2019 8:00","2019-01-14T08:00:00",19.9,{"v":19,"d":"19.0"},17.1,13.1,6.79,0.0822,0.09,12.19]
["January",14,"9AM to 10AM",9,{"$f":"A329&\" \"&B329&\", \"&$D$5&\" \"&D329&\":00\"","v":"January 14, 2019 9:00"},{"$f":"DATEVALUE(E329)+TIMEVALUE(E329)","v":"2019-01-14T09:00:00"},{"v":19,"d":"19.0"},18.4,17.1,13.1,6.58,0.0823,0.09,12.17]
["January",14,"10AM to 11AM",{"$f":"IF(D329+1>23,0,D329+1)","v":10},"January 14, 2019 10:00","2019-01-14T10:00:00",{"v":21,"d":"21.0"},{"v":20,"d":"20.0"},{"v":18,"d":"18.0"},13.7,7.14,{"v":0.082,"d":"0.0820"},0.09,12.22]
["January",14,"11AM to 12PM",11,"January 14, 2019 11:00","2019-01-14T11:00:00",{"v":27,"d":"27.0"},25.8,24.1,18.4,9.29,{"v":0.081,"d":"0.0810"},0.12,12.38]
["January",14,"12PM to 1PM",12,"January 14, 2019 12:00","2019-01-14T12:00:00",{"v":30,"d":"30.0"},27.9,{"v":25,"d":"25.0"},19.2,10.16,0.0805,0.13,12.46]
["January",14,"1PM to 2PM",13,"January 14, 2019 13:00","2019-01-14T13:00:00",30.9,29.7,{"v":28,"d":"28.0"},22.2,10.83,0.0803,0.15,12.49]
["January",14,"2PM to 3PM",14,"January 14, 2019 14:00","2019-01-14T14:00:00",28.9,27.7,26.1,20.2,10.05,0.0806,0.14,12.44]
["January",14,"3PM to 4PM",15,"January 14, 2019 15:00","2019-01-14T15:00:00",26.1,24.9,{"v":23,"d":"23.0"},17.5,8.94,0.0811,0.12,12.36]
["January",14,"4PM to 5PM",16,"January 14, 2019 16:00","2019-01-14T16:00:00",{"v":25,"d":"25.0"},23.8,21.9,16.6,8.54,0.0813,0.11,12.33]
["January",14,"5PM to 6PM",17,"January 14, 2019 17:00","2019-01-14T17:00:00",28.9,{"v":27,"d":"27.0"},24.1,18.4,9.77,0.0806,0.12,12.43]
["January",14,"6PM to 7PM",18,"January 14, 2019 18:00","2019-01-14T18:00:00",{"v":28,"d":"28.0"},26.1,{"v":23,"d":"23.0"},17.5,9.41,0.0808,0.12,12.41]
["January",14,"7PM to 8PM",19,"January 14, 2019 19:00","2019-01-14T19:00:00",{"v":28,"d":"28.0"},25.4,{"v":21,"d":"21.0"},15.9,9.17,0.0808,0.11,{"v":12.4,"d":"12.40"}]
["January",14,"8PM to 9PM",20,"January 14, 2019 20:00","2019-01-14T20:00:00",28.9,26.2,21.9,16.6,{"v":9.5,"d":"9.50"},0.0807,0.11,12.43]
["January",14,"9PM to 10PM",21,"January 14, 2019 21:00","2019-01-14T21:00:00",{"v":32,"d":"32.0"},28.7,24.1,18.4,10.51,0.0801,0.12,12.51]
["January",14,"10PM to 11PM",22,"January 14, 2019 22:00","2019-01-14T22:00:00",33.1,30.1,26.1,20.2,11.05,{"v":0.08,"d":"0.0800"},0.14,12.54]
["January",14,"11PM to 12AM",23,"January 14, 2019 23:00","2019-01-14T23:00:00",{"v":34,"d":"34.0"},30.2,{"v":25,"d":"25.0"},19.2,11.11,0.0798,0.13,12.56]
["January",15,"12AM to 1AM",0,"January 15, 2019 0:00","2019-01-15",{"v":34,"d":"34.0"},30.2,{"v":25,"d":"25.0"},19.2,11.11,0.0798,0.13,12.56]
["January",15,"1AM to 2AM",1,"January 15, 2019 1:00","2019-01-15T01:00:00",33.1,29.7,{"v":25,"d":"25.0"},19.2,10.89,{"v":0.08,"d":"0.0800"},0.13,12.54]
["January",15,"2AM to 3AM",2,"January 15, 2019 2:00","2019-01-15T02:00:00",{"v":34,"d":"34.0"},30.2,{"v":25,"d":"25.0"},19.2,11.11,0.0798,0.13,12.56]
["January",15,"3AM to 4AM",3,"January 15, 2019 3:00","2019-01-15T03:00:00",33.1,29.7,{"v":25,"d":"25.0"},19.2,10.89,{"v":0.08,"d":"0.0800"},0.13,12.54]
["January",15,"4AM to 5AM",4,"January 15, 2019 4:00","2019-01-15T04:00:00",33.1,30.1,26.1,20.2,11.05,{"v":0.08,"d":"0.0800"},0.14,12.54]
["January",15,"5AM to 6AM",5,"January 15, 2019 5:00","2019-01-15T05:00:00",{"v":34,"d":"34.0"},30.6,26.1,20.2,11.27,0.0798,0.14,12.57]
["January",15,"6AM to 7AM",6,"January 15, 2019 6:00","2019-01-15T06:00:00",{"v":34,"d":"34.0"},30.9,{"v":27,"d":"27.0"},21.1,{"v":11.4,"d":"11.40"},0.0798,0.14,12.57]
["January",15,"7AM to 8AM",7,"January 15, 2019 7:00","2019-01-15T07:00:00",{"v":34,"d":"34.0"},30.9,{"v":27,"d":"27.0"},21.1,{"v":11.4,"d":"11.40"},0.0798,0.14,12.57]
["January",15,"8AM to 9AM",8,"January 15, 2019 8:00","2019-01-15T08:00:00",{"v":34,"d":"34.0"},31.3,{"v":28,"d":"28.0"},22.2,11.57,0.0798,0.15,12.57]
["January",15,"9AM to 10AM",9,"January 15, 2019 9:00","2019-01-15T09:00:00",{"v":34,"d":"34.0"},31.3,{"v":28,"d":"28.0"},22.2,11.57,0.0798,0.15,12.57]
["January",15,"10AM to 11AM",10,"January 15, 2019 10:00","2019-01-15T10:00:00",{"v":34,"d":"34.0"},31.3,{"v":28,"d":"28.0"},22.2,11.57,0.0798,0.15,12.57]
["January",15,"11AM to 12PM",11,"January 15, 2019 11:00","2019-01-15T11:00:00",{"v":36,"d":"36.0"},32.7,{"v":28,"d":"28.0"},22.2,12.05,0.0795,0.15,12.62]
["January",15,"12PM to 1PM",12,"January 15, 2019 12:00","2019-01-15T12:00:00",{"v":36,"d":"36.0"},32.7,{"v":28,"d":"28.0"},22.2,12.05,0.0795,0.15,12.62]
["January",15,"1PM to 2PM",13,"January 15, 2019 13:00","2019-01-15T13:00:00",{"v":36,"d":"36.0"},32.7,{"v":28,"d":"28.0"},22.2,12.05,0.0795,0.15,12.62]
["January",15,"2PM to 3PM",14,"January 15, 2019 14:00","2019-01-15T14:00:00",{"v":36,"d":"36.0"},33.5,{"v":30,"d":"30.0"},24.3,12.38,0.0795,0.16,12.63]
["January",15,"3PM to 4PM",15,"January 15, 2019 15:00","2019-01-15T15:00:00",{"v":36,"d":"36.0"},33.8,30.9,25.4,12.54,0.0795,0.17,12.63]
["January",15,"4PM to 5PM",16,"January 15, 2019 16:00","2019-01-15T16:00:00",{"v":36,"d":"36.0"},33.8,30.9,25.4,12.54,0.0795,0.17,12.63]
["January",15,"5PM to 6PM",17,"January 15, 2019 17:00","2019-01-15T17:00:00",35.1,33.3,30.9,25.4,12.32,0.0796,0.17,12.61]
["January",15,"6PM to 7PM",18,"January 15, 2019 18:00","2019-01-15T18:00:00",35.1,32.9,{"v":30,"d":"30.0"},24.3,12.16,0.0796,0.16,12.61]
["January",15,"7PM to 8PM",19,"January 15, 2019 19:00","2019-01-15T19:00:00",{"v":34,"d":"34.0"},31.7,28.9,23.1,11.71,0.0798,0.16,12.57]
["January",15,"8PM to 9PM",20,"January 15, 2019 20:00","2019-01-15T20:00:00",33.1,30.8,{"v":28,"d":"28.0"},22.2,11.35,0.0799,0.15,12.55]
["January",15,"9PM to 10PM",21,"January 15, 2019 21:00","2019-01-15T21:00:00",{"v":34,"d":"34.0"},31.3,{"v":28,"d":"28.0"},22.2,11.57,0.0798,0.15,12.57]
["January",15,"10PM to 11PM",22,"January 15, 2019 22:00","2019-01-15T22:00:00",{"v":34,"d":"34.0"},30.9,{"v":27,"d":"27.0"},21.1,{"v":11.4,"d":"11.40"},0.0798,0.14,12.57]
["January",15,"11PM to 12AM",23,"January 15, 2019 23:00","2019-01-15T23:00:00",{"v":30,"d":"30.0"},28.4,26.1,20.2,10.31,0.0805,0.14,12.47]
["January",16,"12AM to 1AM",0,"January 16, 2019 0:00","2019-01-16",{"v":34,"d":"34.0"},31.7,28.9,23.1,11.71,0.0798,0.16,12.57]
["January",16,"1AM to 2AM",1,"January 16, 2019 1:00","2019-01-16T01:00:00",{"v":34,"d":"34.0"},31.3,{"v":28,"d":"28.0"},22.2,11.57,0.0798,0.15,12.57]
["January",16,"2AM to 3AM",2,"January 16, 2019 2:00","2019-01-16T02:00:00",{"v":34,"d":"34.0"},31.3,{"v":28,"d":"28.0"},22.2,11.57,0.0798,0.15,12.57]
["January",16,"3AM to 4AM",3,"January 16, 2019 3:00","2019-01-16T03:00:00",35.1,33.3,30.9,25.4,12.32,0.0796,0.17,12.61]
["January",16,"4AM to 5AM",4,"January 16, 2019 4:00","2019-01-16T04:00:00",35.1,33.3,30.9,25.4,12.32,0.0796,0.17,12.61]
["January",16,"5AM to 6AM",5,"January 16, 2019 5:00","2019-01-16T05:00:00",35.1,33.3,30.9,25.4,12.32,0.0796,0.17,12.61]
["January",16,"6AM to 7AM",6,"January 16, 2019 6:00","2019-01-16T06:00:00",35.1,33.8,{"v":32,"d":"32.0"},26.7,12.52,0.0796,0.18,12.61]
["January",16,"7AM to 8AM",7,"January 16, 2019 7:00","2019-01-16T07:00:00",35.1,33.8,{"v":32,"d":"32.0"},26.7,12.52,0.0796,0.18,12.61]
["January",16,"8AM to 9AM",8,"January 16, 2019 8:00","2019-01-16T08:00:00",{"v":34,"d":"34.0"},33.6,33.1,27.9,12.44,0.0798,0.19,12.59]
["January",16,"9AM to 10AM",9,"January 16, 2019 9:00","2019-01-16T09:00:00",{"v":34,"d":"34.0"},33.6,33.1,27.9,12.44,0.0798,0.19,12.59]
["January",16,"10AM to 11AM",10,"January 16, 2019 10:00","2019-01-16T10:00:00",{"v":34,"d":"34.0"},33.2,{"v":32,"d":"32.0"},26.7,12.26,0.0798,0.18,12.58]
["January",16,"11AM to 12PM",11,"January 16, 2019 11:00","2019-01-16T11:00:00",33.1,32.2,30.9,25.4,11.84,0.0799,0.17,12.56]
["January",16,"12PM to 1PM",12,"January 16, 2019 12:00","2019-01-16T12:00:00",{"v":34,"d":"34.0"},32.7,30.9,25.4,12.06,0.0798,0.17,12.58]
["January",16,"1PM to 2PM",13,"January 16, 2019 13:00","2019-01-16T13:00:00",33.1,31.7,{"v":30,"d":"30.0"},24.3,11.68,0.0799,0.16,12.56]
["January",16,"2PM to 3PM",14,"January 16, 2019 14:00","2019-01-16T14:00:00",33.1,31.7,{"v":30,"d":"30.0"},24.3,11.68,0.0799,0.16,12.56]
["January",16,"3PM to 4PM",15,"January 16, 2019 15:00","2019-01-16T15:00:00",33.1,31.2,28.9,23.1,{"v":11.5,"d":"11.50"},0.0799,0.16,12.55]
["January",16,"4PM to 5PM",16,"January 16, 2019 16:00","2019-01-16T16:00:00",{"v":32,"d":"32.0"},30.6,28.9,23.1,11.24,0.0801,0.16,12.52]
["January",16,"5PM to 6PM",17,"January 16, 2019 17:00","2019-01-16T17:00:00",30.9,29.2,{"v":27,"d":"27.0"},21.1,10.66,0.0803,0.14,12.49]
["January",16,"6PM to 7PM",18,"January 16, 2019 18:00","2019-01-16T18:00:00",28.9,27.3,{"v":25,"d":"25.0"},19.2,{"v":9.9,"d":"9.90"},0.0806,0.13,12.44]
["January",16,"7PM to 8PM",19,"January 16, 2019 19:00","2019-01-16T19:00:00",{"v":28,"d":"28.0"},26.5,24.1,18.4,9.56,0.0808,0.12,12.41]
["January",16,"8PM to 9PM",20,"January 16, 2019 20:00","2019-01-16T20:00:00",26.1,24.5,21.9,16.6,{"v":8.8,"d":"8.80"},0.0811,0.11,12.35]
["January",16,"9PM to 10PM",21,"January 16, 2019 21:00","2019-01-16T21:00:00",{"v":25,"d":"25.0"},23.5,{"v":21,"d":"21.0"},15.9,8.43,0.0813,0.11,12.32]
["January",16,"10PM to 11PM",22,"January 16, 2019 22:00","2019-01-16T22:00:00",{"v":25,"d":"25.0"},23.2,19.9,15.1,8.31,0.0813,{"v":0.1,"d":"0.10"},12.32]
["January",16,"11PM to 12AM",23,"January 16, 2019 23:00","2019-01-16T23:00:00",24.1,22.6,19.9,15.1,8.09,0.0815,{"v":0.1,"d":"0.10"},{"v":12.3,"d":"12.30"}]
["January",17,"12AM to 1AM",0,"January 17, 2019 0:00","2019-01-17",21.9,21.2,19.9,15.1,7.57,0.0818,{"v":0.1,"d":"0.10"},12.24]
["January",17,"1AM to 2AM",1,{"$f":"A393&\" \"&B393&\", \"&$D$5&\" \"&D393&\":00\"","v":"January 17, 2019 1:00"},{"$f":"DATEVALUE(E393)+TIMEVALUE(E393)","v":"2019-01-17T01:00:00"},19.9,19.3,{"v":18,"d":"18.0"},13.7,6.88,0.0822,0.09,12.19]
["January",17,"2AM to 3AM",{"$f":"IF(D393+1>23,0,D393+1)","v":2},"January 17, 2019 2:00","2019-01-17T02:00:00",{"v":21,"d":"21.0"},{"v":20,"d":"20.0"},{"v":18,"d":"18.0"},13.7,7.14,{"v":0.082,"d":"0.0820"},0.09,12.22]
["January",17,"3AM to 4AM",3,"January 17, 2019 3:00","2019-01-17T03:00:00",19.9,18.7,{"v":16,"d":"16.0"},12.5,6.69,0.0822,0.08,12.19]
["January",17,"4AM to 5AM",4,"January 17, 2019 4:00","2019-01-17T04:00:00",{"v":18,"d":"18.0"},17.7,17.1,13.1,6.32,0.0825,0.09,12.14]
["January",17,"5AM to 6AM",5,"January 17, 2019 5:00","2019-01-17T05:00:00",17.1,16.1,{"v":14,"d":"14.0"},11.3,5.82,0.0827,0.08,12.11]
["January",17,"6AM to 7AM",6,"January 17, 2019 6:00","2019-01-17T06:00:00",17.1,16.1,{"v":14,"d":"14.0"},11.3,5.82,0.0827,0.08,12.11]
["January",17,"7AM to 8AM",7,"January 17, 2019 7:00","2019-01-17T07:00:00",{"v":19,"d":"19.0"},17.2,12.9,10.7,6.21,0.0824,0.07,12.16]
["January",17,"8AM to 9AM",8,"January 17, 2019 8:00","2019-01-17T08:00:00",17.1,15.8,12.9,10.7,5.73,0.0827,0.07,12.11]
["January",17,"9AM to 10AM",9,"January 17, 2019 9:00","2019-01-17T09:00:00",17.1,16.1,{"v":14,"d":"14.0"},11.3,5.82,0.0827,0.08,12.11]
["January",17,"10AM to 11AM",10,"January 17, 2019 10:00","2019-01-17T10:00:00",17.1,16.7,{"v":16,"d":"16.0"},12.5,{"v":6,"d":"6.00"},0.0827,0.08,12.11]
["January",17,"11AM to 12PM",11,"January 17, 2019 11:00","2019-01-17T11:00:00",{"v":21,"d":"21.0"},20.3,{"v":19,"d":"19.0"},14.5,7.26,{"v":0.082,"d":"0.0820"},{"v":0.1,"d":"0.10"},12.22]
["January",17,"12PM to 1PM",12,"January 17, 2019 12:00","2019-01-17T12:00:00",{"v":23,"d":"23.0"},21.9,19.9,15.1,7.83,0.0817,{"v":0.1,"d":"0.10"},12.27]
["January",17,"1PM to 2PM",13,"January 17, 2019 13:00","2019-01-17T13:00:00",24.1,23.7,{"v":23,"d":"23.0"},17.5,8.46,0.0815,0.12,12.31]
["January",17,"2PM to 3PM",14,"January 17, 2019 14:00","2019-01-17T14:00:00",26.1,25.6,{"v":25,"d":"25.0"},19.2,{"v":9.2,"d":"9.20"},0.0811,0.13,12.36]
["January",17,"3PM to 4PM",15,"January 17, 2019 15:00","2019-01-17T15:00:00",{"v":27,"d":"27.0"},26.6,26.1,20.2,9.57,{"v":0.081,"d":"0.0810"},0.14,12.39]
["January",17,"4PM to 5PM",16,"January 17, 2019 16:00","2019-01-17T16:00:00",28.9,28.6,{"v":28,"d":"28.0"},22.2,10.35,0.0806,0.15,12.44]
["January",17,"5PM to 6PM",17,"January 17, 2019 17:00","2019-01-17T17:00:00",{"v":27,"d":"27.0"},26.2,{"v":25,"d":"25.0"},19.2,9.42,{"v":0.081,"d":"0.0810"},0.13,12.38]
["January",17,"6PM to 7PM",18,"January 17, 2019 18:00","2019-01-17T18:00:00",{"v":25,"d":"25.0"},24.6,24.1,18.4,8.82,0.0813,0.12,12.33]
["January",17,"7PM to 8PM",19,"January 17, 2019 19:00","2019-01-17T19:00:00",{"v":25,"d":"25.0"},24.6,24.1,18.4,8.82,0.0813,0.12,12.33]
["January",17,"8PM to 9PM",20,"January 17, 2019 20:00","2019-01-17T20:00:00",24.1,24.1,24.1,18.4,{"v":8.6,"d":"8.60"},0.0815,0.12,12.31]
["January",17,"9PM to 10PM",21,"January 17, 2019 21:00","2019-01-17T21:00:00",{"v":18,"d":"18.0"},17.3,{"v":16,"d":"16.0"},12.5,6.21,0.0825,0.08,12.14]
["January",17,"10PM to 11PM",22,"January 17, 2019 22:00","2019-01-17T22:00:00",{"v":19,"d":"19.0"},18.4,17.1,13.1,6.58,0.0823,0.09,12.17]
["January",17,"11PM to 12AM",23,"January 17, 2019 23:00","2019-01-17T23:00:00",{"v":19,"d":"19.0"},18.4,17.1,13.1,6.58,0.0823,0.09,12.17]
["January",18,"12AM to 1AM",0,"January 18, 2019 0:00","2019-01-18",{"v":19,"d":"19.0"},18.7,{"v":18,"d":"18.0"},13.7,6.67,0.0823,0.09,12.17]
["January",18,"1AM to 2AM",1,"January 18, 2019 1:00","2019-01-18T01:00:00",24.1,23.7,{"v":23,"d":"23.0"},17.5,8.46,0.0815,0.12,12.31]
["January",18,"2AM to 3AM",2,"January 18, 2019 2:00","2019-01-18T02:00:00",26.1,25.6,{"v":25,"d":"25.0"},19.2,{"v":9.2,"d":"9.20"},0.0811,0.13,12.36]
["January",18,"3AM to 4AM",3,"January 18, 2019 3:00","2019-01-18T03:00:00",24.1,23.7,{"v":23,"d":"23.0"},17.5,8.46,0.0815,0.12,12.31]
["January",18,"4AM to 5AM",4,"January 18, 2019 4:00","2019-01-18T04:00:00",{"v":21,"d":"21.0"},20.3,{"v":19,"d":"19.0"},14.5,7.26,{"v":0.082,"d":"0.0820"},{"v":0.1,"d":"0.10"},12.22]
["January",18,"5AM to 6AM",5,"January 18, 2019 5:00","2019-01-18T05:00:00",{"v":19,"d":"19.0"},18.1,{"v":16,"d":"16.0"},12.5,6.47,0.0824,0.08,12.16]
["January",18,"6AM to 7AM",6,"January 18, 2019 6:00","2019-01-18T06:00:00",{"v":19,"d":"19.0"},18.1,{"v":16,"d":"16.0"},12.5,6.47,0.0824,0.08,12.16]
["January",18,"7AM to 8AM",7,"January 18, 2019 7:00","2019-01-18T07:00:00",{"v":16,"d":"16.0"},15.1,12.9,10.7,5.47,0.0829,0.07,12.08]
["January",18,"8AM to 9AM",8,"January 18, 2019 8:00","2019-01-18T08:00:00",17.1,16.1,{"v":14,"d":"14.0"},11.3,5.82,0.0827,0.08,12.11]
["January",18,"9AM to 10AM",9,"January 18, 2019 9:00","2019-01-18T09:00:00",19.9,18.7,{"v":16,"d":"16.0"},12.5,6.69,0.0822,0.08,12.19]
["January",18,"10AM to 11AM",10,"January 18, 2019 10:00","2019-01-18T10:00:00",{"v":23,"d":"23.0"},21.9,19.9,15.1,7.83,0.0817,{"v":0.1,"d":"0.10"},12.27]
["January",18,"11AM to 12PM",11,"January 18, 2019 11:00","2019-01-18T11:00:00",19.9,18.7,{"v":16,"d":"16.0"},12.5,6.69,0.0822,0.08,12.19]
["January",18,"12PM to 1PM",12,"January 18, 2019 12:00","2019-01-18T12:00:00",21.9,20.3,17.1,13.1,7.27,0.0819,0.09,12.24]
["January",18,"1PM to 2PM",13,"January 18, 2019 13:00","2019-01-18T13:00:00",21.9,20.3,17.1,13.1,7.27,0.0819,0.09,12.24]
["January",18,"2PM to 3PM",14,"January 18, 2019 14:00","2019-01-18T14:00:00",{"v":23,"d":"23.0"},21.3,{"v":18,"d":"18.0"},13.7,7.62,0.0817,0.09,12.27]
["January",18,"3PM to 4PM",15,"January 18, 2019 15:00","2019-01-18T15:00:00",21.9,20.3,17.1,13.1,7.27,0.0819,0.09,12.24]
["January",18,"4PM to 5PM",16,"January 18, 2019 16:00","2019-01-18T16:00:00",19.9,19.3,{"v":18,"d":"18.0"},13.7,6.88,0.0822,0.09,12.19]
["January",18,"5PM to 6PM",17,"January 18, 2019 17:00","2019-01-18T17:00:00",19.9,19.3,{"v":18,"d":"18.0"},13.7,6.88,0.0822,0.09,12.19]
["January",18,"6PM to 7PM",18,"January 18, 2019 18:00","2019-01-18T18:00:00",21.9,21.6,{"v":21,"d":"21.0"},15.9,{"v":7.7,"d":"7.70"},0.0818,0.11,12.25]
["January",18,"7PM to 8PM",19,"January 18, 2019 19:00","2019-01-18T19:00:00",26.1,25.6,{"v":25,"d":"25.0"},19.2,{"v":9.2,"d":"9.20"},0.0811,0.13,12.36]
["January",18,"8PM to 9PM",20,"January 18, 2019 20:00","2019-01-18T20:00:00",{"v":25,"d":"25.0"},24.2,{"v":23,"d":"23.0"},17.5,8.68,0.0813,0.12,12.33]
["January",18,"9PM to 10PM",21,"January 18, 2019 21:00","2019-01-18T21:00:00",24.1,24.1,24.1,18.4,{"v":8.6,"d":"8.60"},0.0815,0.12,12.31]
["January",18,"10PM to 11PM",22,"January 18, 2019 22:00","2019-01-18T22:00:00",24.1,23.7,{"v":23,"d":"23.0"},17.5,8.46,0.0815,0.12,12.31]
["January",18,"11PM to 12AM",23,"January 18, 2019 23:00","2019-01-18T23:00:00",24.1,23.7,{"v":23,"d":"23.0"},17.5,8.46,0.0815,0.12,12.31]
["January",19,"12AM to 1AM",0,"January 19, 2019 0:00","2019-01-19",24.1,23.7,{"v":23,"d":"23.0"},17.5,8.46,0.0815,0.12,12.31]
["January",19,"1AM to 2AM",1,"January 19, 2019 1:00","2019-01-19T01:00:00",24.1,23.7,{"v":23,"d":"23.0"},17.5,8.46,0.0815,0.12,12.31]
["January",19,"2AM to 3AM",2,"January 19, 2019 2:00","2019-01-19T02:00:00",24.1,23.7,{"v":23,"d":"23.0"},17.5,8.46,0.0815,0.12,12.31]
["January",19,"3AM to 4AM",3,"January 19, 2019 3:00","2019-01-19T03:00:00",24.1,23.7,{"v":23,"d":"23.0"},17.5,8.46,0.0815,0.12,12.31]
["January",19,"4AM to 5AM",4,"January 19, 2019 4:00","2019-01-19T04:00:00",24.1,23.7,{"v":23,"d":"23.0"},17.5,8.46,0.0815,0.12,12.31]
["January",19,"5AM to 6AM",5,"January 19, 2019 5:00","2019-01-19T05:00:00",24.1,24.1,24.1,18.4,{"v":8.6,"d":"8.60"},0.0815,0.12,12.31]
["January",19,"6AM to 7AM",6,"January 19, 2019 6:00","2019-01-19T06:00:00",24.1,24.1,24.1,18.4,{"v":8.6,"d":"8.60"},0.0815,0.12,12.31]
["January",19,"7AM to 8AM",7,"January 19, 2019 7:00","2019-01-19T07:00:00",24.1,23.7,{"v":23,"d":"23.0"},17.5,8.46,0.0815,0.12,12.31]
["January",19,"8AM to 9AM",8,"January 19, 2019 8:00","2019-01-19T08:00:00",24.1,23.3,21.9,16.6,8.32,0.0815,0.11,{"v":12.3,"d":"12.30"}]
["January",19,"9AM to 10AM",9,"January 19, 2019 9:00","2019-01-19T09:00:00",24.1,23.7,{"v":23,"d":"23.0"},17.5,8.46,0.0815,0.12,12.31]
["January",19,"10AM to 11AM",10,"January 19, 2019 10:00","2019-01-19T10:00:00",{"v":23,"d":"23.0"},22.6,21.9,16.6,8.06,0.0816,0.11,12.28]
["January",19,"11AM to 12PM",11,"January 19, 2019 11:00","2019-01-19T11:00:00",{"v":23,"d":"23.0"},22.6,21.9,16.6,8.06,0.0816,0.11,12.28]
["January",19,"12PM to 1PM",12,"January 19, 2019 12:00","2019-01-19T12:00:00",{"v":23,"d":"23.0"},22.6,21.9,16.6,8.06,0.0816,0.11,12.28]
["January",19,"1PM to 2PM",13,"January 19, 2019 13:00","2019-01-19T13:00:00",{"v":19,"d":"19.0"},18.4,17.1,13.1,6.58,0.0823,0.09,12.17]
["January",19,"2PM to 3PM",14,"January 19, 2019 14:00","2019-01-19T14:00:00",{"v":18,"d":"18.0"},17.3,{"v":16,"d":"16.0"},12.5,6.21,0.0825,0.08,12.14]
["January",19,"3PM to 4PM",15,"January 19, 2019 15:00","2019-01-19T15:00:00",{"v":19,"d":"19.0"},18.7,{"v":18,"d":"18.0"},13.7,6.67,0.0823,0.09,12.17]
["January",19,"4PM to 5PM",16,"January 19, 2019 16:00","2019-01-19T16:00:00",{"v":19,"d":"19.0"},18.4,17.1,13.1,6.58,0.0823,0.09,12.17]
["January",19,"5PM to 6PM",17,{"$f":"A457&\" \"&B457&\", \"&$D$5&\" \"&D457&\":00\"","v":"January 19, 2019 17:00"},{"$f":"DATEVALUE(E457)+TIMEVALUE(E457)","v":"2019-01-19T17:00:00"},{"v":19,"d":"19.0"},18.7,{"v":18,"d":"18.0"},13.7,6.67,0.0823,0.09,12.17]
["January",19,"6PM to 7PM",{"$f":"IF(D457+1>23,0,D457+1)","v":18},"January 19, 2019 18:00","2019-01-19T18:00:00",{"v":19,"d":"19.0"},18.4,17.1,13.1,6.58,0.0823,0.09,12.17]
["January",19,"7PM to 8PM",19,"January 19, 2019 19:00","2019-01-19T19:00:00",{"v":19,"d":"19.0"},18.4,17.1,13.1,6.58,0.0823,0.09,12.17]
["January",19,"8PM to 9PM",20,"January 19, 2019 20:00","2019-01-19T20:00:00",{"v":19,"d":"19.0"},18.7,{"v":18,"d":"18.0"},13.7,6.67,0.0823,0.09,12.17]
["January",19,"9PM to 10PM",21,"January 19, 2019 21:00","2019-01-19T21:00:00",{"v":19,"d":"19.0"},18.7,{"v":18,"d":"18.0"},13.7,6.67,0.0823,0.09,12.17]
["January",19,"10PM to 11PM",22,"January 19, 2019 22:00","2019-01-19T22:00:00",19.9,19.6,{"v":19,"d":"19.0"},14.5,{"v":7,"d":"7.00"},0.0822,{"v":0.1,"d":"0.10"},12.19]
["January",19,"11PM to 12AM",23,"January 19, 2019 23:00","2019-01-19T23:00:00",19.9,19.6,{"v":19,"d":"19.0"},14.5,{"v":7,"d":"7.00"},0.0822,{"v":0.1,"d":"0.10"},12.19]
["January",20,"12AM to 1AM",0,"January 20, 2019 0:00","2019-01-20",{"v":18,"d":"18.0"},17.7,17.1,13.1,6.32,0.0825,0.09,12.14]
["January",20,"1AM to 2AM",1,"January 20, 2019 1:00","2019-01-20T01:00:00",{"v":18,"d":"18.0"},17.3,{"v":16,"d":"16.0"},12.5,6.21,0.0825,0.08,12.14]
["January",20,"2AM to 3AM",2,"January 20, 2019 2:00","2019-01-20T02:00:00",{"v":19,"d":"19.0"},18.7,{"v":18,"d":"18.0"},13.7,6.67,0.0823,0.09,12.17]
["January",20,"3AM to 4AM",3,"January 20, 2019 3:00","2019-01-20T03:00:00",{"v":21,"d":"21.0"},20.6,19.9,15.1,7.36,{"v":0.082,"d":"0.0820"},{"v":0.1,"d":"0.10"},12.22]
["January",20,"4AM to 5AM",4,"January 20, 2019 4:00","2019-01-20T04:00:00",{"v":23,"d":"23.0"},22.6,21.9,16.6,8.06,0.0816,0.11,12.28]
["January",20,"5AM to 6AM",5,"January 20, 2019 5:00","2019-01-20T05:00:00",{"v":27,"d":"27.0"},26.6,26.1,20.2,9.57,{"v":0.081,"d":"0.0810"},0.14,12.39]
["January",20,"6AM to 7AM",6,"January 20, 2019 6:00","2019-01-20T06:00:00",{"v":28,"d":"28.0"},27.6,{"v":27,"d":"27.0"},21.1,9.97,0.0808,0.14,12.42]
["January",20,"7AM to 8AM",7,"January 20, 2019 7:00","2019-01-20T07:00:00",{"v":28,"d":"28.0"},27.6,{"v":27,"d":"27.0"},21.1,9.97,0.0808,0.14,12.42]
["January",20,"8AM to 9AM",8,"January 20, 2019 8:00","2019-01-20T08:00:00",28.9,27.7,26.1,20.2,10.05,0.0806,0.14,12.44]
["January",20,"9AM to 10AM",9,"January 20, 2019 9:00","2019-01-20T09:00:00",{"v":30,"d":"30.0"},28.7,{"v":27,"d":"27.0"},21.1,10.44,0.0804,0.14,12.47]
["January",20,"10AM to 11AM",10,"January 20, 2019 10:00","2019-01-20T10:00:00",{"v":30,"d":"30.0"},29.2,{"v":28,"d":"28.0"},22.2,10.61,0.0804,0.15,12.47]
["January",20,"11AM to 12PM",11,"January 20, 2019 11:00","2019-01-20T11:00:00",{"v":30,"d":"30.0"},28.7,{"v":27,"d":"27.0"},21.1,10.44,0.0804,0.14,12.47]
["January",20,"12PM to 1PM",12,"January 20, 2019 12:00","2019-01-20T12:00:00",28.9,27.3,{"v":25,"d":"25.0"},19.2,{"v":9.9,"d":"9.90"},0.0806,0.13,12.44]
["January",20,"1PM to 2PM",13,"January 20, 2019 13:00","2019-01-20T13:00:00",28.9,27.3,{"v":25,"d":"25.0"},19.2,{"v":9.9,"d":"9.90"},0.0806,0.13,12.44]
["January",20,"2PM to 3PM",14,"January 20, 2019 14:00","2019-01-20T14:00:00",28.9,27.3,{"v":25,"d":"25.0"},19.2,{"v":9.9,"d":"9.90"},0.0806,0.13,12.44]
["January",20,"3PM to 4PM",15,"January 20, 2019 15:00","2019-01-20T15:00:00",26.1,24.5,21.9,16.6,{"v":8.8,"d":"8.80"},0.0811,0.11,12.35]
["January",20,"4PM to 5PM",16,"January 20, 2019 16:00","2019-01-20T16:00:00",26.1,24.9,{"v":23,"d":"23.0"},17.5,8.94,0.0811,0.12,12.36]
["January",20,"5PM to 6PM",17,"January 20, 2019 17:00","2019-01-20T17:00:00",{"v":25,"d":"25.0"},23.8,21.9,16.6,8.54,0.0813,0.11,12.33]
["January",20,"6PM to 7PM",18,"January 20, 2019 18:00","2019-01-20T18:00:00",{"v":25,"d":"25.0"},24.2,{"v":23,"d":"23.0"},17.5,8.68,0.0813,0.12,12.33]
["January",20,"7PM to 8PM",19,"January 20, 2019 19:00","2019-01-20T19:00:00",26.1,25.3,24.1,18.4,9.08,0.0811,0.12,12.36]
["January",20,"8PM to 9PM",20,"January 20, 2019 20:00","2019-01-20T20:00:00",{"v":25,"d":"25.0"},23.8,21.9,16.6,8.54,0.0813,0.11,12.33]
["January",20,"9PM to 10PM",21,"January 20, 2019 21:00","2019-01-20T21:00:00",{"v":23,"d":"23.0"},22.3,{"v":21,"d":"21.0"},15.9,7.96,0.0817,0.11,12.27]
["January",20,"10PM to 11PM",22,"January 20, 2019 22:00","2019-01-20T22:00:00",24.1,{"v":23,"d":"23.0"},{"v":21,"d":"21.0"},15.9,8.22,0.0815,0.11,{"v":12.3,"d":"12.30"}]
["January",20,"11PM to 12AM",23,"January 20, 2019 23:00","2019-01-20T23:00:00",21.9,21.2,19.9,15.1,7.57,0.0818,{"v":0.1,"d":"0.10"},12.24]
["January",21,"12AM to 1AM",0,"January 21, 2019 0:00","2019-01-21",26.1,24.5,21.9,16.6,{"v":8.8,"d":"8.80"},0.0811,0.11,12.35]
["January",21,"1AM to 2AM",1,"January 21, 2019 1:00","2019-01-21T01:00:00",24.1,{"v":23,"d":"23.0"},{"v":21,"d":"21.0"},15.9,8.22,0.0815,0.11,{"v":12.3,"d":"12.30"}]
["January",21,"2AM to 3AM",2,"January 21, 2019 2:00","2019-01-21T02:00:00",24.1,23.3,21.9,16.6,8.32,0.0815,0.11,{"v":12.3,"d":"12.30"}]
["January",21,"3AM to 4AM",3,"January 21, 2019 3:00","2019-01-21T03:00:00",{"v":27,"d":"27.0"},25.8,24.1,18.4,9.29,{"v":0.081,"d":"0.0810"},0.12,12.38]
["January",21,"4AM to 5AM",4,"January 21, 2019 4:00","2019-01-21T04:00:00",{"v":28,"d":"28.0"},26.8,{"v":25,"d":"25.0"},19.2,9.68,0.0808,0.13,12.41]
["January",21,"5AM to 6AM",5,"January 21, 2019 5:00","2019-01-21T05:00:00",26.1,25.3,24.1,18.4,9.08,0.0811,0.12,12.36]
["January",21,"6AM to 7AM",6,"January 21, 2019 6:00","2019-01-21T06:00:00",21.9,21.9,21.9,16.6,{"v":7.8,"d":"7.80"},0.0818,0.11,12.25]
["January",21,"7AM to 8AM",7,"January 21, 2019 7:00","2019-01-21T07:00:00",{"v":25,"d":"25.0"},24.6,24.1,18.4,8.82,0.0813,0.12,12.33]
["January",21,"8AM to 9AM",8,"January 21, 2019 8:00","2019-01-21T08:00:00",{"v":27,"d":"27.0"},26.2,{"v":25,"d":"25.0"},19.2,9.42,{"v":0.081,"d":"0.0810"},0.13,12.38]
["January",21,"9AM to 10AM",9,"January 21, 2019 9:00","2019-01-21T09:00:00",{"v":28,"d":"28.0"},27.6,{"v":27,"d":"27.0"},21.1,9.97,0.0808,0.14,12.42]
["January",21,"10AM to 11AM",10,"January 21, 2019 10:00","2019-01-21T10:00:00",{"v":27,"d":"27.0"},26.6,26.1,20.2,9.57,{"v":0.081,"d":"0.0810"},0.14,12.39]
["January",21,"11AM to 12PM",11,"January 21, 2019 11:00","2019-01-21T11:00:00",26.1,25.6,{"v":25,"d":"25.0"},19.2,{"v":9.2,"d":"9.20"},0.0811,0.13,12.36]
["January",21,"12PM to 1PM",12,"January 21, 2019 12:00","2019-01-21T12:00:00",26.1,26.1,26.1,20.2,9.35,0.0811,0.14,12.36]
["January",21,"1PM to 2PM",13,"January 21, 2019 13:00","2019-01-21T13:00:00",26.1,25.6,{"v":25,"d":"25.0"},19.2,{"v":9.2,"d":"9.20"},0.0811,0.13,12.36]
["January",21,"2PM to 3PM",14,"January 21, 2019 14:00","2019-01-21T14:00:00",24.1,23.7,{"v":23,"d":"23.0"},17.5,8.46,0.0815,0.12,12.31]
["January",21,"3PM to 4PM",15,"January 21, 2019 15:00","2019-01-21T15:00:00",{"v":27,"d":"27.0"},26.2,{"v":25,"d":"25.0"},19.2,9.42,{"v":0.081,"d":"0.0810"},0.13,12.38]
["January",21,"4PM to 5PM",16,"January 21, 2019 16:00","2019-01-21T16:00:00",{"v":27,"d":"27.0"},26.6,26.1,20.2,9.57,{"v":0.081,"d":"0.0810"},0.14,12.39]
["January",21,"5PM to 6PM",17,"January 21, 2019 17:00","2019-01-21T17:00:00",26.1,25.6,{"v":25,"d":"25.0"},19.2,{"v":9.2,"d":"9.20"},0.0811,0.13,12.36]
["January",21,"6PM to 7PM",18,"January 21, 2019 18:00","2019-01-21T18:00:00",{"v":25,"d":"25.0"},{"v":25,"d":"25.0"},{"v":25,"d":"25.0"},19.2,8.94,0.0813,0.13,12.33]
["January",21,"7PM to 8PM",19,"January 21, 2019 19:00","2019-01-21T19:00:00",{"v":25,"d":"25.0"},{"v":25,"d":"25.0"},{"v":25,"d":"25.0"},19.2,8.94,0.0813,0.13,12.33]
["January",21,"8PM to 9PM",20,"January 21, 2019 20:00","2019-01-21T20:00:00",24.1,24.1,24.1,18.4,{"v":8.6,"d":"8.60"},0.0815,0.12,12.31]
["January",21,"9PM to 10PM",21,"January 21, 2019 21:00","2019-01-21T21:00:00",24.1,23.7,{"v":23,"d":"23.0"},17.5,8.46,0.0815,0.12,12.31]
["January",21,"10PM to 11PM",22,"January 21, 2019 22:00","2019-01-21T22:00:00",{"v":23,"d":"23.0"},22.6,21.9,16.6,8.06,0.0816,0.11,12.28]
["January",21,"11PM to 12AM",23,"January 21, 2019 23:00","2019-01-21T23:00:00",21.9,21.6,{"v":21,"d":"21.0"},15.9,{"v":7.7,"d":"7.70"},0.0818,0.11,12.25]
["January",22,"12AM to 1AM",0,"January 22, 2019 0:00","2019-01-22",21.9,21.6,{"v":21,"d":"21.0"},15.9,{"v":7.7,"d":"7.70"},0.0818,0.11,12.25]
["January",22,"1AM to 2AM",1,"January 22, 2019 1:00","2019-01-22T01:00:00",21.9,21.6,{"v":21,"d":"21.0"},15.9,{"v":7.7,"d":"7.70"},0.0818,0.11,12.25]
["January",22,"2AM to 3AM",2,"January 22, 2019 2:00","2019-01-22T02:00:00",21.9,21.6,{"v":21,"d":"21.0"},15.9,{"v":7.7,"d":"7.70"},0.0818,0.11,12.25]
["January",22,"3AM to 4AM",3,"January 22, 2019 3:00","2019-01-22T03:00:00",{"v":23,"d":"23.0"},22.6,21.9,16.6,8.06,0.0816,0.11,12.28]
["January",22,"4AM to 5AM",4,"January 22, 2019 4:00","2019-01-22T04:00:00",{"v":23,"d":"23.0"},22.6,21.9,16.6,8.06,0.0816,0.11,12.28]
["January",22,"5AM to 6AM",5,"January 22, 2019 5:00","2019-01-22T05:00:00",{"v":23,"d":"23.0"},22.6,21.9,16.6,8.06,0.0816,0.11,12.28]
["January",22,"6AM to 7AM",6,"January 22, 2019 6:00","2019-01-22T06:00:00",24.1,23.7,{"v":23,"d":"23.0"},17.5,8.46,0.0815,0.12,12.31]
["January",22,"7AM to 8AM",7,"January 22, 2019 7:00","2019-01-22T07:00:00",{"v":25,"d":"25.0"},24.6,24.1,18.4,8.82,0.0813,0.12,12.33]
["January",22,"8AM to 9AM",8,"January 22, 2019 8:00","2019-01-22T08:00:00",{"v":25,"d":"25.0"},24.6,24.1,18.4,8.82,0.0813,0.12,12.33]
["January",22,"9AM to 10AM",9,{"$f":"A521&\" \"&B521&\", \"&$D$5&\" \"&D521&\":00\"","v":"January 22, 2019 9:00"},{"$f":"DATEVALUE(E521)+TIMEVALUE(E521)","v":"2019-01-22T09:00:00"},26.1,25.6,{"v":25,"d":"25.0"},19.2,{"v":9.2,"d":"9.20"},0.0811,0.13,12.36]
["January",22,"10AM to 11AM",{"$f":"IF(D521+1>23,0,D521+1)","v":10},"January 22, 2019 10:00","2019-01-22T10:00:00",24.1,24.1,24.1,18.4,{"v":8.6,"d":"8.60"},0.0815,0.12,12.31]
["January",22,"11AM to 12PM",11,"January 22, 2019 11:00","2019-01-22T11:00:00",21.9,21.9,21.9,16.6,{"v":7.8,"d":"7.80"},0.0818,0.11,12.25]
["January",22,"12PM to 1PM",12,"January 22, 2019 12:00","2019-01-22T12:00:00",{"v":23,"d":"23.0"},22.6,21.9,16.6,8.06,0.0816,0.11,12.28]
["January",22,"1PM to 2PM",13,"January 22, 2019 13:00","2019-01-22T13:00:00",24.1,24.1,24.1,18.4,{"v":8.6,"d":"8.60"},0.0815,0.12,12.31]
["January",22,"2PM to 3PM",14,"January 22, 2019 14:00","2019-01-22T14:00:00",{"v":25,"d":"25.0"},{"v":25,"d":"25.0"},{"v":25,"d":"25.0"},19.2,8.94,0.0813,0.13,12.33]
["January",22,"3PM to 4PM",15,"January 22, 2019 15:00","2019-01-22T15:00:00",26.1,25.6,{"v":25,"d":"25.0"},19.2,{"v":9.2,"d":"9.20"},0.0811,0.13,12.36]
["January",22,"4PM to 5PM",16,"January 22, 2019 16:00","2019-01-22T16:00:00",26.1,25.6,{"v":25,"d":"25.0"},19.2,{"v":9.2,"d":"9.20"},0.0811,0.13,12.36]
["January",22,"5PM to 6PM",17,"January 22, 2019 17:00","2019-01-22T17:00:00",26.1,25.6,{"v":25,"d":"25.0"},19.2,{"v":9.2,"d":"9.20"},0.0811,0.13,12.36]
["January",22,"6PM to 7PM",18,"January 22, 2019 18:00","2019-01-22T18:00:00",{"v":27,"d":"27.0"},26.2,{"v":25,"d":"25.0"},19.2,9.42,{"v":0.081,"d":"0.0810"},0.13,12.38]
["January",22,"7PM to 8PM",19,"January 22, 2019 19:00","2019-01-22T19:00:00",{"v":27,"d":"27.0"},26.2,{"v":25,"d":"25.0"},19.2,9.42,{"v":0.081,"d":"0.0810"},0.13,12.38]
["January",22,"8PM to 9PM",20,"January 22, 2019 20:00","2019-01-22T20:00:00",{"v":28,"d":"28.0"},27.6,{"v":27,"d":"27.0"},21.1,9.97,0.0808,0.14,12.42]
["January",22,"9PM to 10PM",21,"January 22, 2019 21:00","2019-01-22T21:00:00",{"v":28,"d":"28.0"},27.6,{"v":27,"d":"27.0"},21.1,9.97,0.0808,0.14,12.42]
["January",22,"10PM to 11PM",22,"January 22, 2019 22:00","2019-01-22T22:00:00",26.1,25.3,24.1,18.4,9.08,0.0811,0.12,12.36]
["January",22,"11PM to 12AM",23,"January 22, 2019 23:00","2019-01-22T23:00:00",21.9,21.6,{"v":21,"d":"21.0"},15.9,{"v":7.7,"d":"7.70"},0.0818,0.11,12.25]
["January",23,"12AM to 1AM",0,"January 23, 2019 0:00","2019-01-23",19.9,19.6,{"v":19,"d":"19.0"},14.5,{"v":7,"d":"7.00"},0.0822,{"v":0.1,"d":"0.10"},12.19]
["January",23,"1AM to 2AM",1,"January 23, 2019 1:00","2019-01-23T01:00:00",{"v":19,"d":"19.0"},18.7,{"v":18,"d":"18.0"},13.7,6.67,0.0823,0.09,12.17]
["January",23,"2AM to 3AM",2,"January 23, 2019 2:00","2019-01-23T02:00:00",{"v":19,"d":"19.0"},18.7,{"v":18,"d":"18.0"},13.7,6.67,0.0823,0.09,12.17]
["January",23,"3AM to 4AM",3,"January 23, 2019 3:00","2019-01-23T03:00:00",{"v":25,"d":"25.0"},24.6,24.1,18.4,8.82,0.0813,0.12,12.33]
["January",23,"4AM to 5AM",4,"January 23, 2019 4:00","2019-01-23T04:00:00",24.1,{"v":23,"d":"23.0"},{"v":21,"d":"21.0"},15.9,8.22,0.0815,0.11,{"v":12.3,"d":"12.30"}]
["January",23,"5AM to 6AM",5,"January 23, 2019 5:00","2019-01-23T05:00:00",{"v":25,"d":"25.0"},24.2,{"v":23,"d":"23.0"},17.5,8.68,0.0813,0.12,12.33]
["January",23,"6AM to 7AM",6,"January 23, 2019 6:00","2019-01-23T06:00:00",21.9,21.6,{"v":21,"d":"21.0"},15.9,{"v":7.7,"d":"7.70"},0.0818,0.11,12.25]
["January",23,"7AM to 8AM",7,"January 23, 2019 7:00","2019-01-23T07:00:00",19.9,18.7,{"v":16,"d":"16.0"},12.5,6.69,0.0822,0.08,12.19]
["January",23,"8AM to 9AM",8,"January 23, 2019 8:00","2019-01-23T08:00:00",19.9,19.3,{"v":18,"d":"18.0"},13.7,6.88,0.0822,0.09,12.19]
["January",23,"9AM to 10AM",9,"January 23, 2019 9:00","2019-01-23T09:00:00",{"v":21,"d":"21.0"},20.3,{"v":19,"d":"19.0"},14.5,7.26,{"v":0.082,"d":"0.0820"},{"v":0.1,"d":"0.10"},12.22]
["January",23,"10AM to 11AM",10,"January 23, 2019 10:00","2019-01-23T10:00:00",{"v":18,"d":"18.0"},17.7,17.1,13.1,6.32,0.0825,0.09,12.14]
["January",23,"11AM to 12PM",11,"January 23, 2019 11:00","2019-01-23T11:00:00",17.1,16.5,15.1,11.9,5.92,0.0827,0.08,12.11]
["January",23,"12PM to 1PM",12,"January 23, 2019 12:00","2019-01-23T12:00:00",{"v":23,"d":"23.0"},21.6,{"v":19,"d":"19.0"},14.5,7.73,0.0817,{"v":0.1,"d":"0.10"},12.27]
["January",23,"1PM to 2PM",13,"January 23, 2019 13:00","2019-01-23T13:00:00",21.9,20.9,{"v":19,"d":"19.0"},14.5,7.47,0.0818,{"v":0.1,"d":"0.10"},12.24]
["January",23,"2PM to 3PM",14,"January 23, 2019 14:00","2019-01-23T14:00:00",21.9,20.6,{"v":18,"d":"18.0"},13.7,7.36,0.0819,0.09,12.24]
["January",23,"3PM to 4PM",15,"January 23, 2019 15:00","2019-01-23T15:00:00",21.9,20.9,{"v":19,"d":"19.0"},14.5,7.47,0.0818,{"v":0.1,"d":"0.10"},12.24]
["January",23,"4PM to 5PM",16,"January 23, 2019 16:00","2019-01-23T16:00:00",21.9,20.9,{"v":19,"d":"19.0"},14.5,7.47,0.0818,{"v":0.1,"d":"0.10"},12.24]
["January",23,"5PM to 6PM",17,"January 23, 2019 17:00","2019-01-23T17:00:00",21.9,20.9,{"v":19,"d":"19.0"},14.5,7.47,0.0818,{"v":0.1,"d":"0.10"},12.24]
["January",23,"6PM to 7PM",18,"January 23, 2019 18:00","2019-01-23T18:00:00",{"v":21,"d":"21.0"},{"v":20,"d":"20.0"},{"v":18,"d":"18.0"},13.7,7.14,{"v":0.082,"d":"0.0820"},0.09,12.22]
["January",23,"7PM to 8PM",19,"January 23, 2019 19:00","2019-01-23T19:00:00",19.9,{"v":19,"d":"19.0"},17.1,13.1,6.79,0.0822,0.09,12.19]
["January",23,"8PM to 9PM",20,"January 23, 2019 20:00","2019-01-23T20:00:00",21.9,20.9,{"v":19,"d":"19.0"},14.5,7.47,0.0818,{"v":0.1,"d":"0.10"},12.24]
["January",23,"9PM to 10PM",21,"January 23, 2019 21:00","2019-01-23T21:00:00",21.9,20.6,{"v":18,"d":"18.0"},13.7,7.36,0.0819,0.09,12.24]
["January",23,"10PM to 11PM",22,"January 23, 2019 22:00","2019-01-23T22:00:00",{"v":21,"d":"21.0"},19.7,17.1,13.1,7.05,{"v":0.082,"d":"0.0820"},0.09,12.22]
["January",23,"11PM to 12AM",23,"January 23, 2019 23:00","2019-01-23T23:00:00",19.9,19.3,{"v":18,"d":"18.0"},13.7,6.88,0.0822,0.09,12.19]
["January",24,"12AM to 1AM",0,"January 24, 2019 0:00","2019-01-24",19.9,{"v":19,"d":"19.0"},17.1,13.1,6.79,0.0822,0.09,12.19]
["January",24,"1AM to 2AM",1,"January 24, 2019 1:00","2019-01-24T01:00:00",{"v":19,"d":"19.0"},18.4,17.1,13.1,6.58,0.0823,0.09,12.17]
["January",24,"2AM to 3AM",2,"January 24, 2019 2:00","2019-01-24T02:00:00",{"v":19,"d":"19.0"},18.1,{"v":16,"d":"16.0"},12.5,6.47,0.0824,0.08,12.16]
["January",24,"3AM to 4AM",3,"January 24, 2019 3:00","2019-01-24T03:00:00",17.1,16.1,{"v":14,"d":"14.0"},11.3,5.82,0.0827,0.08,12.11]
["January",24,"4AM to 5AM",4,"January 24, 2019 4:00","2019-01-24T04:00:00",{"v":18,"d":"18.0"},17.1,15.1,11.9,6.13,0.0825,0.08,12.14]
["January",24,"5AM to 6AM",5,"January 24, 2019 5:00","2019-01-24T05:00:00",17.1,16.5,15.1,11.9,5.92,0.0827,0.08,12.11]
["January",24,"6AM to 7AM",6,"January 24, 2019 6:00","2019-01-24T06:00:00",17.1,16.1,{"v":14,"d":"14.0"},11.3,5.82,0.0827,0.08,12.11]
["January",24,"7AM to 8AM",7,"January 24, 2019 7:00","2019-01-24T07:00:00",{"v":16,"d":"16.0"},15.4,{"v":14,"d":"14.0"},11.3,5.56,0.0829,0.08,12.08]
["January",24,"8AM to 9AM",8,"January 24, 2019 8:00","2019-01-24T08:00:00",15.1,14.5,12.9,10.7,5.25,0.0831,0.07,12.06]
["January",24,"9AM to 10AM",9,"January 24, 2019 9:00","2019-01-24T09:00:00",{"v":14,"d":"14.0"},13.5,{"v":12,"d":"12.0"},10.2,4.92,0.0832,0.07,12.03]
["January",24,"10AM to 11AM",10,"January 24, 2019 10:00","2019-01-24T10:00:00",{"v":14,"d":"14.0"},12.9,{"v":10,"d":"10.0"},9.3,4.78,0.0833,0.06,12.03]
["January",24,"11AM to 12PM",11,"January 24, 2019 11:00","2019-01-24T11:00:00",12.9,11.9,{"v":9,"d":"9.0"},8.8,4.44,0.0834,0.06,{"v":12,"d":"12.00"}]
["January",24,"12PM to 1PM",12,"January 24, 2019 12:00","2019-01-24T12:00:00",12.9,12.2,{"v":10,"d":"10.0"},9.3,4.52,0.0834,0.06,{"v":12,"d":"12.00"}]
["January",24,"1PM to 2PM",13,"January 24, 2019 13:00","2019-01-24T13:00:00",12.9,11.9,{"v":9,"d":"9.0"},8.8,4.44,0.0834,0.06,{"v":12,"d":"12.00"}]
["January",24,"2PM to 3PM",14,"January 24, 2019 14:00","2019-01-24T14:00:00",{"v":12,"d":"12.0"},11.7,10.9,9.7,4.36,0.0836,0.07,11.98]
["January",24,"3PM to 4PM",15,"January 24, 2019 15:00","2019-01-24T15:00:00",{"v":12,"d":"12.0"},11.2,{"v":9,"d":"9.0"},8.8,4.22,0.0836,0.06,11.98]
["January",24,"4PM to 5PM",16,"January 24, 2019 16:00","2019-01-24T16:00:00",{"v":12,"d":"12.0"},11.5,{"v":10,"d":"10.0"},9.3,{"v":4.3,"d":"4.30"},0.0836,0.06,11.98]
["January",24,"5PM to 6PM",17,"January 24, 2019 17:00","2019-01-24T17:00:00",10.9,10.2,8.1,8.4,{"v":3.9,"d":"3.90"},0.0838,0.06,11.95]
["January",24,"6PM to 7PM",18,"January 24, 2019 18:00","2019-01-24T18:00:00",{"v":12,"d":"12.0"},{"v":11,"d":"11.0"},8.1,8.4,4.16,0.0836,0.06,11.97]
["January",24,"7PM to 8PM",19,"January 24, 2019 19:00","2019-01-24T19:00:00",{"v":10,"d":"10.0"},9.6,8.1,8.4,3.69,{"v":0.084,"d":"0.0840"},0.06,11.92]
["January",24,"8PM to 9PM",20,"January 24, 2019 20:00","2019-01-24T20:00:00",12.9,12.2,{"v":10,"d":"10.0"},9.3,4.52,0.0834,0.06,{"v":12,"d":"12.00"}]
["January",24,"9PM to 10PM",21,"January 24, 2019 21:00","2019-01-24T21:00:00",12.9,12.2,{"v":10,"d":"10.0"},9.3,4.52,0.0834,0.06,{"v":12,"d":"12.00"}]
["January",24,"10PM to 11PM",22,"January 24, 2019 22:00","2019-01-24T22:00:00",{"v":12,"d":"12.0"},11.5,{"v":10,"d":"10.0"},9.3,{"v":4.3,"d":"4.30"},0.0836,0.06,11.98]
["January",24,"11PM to 12AM",23,"January 24, 2019 23:00","2019-01-24T23:00:00",10.9,10.4,{"v":9,"d":"9.0"},8.8,3.96,0.0838,0.06,11.95]
["January",25,"12AM to 1AM",0,"January 25, 2019 0:00","2019-01-25",10.9,10.2,8.1,8.4,{"v":3.9,"d":"3.90"},0.0838,0.06,11.95]
["January",25,"1AM to 2AM",1,{"$f":"A585&\" \"&B585&\", \"&$D$5&\" \"&D585&\":00\"","v":"January 25, 2019 1:00"},{"$f":"DATEVALUE(E585)+TIMEVALUE(E585)","v":"2019-01-25T01:00:00"},10.9,10.2,8.1,8.4,{"v":3.9,"d":"3.90"},0.0838,0.06,11.95]
["January",25,"2AM to 3AM",{"$f":"IF(D585+1>23,0,D585+1)","v":2},"January 25, 2019 2:00","2019-01-25T02:00:00",10.9,10.2,8.1,8.4,{"v":3.9,"d":"3.90"},0.0838,0.06,11.95]
["January",25,"3AM to 4AM",3,"January 25, 2019 3:00","2019-01-25T03:00:00",{"v":10,"d":"10.0"},9.3,{"v":7,"d":"7.0"},7.9,3.62,{"v":0.084,"d":"0.0840"},0.05,11.92]
["January",25,"4AM to 5AM",4,"January 25, 2019 4:00","2019-01-25T04:00:00",{"v":9,"d":"9.0"},8.3,6.1,7.6,3.31,0.0842,0.05,11.89]
["January",25,"5AM to 6AM",5,"January 25, 2019 5:00","2019-01-25T05:00:00",{"v":9,"d":"9.0"},8.3,6.1,7.6,3.31,0.0842,0.05,11.89]
["January",25,"6AM to 7AM",6,"January 25, 2019 6:00","2019-01-25T06:00:00",{"v":9,"d":"9.0"},8.1,{"v":5,"d":"5.0"},7.2,3.24,0.0842,0.05,11.89]
["January",25,"7AM to 8AM",7,"January 25, 2019 7:00","2019-01-25T07:00:00",{"v":9,"d":"9.0"},8.3,6.1,7.6,3.31,0.0842,0.05,11.89]
["January",25,"8AM to 9AM",8,"January 25, 2019 8:00","2019-01-25T08:00:00",{"v":9,"d":"9.0"},8.1,{"v":5,"d":"5.0"},7.2,3.24,0.0842,0.05,11.89]
["January",25,"9AM to 10AM",9,"January 25, 2019 9:00","2019-01-25T09:00:00",8.1,7.2,3.9,6.8,2.97,0.0843,0.05,11.87]
["January",25,"10AM to 11AM",10,"January 25, 2019 10:00","2019-01-25T10:00:00",6.1,5.6,3.9,6.8,2.49,0.0847,0.05,11.82]
["January",25,"11AM to 12PM",11,"January 25, 2019 11:00","2019-01-25T11:00:00",6.1,5.2,1.9,6.1,2.39,0.0847,0.04,11.82]
["January",25,"12PM to 1PM",12,"January 25, 2019 12:00","2019-01-25T12:00:00",{"v":7,"d":"7.0"},{"v":6,"d":"6.0"},1.9,6.1,2.61,0.0845,0.04,11.84]
["January",25,"1PM to 2PM",13,"January 25, 2019 13:00","2019-01-25T13:00:00",{"v":7,"d":"7.0"},{"v":6,"d":"6.0"},1.9,6.1,2.61,0.0845,0.04,11.84]
["January",25,"2PM to 3PM",14,"January 25, 2019 14:00","2019-01-25T14:00:00",{"v":7,"d":"7.0"},6.2,{"v":3,"d":"3.0"},6.5,2.66,0.0845,0.04,11.84]
["January",25,"3PM to 4PM",15,"January 25, 2019 15:00","2019-01-25T15:00:00",{"v":7,"d":"7.0"},6.3,3.9,6.8,2.71,0.0845,0.05,11.84]
["January",25,"4PM to 5PM",16,"January 25, 2019 16:00","2019-01-25T16:00:00",6.1,5.1,{"v":1,"d":"1.0"},5.9,2.35,0.0847,0.04,11.82]
["January",25,"5PM to 6PM",17,"January 25, 2019 17:00","2019-01-25T17:00:00",3.9,3.4,{"v":1,"d":"1.0"},5.9,1.83,0.0851,0.04,11.76]
["January",25,"6PM to 7PM",18,"January 25, 2019 18:00","2019-01-25T18:00:00",3.9,3.2,{"v":0,"d":"0.0"},5.5,1.78,0.0851,0.04,11.76]
["January",25,"7PM to 8PM",19,"January 25, 2019 19:00","2019-01-25T19:00:00",{"v":3,"d":"3.0"},2.3,-0.9,5.3,1.53,0.0853,0.04,11.74]
["January",25,"8PM to 9PM",20,"January 25, 2019 20:00","2019-01-25T20:00:00",1.9,1.3,{"v":-2,"d":"-2.0"},{"v":5,"d":"5.0"},1.22,0.0855,0.03,11.71]
["January",25,"9PM to 10PM",21,"January 25, 2019 21:00","2019-01-25T21:00:00",{"v":0,"d":"0.0"},-0.7,{"v":-4,"d":"-4.0"},4.5,0.67,0.0858,0.03,11.66]
["January",25,"10PM to 11PM",22,"January 25, 2019 22:00","2019-01-25T22:00:00",{"v":0,"d":"0.0"},-0.4,{"v":-2,"d":"-2.0"},{"v":5,"d":"5.0"},0.75,0.0858,0.03,11.66]
["January",25,"11PM to 12AM",23,"January 25, 2019 23:00","2019-01-25T23:00:00",-0.9,-1.4,{"v":-4,"d":"-4.0"},4.5,0.45,{"v":0.086,"d":"0.0860"},0.03,11.64]
["January",26,"12AM to 1AM",0,"January 26, 2019 0:00","2019-01-26",{"v":0,"d":"0.0"},-0.5,-2.9,4.8,0.71,0.0858,0.03,11.66]
["January",26,"1AM to 2AM",1,"January 26, 2019 1:00","2019-01-26T01:00:00",{"v":0,"d":"0.0"},-0.5,-2.9,4.8,0.71,0.0858,0.03,11.66]
["January",26,"2AM to 3AM",2,"January 26, 2019 2:00","2019-01-26T02:00:00",{"v":-2,"d":"-2.0"},-2.5,-5.1,4.2,0.16,0.0862,0.03,11.61]
["January",26,"3AM to 4AM",3,"January 26, 2019 3:00","2019-01-26T03:00:00",{"v":-2,"d":"-2.0"},-2.5,-5.1,4.2,0.16,0.0862,0.03,11.61]
["January",26,"4AM to 5AM",4,"January 26, 2019 4:00","2019-01-26T04:00:00",{"v":-2,"d":"-2.0"},-2.5,-5.1,4.2,0.16,0.0862,0.03,11.61]
["January",26,"5AM to 6AM",5,"January 26, 2019 5:00","2019-01-26T05:00:00",-0.9,-1.6,-5.1,4.2,0.42,{"v":0.086,"d":"0.0860"},0.03,11.63]
["January",26,"6AM to 7AM",6,"January 26, 2019 6:00","2019-01-26T06:00:00",-0.9,-1.6,-5.1,4.2,0.42,{"v":0.086,"d":"0.0860"},0.03,11.63]
["January",26,"7AM to 8AM",7,"January 26, 2019 7:00","2019-01-26T07:00:00",-2.9,-3.5,-7.1,3.8,-0.12,0.0864,0.03,11.58]
["January",26,"8AM to 9AM",8,"January 26, 2019 8:00","2019-01-26T08:00:00",{"v":0,"d":"0.0"},-0.7,{"v":-4,"d":"-4.0"},4.5,0.67,0.0858,0.03,11.66]
["January",26,"9AM to 10AM",9,"January 26, 2019 9:00","2019-01-26T09:00:00",{"v":3,"d":"3.0"},2.5,{"v":0,"d":"0.0"},5.5,1.56,0.0853,0.04,11.74]
["January",26,"10AM to 11AM",10,"January 26, 2019 10:00","2019-01-26T10:00:00",{"v":1,"d":"1.0"},0.5,{"v":-2,"d":"-2.0"},{"v":5,"d":"5.0"},1.01,0.0856,0.03,11.69]
["January",26,"11AM to 12PM",11,"January 26, 2019 11:00","2019-01-26T11:00:00",{"v":1,"d":"1.0"},0.5,{"v":-2,"d":"-2.0"},{"v":5,"d":"5.0"},1.01,0.0856,0.03,11.69]
["January",26,"12PM to 1PM",12,"January 26, 2019 12:00","2019-01-26T12:00:00",3.9,3.4,{"v":1,"d":"1.0"},5.9,1.83,0.0851,0.04,11.76]
["January",26,"1PM to 2PM",13,"January 26, 2019 13:00","2019-01-26T13:00:00",3.9,3.2,{"v":0,"d":"0.0"},5.5,1.78,0.0851,0.04,11.76]
["January",26,"2PM to 3PM",14,"January 26, 2019 14:00","2019-01-26T14:00:00",{"v":5,"d":"5.0"},{"v":4,"d":"4.0"},{"v":0,"d":"0.0"},5.5,2.04,0.0849,0.04,11.79]
["January",26,"3PM to 4PM",15,"January 26, 2019 15:00","2019-01-26T15:00:00",{"v":7,"d":"7.0"},{"v":6,"d":"6.0"},1.9,6.1,2.61,0.0845,0.04,11.84]
["January",26,"4PM to 5PM",16,"January 26, 2019 16:00","2019-01-26T16:00:00",{"v":7,"d":"7.0"},{"v":6,"d":"6.0"},1.9,6.1,2.61,0.0845,0.04,11.84]
["January",26,"5PM to 6PM",17,"January 26, 2019 17:00","2019-01-26T17:00:00",{"v":10,"d":"10.0"},8.9,{"v":5,"d":"5.0"},7.2,{"v":3.5,"d":"3.50"},{"v":0.084,"d":"0.0840"},0.05,11.92]
["January",26,"6PM to 7PM",18,"January 26, 2019 18:00","2019-01-26T18:00:00",{"v":12,"d":"12.0"},{"v":11,"d":"11.0"},8.1,8.4,4.16,0.0836,0.06,11.97]
["January",26,"7PM to 8PM",19,"January 26, 2019 19:00","2019-01-26T19:00:00",10.9,10.2,8.1,8.4,{"v":3.9,"d":"3.90"},0.0838,0.06,11.95]
["January",26,"8PM to 9PM",20,"January 26, 2019 20:00","2019-01-26T20:00:00",{"v":9,"d":"9.0"},8.5,{"v":7,"d":"7.0"},7.9,3.36,0.0842,0.05,{"v":11.9,"d":"11.90"}]
["January",26,"9PM to 10PM",21,"January 26, 2019 21:00","2019-01-26T21:00:00",6.1,5.5,{"v":3,"d":"3.0"},6.5,2.45,0.0847,0.04,11.82]
["January",26,"10PM to 11PM",22,"January 26, 2019 22:00","2019-01-26T22:00:00",{"v":7,"d":"7.0"},6.5,{"v":5,"d":"5.0"},7.2,2.77,0.0845,0.05,11.84]
["January",26,"11PM to 12AM",23,"January 26, 2019 23:00","2019-01-26T23:00:00",{"v":7,"d":"7.0"},6.3,3.9,6.8,2.71,0.0845,0.05,11.84]
["January",27,"12AM to 1AM",0,"January 27, 2019 0:00","2019-01-27",3.9,3.5,1.9,6.1,1.87,0.0851,0.04,11.76]
["January",27,"1AM to 2AM",1,"January 27, 2019 1:00","2019-01-27T01:00:00",{"v":5,"d":"5.0"},4.6,{"v":3,"d":"3.0"},6.5,2.19,0.0849,0.04,11.79]
["January",27,"2AM to 3AM",2,"January 27, 2019 2:00","2019-01-27T02:00:00",{"v":3,"d":"3.0"},2.5,{"v":0,"d":"0.0"},5.5,1.56,0.0853,0.04,11.74]
["January",27,"3AM to 4AM",3,"January 27, 2019 3:00","2019-01-27T03:00:00",1.9,1.4,-0.9,5.3,1.27,0.0855,0.04,11.71]
["January",27,"4AM to 5AM",4,"January 27, 2019 4:00","2019-01-27T04:00:00",1.9,1.4,-0.9,5.3,1.27,0.0855,0.04,11.71]
["January",27,"5AM to 6AM",5,"January 27, 2019 5:00","2019-01-27T05:00:00",1.9,1.4,-0.9,5.3,1.27,0.0855,0.04,11.71]
["January",27,"6AM to 7AM",6,"January 27, 2019 6:00","2019-01-27T06:00:00",1.9,1.4,-0.9,5.3,1.27,0.0855,0.04,11.71]
["January",27,"7AM to 8AM",7,"January 27, 2019 7:00","2019-01-27T07:00:00",{"v":1,"d":"1.0"},0.5,{"v":-2,"d":"-2.0"},{"v":5,"d":"5.0"},1.01,0.0856,0.03,11.69]
["January",27,"8AM to 9AM",8,"January 27, 2019 8:00","2019-01-27T08:00:00",1.9,1.4,-0.9,5.3,1.27,0.0855,0.04,11.71]
["January",27,"9AM to 10AM",9,"January 27, 2019 9:00","2019-01-27T09:00:00",{"v":1,"d":"1.0"},0.5,{"v":-2,"d":"-2.0"},{"v":5,"d":"5.0"},1.01,0.0856,0.03,11.69]
["January",27,"10AM to 11AM",10,"January 27, 2019 10:00","2019-01-27T10:00:00",1.9,1.4,-0.9,5.3,1.27,0.0855,0.04,11.71]
["January",27,"11AM to 12PM",11,"January 27, 2019 11:00","2019-01-27T11:00:00",{"v":3,"d":"3.0"},2.6,{"v":1,"d":"1.0"},5.9,1.61,0.0853,0.04,11.74]
["January",27,"12PM to 1PM",12,"January 27, 2019 12:00","2019-01-27T12:00:00",{"v":5,"d":"5.0"},4.4,1.9,6.1,2.13,0.0849,0.04,11.79]
["January",27,"1PM to 2PM",13,"January 27, 2019 13:00","2019-01-27T13:00:00",{"v":7,"d":"7.0"},6.5,{"v":5,"d":"5.0"},7.2,2.77,0.0845,0.05,11.84]
["January",27,"2PM to 3PM",14,"January 27, 2019 14:00","2019-01-27T14:00:00",{"v":9,"d":"9.0"},8.5,{"v":7,"d":"7.0"},7.9,3.36,0.0842,0.05,{"v":11.9,"d":"11.90"}]
["January",27,"3PM to 4PM",15,"January 27, 2019 15:00","2019-01-27T15:00:00",10.9,10.2,8.1,8.4,{"v":3.9,"d":"3.90"},0.0838,0.06,11.95]
["January",27,"4PM to 5PM",16,"January 27, 2019 16:00","2019-01-27T16:00:00",{"v":10,"d":"10.0"},9.3,{"v":7,"d":"7.0"},7.9,3.62,{"v":0.084,"d":"0.0840"},0.05,11.92]
["January",27,"5PM to 6PM",17,{"$f":"A649&\" \"&B649&\", \"&$D$5&\" \"&D649&\":00\"","v":"January 27, 2019 17:00"},{"$f":"DATEVALUE(E649)+TIMEVALUE(E649)","v":"2019-01-27T17:00:00"},{"v":10,"d":"10.0"},9.6,8.1,8.4,3.69,{"v":0.084,"d":"0.0840"},0.06,11.92]
["January",27,"6PM to 7PM",{"$f":"IF(D649+1>23,0,D649+1)","v":18},"January 27, 2019 18:00","2019-01-27T18:00:00",8.1,7.8,{"v":7,"d":"7.0"},7.9,3.14,0.0843,0.05,11.87]
["January",27,"7PM to 8PM",19,"January 27, 2019 19:00","2019-01-27T19:00:00",{"v":7,"d":"7.0"},6.3,3.9,6.8,2.71,0.0845,0.05,11.84]
["January",27,"8PM to 9PM",20,"January 27, 2019 20:00","2019-01-27T20:00:00",{"v":7,"d":"7.0"},6.3,3.9,6.8,2.71,0.0845,0.05,11.84]
["January",27,"9PM to 10PM",21,"January 27, 2019 21:00","2019-01-27T21:00:00",{"v":5,"d":"5.0"},4.4,1.9,6.1,2.13,0.0849,0.04,11.79]
["January",27,"10PM to 11PM",22,"January 27, 2019 22:00","2019-01-27T22:00:00",3.9,3.5,1.9,6.1,1.87,0.0851,0.04,11.76]
["January",27,"11PM to 12AM",23,"January 27, 2019 23:00","2019-01-27T23:00:00",3.9,3.5,1.9,6.1,1.87,0.0851,0.04,11.76]
["January",28,"12AM to 1AM",0,"January 28, 2019 0:00","2019-01-28",6.1,5.5,{"v":3,"d":"3.0"},6.5,2.45,0.0847,0.04,11.82]
["January",28,"1AM to 2AM",1,"January 28, 2019 1:00","2019-01-28T01:00:00",{"v":7,"d":"7.0"},6.5,{"v":5,"d":"5.0"},7.2,2.77,0.0845,0.05,11.84]
["January",28,"2AM to 3AM",2,"January 28, 2019 2:00","2019-01-28T02:00:00",8.1,7.6,6.1,7.6,3.09,0.0843,0.05,11.87]
["January",28,"3AM to 4AM",3,"January 28, 2019 3:00","2019-01-28T03:00:00",8.1,7.6,6.1,7.6,3.09,0.0843,0.05,11.87]
["January",28,"4AM to 5AM",4,"January 28, 2019 4:00","2019-01-28T04:00:00",{"v":10,"d":"10.0"},9.6,8.1,8.4,3.69,{"v":0.084,"d":"0.0840"},0.06,11.92]
["January",28,"5AM to 6AM",5,"January 28, 2019 5:00","2019-01-28T05:00:00",{"v":10,"d":"10.0"},9.6,8.1,8.4,3.69,{"v":0.084,"d":"0.0840"},0.06,11.92]
["January",28,"6AM to 7AM",6,"January 28, 2019 6:00","2019-01-28T06:00:00",8.1,7.4,{"v":5,"d":"5.0"},7.2,3.03,0.0843,0.05,11.87]
["January",28,"7AM to 8AM",7,"January 28, 2019 7:00","2019-01-28T07:00:00",{"v":7,"d":"7.0"},6.5,{"v":5,"d":"5.0"},7.2,2.77,0.0845,0.05,11.84]
["January",28,"8AM to 9AM",8,"January 28, 2019 8:00","2019-01-28T08:00:00",{"v":5,"d":"5.0"},4.4,1.9,6.1,2.13,0.0849,0.04,11.79]
["January",28,"9AM to 10AM",9,"January 28, 2019 9:00","2019-01-28T09:00:00",3.9,3.2,{"v":0,"d":"0.0"},5.5,1.78,0.0851,0.04,11.76]
["January",28,"10AM to 11AM",10,"January 28, 2019 10:00","2019-01-28T10:00:00",1.9,1.4,-0.9,5.3,1.27,0.0855,0.04,11.71]
["January",28,"11AM to 12PM",11,"January 28, 2019 11:00","2019-01-28T11:00:00",1.9,1.3,{"v":-2,"d":"-2.0"},{"v":5,"d":"5.0"},1.22,0.0855,0.03,11.71]
["January",28,"12PM to 1PM",12,"January 28, 2019 12:00","2019-01-28T12:00:00",1.9,1.1,-2.9,4.8,1.19,0.0855,0.03,11.71]
["January",28,"1PM to 2PM",13,"January 28, 2019 13:00","2019-01-28T13:00:00",{"v":1,"d":"1.0"},0.4,-2.9,4.8,0.97,0.0856,0.03,11.69]
["January",28,"2PM to 3PM",14,"January 28, 2019 14:00","2019-01-28T14:00:00",{"v":1,"d":"1.0"},0.2,{"v":-4,"d":"-4.0"},4.5,0.93,0.0856,0.03,11.69]
["January",28,"3PM to 4PM",15,"January 28, 2019 15:00","2019-01-28T15:00:00",{"v":0,"d":"0.0"},-0.7,{"v":-4,"d":"-4.0"},4.5,0.67,0.0858,0.03,11.66]
["January",28,"4PM to 5PM",16,"January 28, 2019 16:00","2019-01-28T16:00:00",{"v":0,"d":"0.0"},-0.7,{"v":-4,"d":"-4.0"},4.5,0.67,0.0858,0.03,11.66]
["January",28,"5PM to 6PM",17,"January 28, 2019 17:00","2019-01-28T17:00:00",-0.9,-1.8,-7.1,3.8,0.35,{"v":0.086,"d":"0.0860"},0.03,11.63]
["January",28,"6PM to 7PM",18,"January 28, 2019 18:00","2019-01-28T18:00:00",{"v":-2,"d":"-2.0"},-2.9,{"v":-8,"d":"-8.0"},3.6,0.06,0.0862,0.02,11.61]
["January",28,"7PM to 8PM",19,"January 28, 2019 19:00","2019-01-28T19:00:00",{"v":-4,"d":"-4.0"},-4.5,{"v":-8,"d":"-8.0"},3.6,-0.41,0.0866,0.02,11.56]
["January",28,"8PM to 9PM",20,"January 28, 2019 20:00","2019-01-28T20:00:00",{"v":-4,"d":"-4.0"},-4.7,{"v":-9,"d":"-9.0"},3.4,-0.44,0.0866,0.02,11.55]
["January",28,"9PM to 10PM",21,"January 28, 2019 21:00","2019-01-28T21:00:00",-5.1,-5.9,-11.9,2.9,-0.78,0.0868,0.02,11.53]
["January",28,"10PM to 11PM",22,"January 28, 2019 22:00","2019-01-28T22:00:00",{"v":-6,"d":"-6.0"},-6.7,-11.9,2.9,-0.99,{"v":0.087,"d":"0.0870"},0.02,{"v":11.5,"d":"11.50"}]
["January",28,"11PM to 12AM",23,"January 28, 2019 23:00","2019-01-28T23:00:00",{"v":-6,"d":"-6.0"},-6.8,{"v":-13,"d":"-13.0"},2.7,-1.02,{"v":0.087,"d":"0.0870"},0.02,{"v":11.5,"d":"11.50"}]
["January",29,"12AM to 1AM",0,"January 29, 2019 0:00","2019-01-29",{"v":-6,"d":"-6.0"},-6.9,-14.1,2.6,-1.04,{"v":0.087,"d":"0.0870"},0.02,{"v":11.5,"d":"11.50"}]
["January",29,"1AM to 2AM",1,"January 29, 2019 1:00","2019-01-29T01:00:00",{"v":-6,"d":"-6.0"},-6.9,-14.1,2.6,-1.04,{"v":0.087,"d":"0.0870"},0.02,{"v":11.5,"d":"11.50"}]
["January",29,"2AM to 3AM",2,"January 29, 2019 2:00","2019-01-29T02:00:00",-7.1,-7.8,-14.1,2.6,{"v":-1.3,"d":"-1.30"},0.0872,0.02,11.48]
["January",29,"3AM to 4AM",3,"January 29, 2019 3:00","2019-01-29T03:00:00",-7.1,-7.8,-14.1,2.6,{"v":-1.3,"d":"-1.30"},0.0872,0.02,11.48]
["January",29,"4AM to 5AM",4,"January 29, 2019 4:00","2019-01-29T04:00:00",-7.1,-7.7,{"v":-13,"d":"-13.0"},2.7,-1.28,0.0872,0.02,11.48]
["January",29,"5AM to 6AM",5,"January 29, 2019 5:00","2019-01-29T05:00:00",-7.1,-7.7,{"v":-13,"d":"-13.0"},2.7,-1.28,0.0872,0.02,11.48]
["January",29,"6AM to 7AM",6,"January 29, 2019 6:00","2019-01-29T06:00:00",{"v":-8,"d":"-8.0"},-8.5,{"v":-13,"d":"-13.0"},2.7,-1.49,0.0873,0.02,11.45]
["January",29,"7AM to 8AM",7,"January 29, 2019 7:00","2019-01-29T07:00:00",{"v":-8,"d":"-8.0"},-8.6,-14.1,2.6,-1.52,0.0874,0.02,11.45]
["January",29,"8AM to 9AM",8,"January 29, 2019 8:00","2019-01-29T08:00:00",{"v":-9,"d":"-9.0"},-9.6,-14.1,2.6,-1.78,0.0876,0.02,11.42]
["January",29,"9AM to 10AM",9,"January 29, 2019 9:00","2019-01-29T09:00:00",{"v":-9,"d":"-9.0"},-9.7,{"v":-15,"d":"-15.0"},2.5,{"v":-1.8,"d":"-1.80"},0.0876,0.02,11.42]
["January",29,"10AM to 11AM",10,"January 29, 2019 10:00","2019-01-29T10:00:00",-9.9,-10.5,{"v":-15,"d":"-15.0"},2.5,-2.01,0.0877,0.02,{"v":11.4,"d":"11.40"}]
["January",29,"11AM to 12PM",11,"January 29, 2019 11:00","2019-01-29T11:00:00",-9.9,-10.5,{"v":-15,"d":"-15.0"},2.5,-2.01,0.0877,0.02,{"v":11.4,"d":"11.40"}]
["January",29,"12PM to 1PM",12,"January 29, 2019 12:00","2019-01-29T12:00:00",-9.9,-10.5,-16.1,2.3,-2.04,0.0877,0.02,{"v":11.4,"d":"11.40"}]
["January",29,"1PM to 2PM",13,"January 29, 2019 13:00","2019-01-29T13:00:00",-9.9,-10.5,-16.1,2.3,-2.04,0.0877,0.02,{"v":11.4,"d":"11.40"}]
["January",29,"2PM to 3PM",14,"January 29, 2019 14:00","2019-01-29T14:00:00",{"v":-9,"d":"-9.0"},-9.7,-16.1,2.3,-1.82,0.0876,0.02,11.42]
["January",29,"3PM to 4PM",15,"January 29, 2019 15:00","2019-01-29T15:00:00",{"v":-9,"d":"-9.0"},-9.8,{"v":-17,"d":"-17.0"},2.2,-1.84,0.0876,0.01,11.42]
["January",29,"4PM to 5PM",16,"January 29, 2019 16:00","2019-01-29T16:00:00",{"v":-9,"d":"-9.0"},-9.8,{"v":-17,"d":"-17.0"},2.2,-1.84,0.0876,0.01,11.42]
["January",29,"5PM to 6PM",17,"January 29, 2019 17:00","2019-01-29T17:00:00",-9.9,-10.6,{"v":-17,"d":"-17.0"},2.2,-2.05,0.0877,0.01,{"v":11.4,"d":"11.40"}]
["January",29,"6PM to 7PM",18,"January 29, 2019 18:00","2019-01-29T18:00:00",-9.9,-10.6,{"v":-17,"d":"-17.0"},2.2,-2.05,0.0877,0.01,{"v":11.4,"d":"11.40"}]
["January",29,"7PM to 8PM",19,"January 29, 2019 19:00","2019-01-29T19:00:00",-9.9,-10.6,{"v":-17,"d":"-17.0"},2.2,-2.05,0.0877,0.01,{"v":11.4,"d":"11.40"}]
["January",29,"8PM to 9PM",20,"January 29, 2019 20:00","2019-01-29T20:00:00",{"v":-8,"d":"-8.0"},-8.7,{"v":-15,"d":"-15.0"},2.5,-1.54,0.0874,0.02,11.45]
["January",29,"9PM to 10PM",21,"January 29, 2019 21:00","2019-01-29T21:00:00",-7.1,-7.8,-14.1,2.6,{"v":-1.3,"d":"-1.30"},0.0872,0.02,11.48]
["January",29,"10PM to 11PM",22,"January 29, 2019 22:00","2019-01-29T22:00:00",-7.1,-7.6,-11.9,2.9,-1.25,0.0872,0.02,11.48]
["January",29,"11PM to 12AM",23,"January 29, 2019 23:00","2019-01-29T23:00:00",{"v":-6,"d":"-6.0"},-6.5,-9.9,3.3,-0.94,{"v":0.087,"d":"0.0870"},0.02,{"v":11.5,"d":"11.50"}]
["January",30,"12AM to 1AM",0,"January 30, 2019 0:00","2019-01-30",-5.1,-5.6,{"v":-9,"d":"-9.0"},3.4,{"v":-0.7,"d":"-0.70"},0.0868,0.02,11.53]
["January",30,"1AM to 2AM",1,"January 30, 2019 1:00","2019-01-30T01:00:00",-5.1,-5.5,{"v":-8,"d":"-8.0"},3.6,-0.67,0.0868,0.02,11.53]
["January",30,"2AM to 3AM",2,"January 30, 2019 2:00","2019-01-30T02:00:00",-5.1,-5.6,{"v":-9,"d":"-9.0"},3.4,{"v":-0.7,"d":"-0.70"},0.0868,0.02,11.53]
["January",30,"3AM to 4AM",3,"January 30, 2019 3:00","2019-01-30T03:00:00",-5.1,-5.6,{"v":-9,"d":"-9.0"},3.4,{"v":-0.7,"d":"-0.70"},0.0868,0.02,11.53]
["January",30,"4AM to 5AM",4,"January 30, 2019 4:00","2019-01-30T04:00:00",-5.1,-5.6,{"v":-9,"d":"-9.0"},3.4,{"v":-0.7,"d":"-0.70"},0.0868,0.02,11.53]
["January",30,"5AM to 6AM",5,"January 30, 2019 5:00","2019-01-30T05:00:00",{"v":-4,"d":"-4.0"},-4.7,{"v":-9,"d":"-9.0"},3.4,-0.44,0.0866,0.02,11.55]
["January",30,"6AM to 7AM",6,"January 30, 2019 6:00","2019-01-30T06:00:00",{"v":-4,"d":"-4.0"},-4.5,{"v":-8,"d":"-8.0"},3.6,-0.41,0.0866,0.02,11.56]
["January",30,"7AM to 8AM",7,"January 30, 2019 7:00","2019-01-30T07:00:00",-2.9,-3.5,-7.1,3.8,-0.12,0.0864,0.03,11.58]
["January",30,"8AM to 9AM",8,"January 30, 2019 8:00","2019-01-30T08:00:00",-0.9,-1.7,{"v":-6,"d":"-6.0"},{"v":4,"d":"4.0"},0.39,{"v":0.086,"d":"0.0860"},0.03,11.63]
["January",30,"9AM to 10AM",9,{"$f":"A713&\" \"&B713&\", \"&$D$5&\" \"&D713&\":00\"","v":"January 30, 2019 9:00"},{"$f":"DATEVALUE(E713)+TIMEVALUE(E713)","v":"2019-01-30T09:00:00"},-0.9,-1.7,{"v":-6,"d":"-6.0"},{"v":4,"d":"4.0"},0.39,{"v":0.086,"d":"0.0860"},0.03,11.63]
["January",30,"10AM to 11AM",{"$f":"IF(D713+1>23,0,D713+1)","v":10},"January 30, 2019 10:00","2019-01-30T10:00:00",-0.9,-1.7,{"v":-6,"d":"-6.0"},{"v":4,"d":"4.0"},0.39,{"v":0.086,"d":"0.0860"},0.03,11.63]
["January",30,"11AM to 12PM",11,"January 30, 2019 11:00","2019-01-30T11:00:00",-0.9,-1.8,-7.1,3.8,0.35,{"v":0.086,"d":"0.0860"},0.03,11.63]
["January",30,"12PM to 1PM",12,"January 30, 2019 12:00","2019-01-30T12:00:00",{"v":-2,"d":"-2.0"},-2.9,{"v":-8,"d":"-8.0"},3.6,0.06,0.0862,0.02,11.61]
["January",30,"1PM to 2PM",13,"January 30, 2019 13:00","2019-01-30T13:00:00",{"v":-2,"d":"-2.0"},-2.9,{"v":-8,"d":"-8.0"},3.6,0.06,0.0862,0.02,11.61]
["January",30,"2PM to 3PM",14,"January 30, 2019 14:00","2019-01-30T14:00:00",-0.9,-1.9,{"v":-8,"d":"-8.0"},3.6,0.32,{"v":0.086,"d":"0.0860"},0.02,11.63]
["January",30,"3PM to 4PM",15,"January 30, 2019 15:00","2019-01-30T15:00:00",-0.9,-1.9,{"v":-8,"d":"-8.0"},3.6,0.32,{"v":0.086,"d":"0.0860"},0.02,11.63]
["January",30,"4PM to 5PM",16,"January 30, 2019 16:00","2019-01-30T16:00:00",{"v":-2,"d":"-2.0"},-2.9,{"v":-8,"d":"-8.0"},3.6,0.06,0.0862,0.02,11.61]
["January",30,"5PM to 6PM",17,"January 30, 2019 17:00","2019-01-30T17:00:00",-2.9,-3.8,-9.9,3.3,-0.21,0.0864,0.02,11.58]
["January",30,"6PM to 7PM",18,"January 30, 2019 18:00","2019-01-30T18:00:00",-2.9,-3.8,-9.9,3.3,-0.21,0.0864,0.02,11.58]
["January",30,"7PM to 8PM",19,"January 30, 2019 19:00","2019-01-30T19:00:00",-5.1,-5.9,-11.9,2.9,-0.78,0.0868,0.02,11.53]
["January",30,"8PM to 9PM",20,"January 30, 2019 20:00","2019-01-30T20:00:00",-5.1,-5.9,-11.9,2.9,-0.78,0.0868,0.02,11.53]
["January",30,"9PM to 10PM",21,"January 30, 2019 21:00","2019-01-30T21:00:00",{"v":-6,"d":"-6.0"},-6.7,-11.9,2.9,-0.99,{"v":0.087,"d":"0.0870"},0.02,{"v":11.5,"d":"11.50"}]
["January",30,"10PM to 11PM",22,"January 30, 2019 22:00","2019-01-30T22:00:00",{"v":-4,"d":"-4.0"},-4.9,{"v":-11,"d":"-11.0"},3.1,{"v":-0.5,"d":"-0.50"},0.0866,0.02,11.55]
["January",30,"11PM to 12AM",23,"January 30, 2019 23:00","2019-01-30T23:00:00",-5.1,-5.8,{"v":-11,"d":"-11.0"},3.1,-0.75,0.0868,0.02,11.53]
["January",31,"12AM to 1AM",0,"January 31, 2019 0:00","2019-01-31",{"v":-6,"d":"-6.0"},-6.7,-11.9,2.9,-0.99,{"v":0.087,"d":"0.0870"},0.02,{"v":11.5,"d":"11.50"}]
["January",31,"1AM to 2AM",1,"January 31, 2019 1:00","2019-01-31T01:00:00",-7.1,-7.7,{"v":-13,"d":"-13.0"},2.7,-1.28,0.0872,0.02,11.48]
["January",31,"2AM to 3AM",2,"January 31, 2019 2:00","2019-01-31T02:00:00",{"v":-8,"d":"-8.0"},-8.5,{"v":-13,"d":"-13.0"},2.7,-1.49,0.0873,0.02,11.45]
["January",31,"3AM to 4AM",3,"January 31, 2019 3:00","2019-01-31T03:00:00",{"v":-9,"d":"-9.0"},-9.5,{"v":-13,"d":"-13.0"},2.7,-1.75,0.0876,0.02,11.43]
["January",31,"4AM to 5AM",4,"January 31, 2019 4:00","2019-01-31T04:00:00",{"v":-9,"d":"-9.0"},-9.6,-14.1,2.6,-1.78,0.0876,0.02,11.42]
["January",31,"5AM to 6AM",5,"January 31, 2019 5:00","2019-01-31T05:00:00",{"v":-9,"d":"-9.0"},-9.5,{"v":-13,"d":"-13.0"},2.7,-1.75,0.0876,0.02,11.43]
["January",31,"6AM to 7AM",6,"January 31, 2019 6:00","2019-01-31T06:00:00",{"v":-8,"d":"-8.0"},-8.5,{"v":-13,"d":"-13.0"},2.7,-1.49,0.0873,0.02,11.45]
["January",31,"7AM to 8AM",7,"January 31, 2019 7:00","2019-01-31T07:00:00",{"v":-8,"d":"-8.0"},-8.5,{"v":-13,"d":"-13.0"},2.7,-1.49,0.0873,0.02,11.45]
["January",31,"8AM to 9AM",8,"January 31, 2019 8:00","2019-01-31T08:00:00",{"v":-9,"d":"-9.0"},-9.5,{"v":-13,"d":"-13.0"},2.7,-1.75,0.0876,0.02,11.43]
["January",31,"9AM to 10AM",9,"January 31, 2019 9:00","2019-01-31T09:00:00",{"v":-9,"d":"-9.0"},-9.6,-14.1,2.6,-1.78,0.0876,0.02,11.42]
["January",31,"10AM to 11AM",10,"January 31, 2019 10:00","2019-01-31T10:00:00",{"v":-9,"d":"-9.0"},-9.6,-14.1,2.6,-1.78,0.0876,0.02,11.42]
["January",31,"11AM to 12PM",11,"January 31, 2019 11:00","2019-01-31T11:00:00",{"v":-9,"d":"-9.0"},-9.6,-14.1,2.6,-1.78,0.0876,0.02,11.42]
["January",31,"12PM to 1PM",12,"January 31, 2019 12:00","2019-01-31T12:00:00",{"v":-8,"d":"-8.0"},-8.5,{"v":-13,"d":"-13.0"},2.7,-1.49,0.0873,0.02,11.45]
["January",31,"1PM to 2PM",13,"January 31, 2019 13:00","2019-01-31T13:00:00",-7.1,-7.6,-11.9,2.9,-1.25,0.0872,0.02,11.48]
["January",31,"2PM to 3PM",14,"January 31, 2019 14:00","2019-01-31T14:00:00",-7.1,-7.5,{"v":-11,"d":"-11.0"},3.1,-1.23,0.0872,0.02,11.48]
["January",31,"3PM to 4PM",15,"January 31, 2019 15:00","2019-01-31T15:00:00",{"v":-6,"d":"-6.0"},-6.6,{"v":-11,"d":"-11.0"},3.1,-0.97,{"v":0.087,"d":"0.0870"},0.02,{"v":11.5,"d":"11.50"}]
["January",31,"4PM to 5PM",16,"January 31, 2019 16:00","2019-01-31T16:00:00",{"v":-6,"d":"-6.0"},-6.6,{"v":-11,"d":"-11.0"},3.1,-0.97,{"v":0.087,"d":"0.0870"},0.02,{"v":11.5,"d":"11.50"}]
["January",31,"5PM to 6PM",17,"January 31, 2019 17:00","2019-01-31T17:00:00",{"v":-6,"d":"-6.0"},-6.6,{"v":-11,"d":"-11.0"},3.1,-0.97,{"v":0.087,"d":"0.0870"},0.02,{"v":11.5,"d":"11.50"}]
["January",31,"6PM to 7PM",18,"January 31, 2019 18:00","2019-01-31T18:00:00",-5.8,-6.5,-11.6,{"v":3,"d":"3.0"},-0.94,0.0869,0.02,11.51]
["January",31,"7PM to 8PM",19,"January 31, 2019 19:00","2019-01-31T19:00:00",-5.6,-6.3,-11.2,{"v":3,"d":"3.0"},-0.89,0.0869,0.02,11.51]
["January",31,"8PM to 9PM",20,"January 31, 2019 20:00","2019-01-31T20:00:00",-5.4,{"v":-6,"d":"-6.0"},-10.3,3.2,-0.82,0.0869,0.02,11.52]
["January",31,"9PM to 10PM",21,"January 31, 2019 21:00","2019-01-31T21:00:00",-4.7,-5.4,-9.8,3.3,-0.64,0.0867,0.02,11.54]
["January",31,"10PM to 11PM",22,"January 31, 2019 22:00","2019-01-31T22:00:00",-4.4,-5.1,-9.9,3.3,-0.55,0.0867,0.02,11.55]
["January",31,"11PM to 12AM",23,"January 31, 2019 23:00","2019-01-31T23:00:00",-4.5,-5.2,-9.6,3.3,-0.59,0.0867,0.02,11.54]
["February",1,"12AM to 1AM",0,"February 1, 2019 0:00","2019-02-01",-4.5,-5.2,-9.4,3.4,-0.58,0.0867,0.02,11.54]
["February",1,"1AM to 2AM",1,"February 1, 2019 1:00","2019-02-01T01:00:00",-4.7,-5.3,-9.2,3.4,-0.62,0.0867,0.02,11.54]
["February",1,"2AM to 3AM",2,"February 1, 2019 2:00","2019-02-01T02:00:00",-5.1,-5.6,-9.4,3.4,-0.71,0.0868,0.02,11.53]
["February",1,"3AM to 4AM",3,"February 1, 2019 3:00","2019-02-01T03:00:00",-5.4,{"v":-6,"d":"-6.0"},-9.8,3.3,-0.81,0.0869,0.02,11.52]
["February",1,"4AM to 5AM",4,"February 1, 2019 4:00","2019-02-01T04:00:00",-5.8,-6.3,-9.9,3.3,{"v":-0.9,"d":"-0.90"},0.0869,0.02,11.51]
["February",1,"5AM to 6AM",5,"February 1, 2019 5:00","2019-02-01T05:00:00",-6.3,-6.9,-10.8,3.1,-1.05,{"v":0.087,"d":"0.0870"},0.02,11.49]
["February",1,"6AM to 7AM",6,"February 1, 2019 6:00","2019-02-01T06:00:00",-7.1,-7.6,-11.9,2.9,-1.25,0.0872,0.02,11.48]
["February",1,"7AM to 8AM",7,"February 1, 2019 7:00","2019-02-01T07:00:00",-6.7,-7.2,-11.2,{"v":3,"d":"3.0"},-1.15,0.0871,0.02,11.49]
["February",1,"8AM to 9AM",8,"February 1, 2019 8:00","2019-02-01T08:00:00",-6.3,-6.9,-10.8,3.1,-1.05,{"v":0.087,"d":"0.0870"},0.02,11.49]
["February",1,"9AM to 10AM",9,"February 1, 2019 9:00","2019-02-01T09:00:00",{"v":-6,"d":"-6.0"},-6.6,{"v":-11,"d":"-11.0"},3.1,-0.97,{"v":0.087,"d":"0.0870"},0.02,{"v":11.5,"d":"11.50"}]
["February",1,"10AM to 11AM",10,"February 1, 2019 10:00","2019-02-01T10:00:00",-4.7,-5.4,-9.9,3.3,-0.64,0.0867,0.02,11.54]
["February",1,"11AM to 12PM",11,"February 1, 2019 11:00","2019-02-01T11:00:00",-3.3,-4.1,-9.6,3.3,-0.28,0.0864,0.02,11.57]
["February",1,"12PM to 1PM",12,"February 1, 2019 12:00","2019-02-01T12:00:00",{"v":-2,"d":"-2.0"},-3.1,-9.9,3.3,0.01,0.0862,0.02,{"v":11.6,"d":"11.60"}]
["February",1,"1PM to 2PM",13,"February 1, 2019 13:00","2019-02-01T13:00:00",-0.9,{"v":-2,"d":"-2.0"},-8.7,3.5,{"v":0.3,"d":"0.30"},{"v":0.086,"d":"0.0860"},0.02,11.63]
["February",1,"2PM to 3PM",14,"February 1, 2019 14:00","2019-02-01T14:00:00",{"v":0,"d":"0.0"},-1.2,-8.3,3.6,0.53,0.0858,0.02,11.66]
["February",1,"3PM to 4PM",15,"February 1, 2019 15:00","2019-02-01T15:00:00",{"v":1,"d":"1.0"},-0.4,{"v":-9,"d":"-9.0"},3.4,0.77,0.0856,0.02,11.68]
["February",1,"4PM to 5PM",16,"February 1, 2019 16:00","2019-02-01T16:00:00",{"v":1,"d":"1.0"},-0.1,-6.3,{"v":4,"d":"4.0"},0.85,0.0856,0.03,11.68]
["February",1,"5PM to 6PM",17,"February 1, 2019 17:00","2019-02-01T17:00:00",{"v":1,"d":"1.0"},0.1,-4.9,4.3,{"v":0.9,"d":"0.90"},0.0856,0.03,11.68]
["February",1,"6PM to 7PM",18,"February 1, 2019 18:00","2019-02-01T18:00:00",{"v":1,"d":"1.0"},0.2,{"v":-4,"d":"-4.0"},4.5,0.93,0.0856,0.03,11.69]
["February",1,"7PM to 8PM",19,"February 1, 2019 19:00","2019-02-01T19:00:00",{"v":0,"d":"0.0"},-0.7,-4.4,4.4,0.66,0.0858,0.03,11.66]
["February",1,"8PM to 9PM",20,"February 1, 2019 20:00","2019-02-01T20:00:00",-0.9,-1.5,-4.7,4.3,0.43,{"v":0.086,"d":"0.0860"},0.03,11.63]
["February",1,"9PM to 10PM",21,"February 1, 2019 21:00","2019-02-01T21:00:00",{"v":-2,"d":"-2.0"},-2.6,{"v":-6,"d":"-6.0"},{"v":4,"d":"4.0"},0.13,0.0862,0.03,11.61]
["February",1,"10PM to 11PM",22,"February 1, 2019 22:00","2019-02-01T22:00:00",-3.1,-3.6,-6.9,3.8,-0.16,0.0864,0.03,11.58]
["February",1,"11PM to 12AM",23,"February 1, 2019 23:00","2019-02-01T23:00:00",{"v":-4,"d":"-4.0"},-4.6,-8.1,3.6,-0.42,0.0866,0.02,11.56]
["February",2,"12AM to 1AM",0,"February 2, 2019 0:00","2019-02-02",-5.1,-5.7,-9.9,3.3,-0.73,0.0868,0.02,11.53]
["February",2,"1AM to 2AM",1,{"$f":"A777&\" \"&B777&\", \"&$D$5&\" \"&D777&\":00\"","v":"February 2, 2019 1:00"},{"$f":"DATEVALUE(E777)+TIMEVALUE(E777)","v":"2019-02-02T01:00:00"},-4.7,-5.3,{"v":-9,"d":"-9.0"},3.4,-0.62,0.0867,0.02,11.54]
["February",2,"2AM to 3AM",{"$f":"IF(D777+1>23,0,D777+1)","v":2},"February 2, 2019 2:00","2019-02-02T02:00:00",-4.4,-4.9,-8.7,3.5,-0.52,0.0867,0.02,11.55]
["February",2,"3AM to 4AM",3,"February 2, 2019 3:00","2019-02-02T03:00:00",{"v":-4,"d":"-4.0"},-4.7,{"v":-9,"d":"-9.0"},3.4,-0.44,0.0866,0.02,11.55]
["February",2,"4AM to 5AM",4,"February 2, 2019 4:00","2019-02-02T04:00:00",-5.3,-5.9,-10.3,3.2,-0.78,0.0868,0.02,11.52]
["February",2,"5AM to 6AM",5,"February 2, 2019 5:00","2019-02-02T05:00:00",-6.7,-7.3,-12.1,2.9,-1.17,0.0871,0.02,11.49]
["February",2,"6AM to 7AM",6,"February 2, 2019 6:00","2019-02-02T06:00:00",{"v":-8,"d":"-8.0"},-8.7,{"v":-15,"d":"-15.0"},2.5,-1.54,0.0874,0.02,11.45]
["February",2,"7AM to 8AM",7,"February 2, 2019 7:00","2019-02-02T07:00:00",-9.2,-9.8,{"v":-15,"d":"-15.0"},2.5,-1.84,0.0876,0.02,11.42]
["February",2,"8AM to 9AM",8,"February 2, 2019 8:00","2019-02-02T08:00:00",-10.7,-11.2,-15.7,2.4,{"v":-2.2,"d":"-2.20"},0.0879,0.02,11.38]
["February",2,"9AM to 10AM",9,"February 2, 2019 9:00","2019-02-02T09:00:00",-11.9,-12.4,{"v":-17,"d":"-17.0"},2.2,-2.53,0.0881,0.01,11.35]
["February",2,"10AM to 11AM",10,"February 2, 2019 10:00","2019-02-02T10:00:00",{"v":-11,"d":"-11.0"},-11.5,-15.5,2.4,-2.28,0.0879,0.02,11.37]
["February",2,"11AM to 12PM",11,"February 2, 2019 11:00","2019-02-02T11:00:00",-9.9,-10.4,-14.4,2.5,{"v":-2,"d":"-2.00"},0.0877,0.02,{"v":11.4,"d":"11.40"}]
["February",2,"12PM to 1PM",12,"February 2, 2019 12:00","2019-02-02T12:00:00",{"v":-9,"d":"-9.0"},-9.6,-14.1,2.6,-1.78,0.0876,0.02,11.42]
["February",2,"1PM to 2PM",13,"February 2, 2019 13:00","2019-02-02T13:00:00",-7.8,-8.4,-13.7,2.6,-1.47,0.0873,0.02,11.46]
["February",2,"2PM to 3PM",14,"February 2, 2019 14:00","2019-02-02T14:00:00",-6.3,-7.2,-13.5,2.7,-1.12,{"v":0.087,"d":"0.0870"},0.02,11.49]
["February",2,"3PM to 4PM",15,"February 2, 2019 15:00","2019-02-02T15:00:00",-5.1,-6.2,{"v":-15,"d":"-15.0"},2.5,-0.85,0.0868,0.02,11.52]
["February",2,"4PM to 5PM",16,"February 2, 2019 16:00","2019-02-02T16:00:00",-5.1,-6.1,-13.5,2.7,-0.82,0.0868,0.02,11.53]
["February",2,"5PM to 6PM",17,"February 2, 2019 17:00","2019-02-02T17:00:00",-5.1,{"v":-6,"d":"-6.0"},-12.6,2.8,-0.79,0.0868,0.02,11.53]
["February",2,"6PM to 7PM",18,"February 2, 2019 18:00","2019-02-02T18:00:00",-5.1,{"v":-6,"d":"-6.0"},{"v":-13,"d":"-13.0"},2.7,{"v":-0.8,"d":"-0.80"},0.0868,0.02,11.53]
["February",2,"7PM to 8PM",19,"February 2, 2019 19:00","2019-02-02T19:00:00",-5.1,-5.8,-10.8,3.1,-0.75,0.0868,0.02,11.53]
["February",2,"8PM to 9PM",20,"February 2, 2019 20:00","2019-02-02T20:00:00",-5.1,-5.7,-9.6,3.3,-0.72,0.0868,0.02,11.53]
["February",2,"9PM to 10PM",21,"February 2, 2019 21:00","2019-02-02T21:00:00",-5.1,-5.6,{"v":-9,"d":"-9.0"},3.4,{"v":-0.7,"d":"-0.70"},0.0868,0.02,11.53]
["February",2,"10PM to 11PM",22,"February 2, 2019 22:00","2019-02-02T22:00:00",{"v":-6,"d":"-6.0"},-6.4,-9.4,3.4,-0.93,{"v":0.087,"d":"0.0870"},0.02,{"v":11.5,"d":"11.50"}]
["February",2,"11PM to 12AM",23,"February 2, 2019 23:00","2019-02-02T23:00:00",-7.1,-7.5,-10.7,3.1,-1.22,0.0872,0.02,11.48]
["February",3,"12AM to 1AM",0,"February 3, 2019 0:00","2019-02-03",{"v":-8,"d":"-8.0"},-8.4,-11.9,2.9,-1.47,0.0873,0.02,11.45]
["February",3,"1AM to 2AM",1,"February 3, 2019 1:00","2019-02-03T01:00:00",-8.7,-9.1,-12.5,2.8,-1.65,0.0875,0.02,11.43]
["February",3,"2AM to 3AM",2,"February 3, 2019 2:00","2019-02-03T02:00:00",-9.2,-9.7,-13.4,2.7,-1.81,0.0876,0.02,11.42]
["February",3,"3AM to 4AM",3,"February 3, 2019 3:00","2019-02-03T03:00:00",-9.9,-10.5,{"v":-15,"d":"-15.0"},2.5,-2.01,0.0877,0.02,{"v":11.4,"d":"11.40"}]
["February",3,"4AM to 5AM",4,"February 3, 2019 4:00","2019-02-03T04:00:00",-11.4,-11.8,-15.9,2.3,-2.38,{"v":0.088,"d":"0.0880"},0.02,11.36]
["February",3,"5AM to 6AM",5,"February 3, 2019 5:00","2019-02-03T05:00:00",-12.6,{"v":-13,"d":"-13.0"},-17.1,2.2,{"v":-2.7,"d":"-2.70"},0.0883,0.01,11.33]
["February",3,"6AM to 7AM",6,"February 3, 2019 6:00","2019-02-03T06:00:00",-14.1,-14.5,-18.9,{"v":2,"d":"2.0"},-3.08,0.0886,0.01,{"v":11.3,"d":"11.30"}]
["February",3,"7AM to 8AM",7,"February 3, 2019 7:00","2019-02-03T07:00:00",-14.1,-14.4,-18.4,{"v":2,"d":"2.0"},-3.07,0.0886,0.01,{"v":11.3,"d":"11.30"}]
["February",3,"8AM to 9AM",8,"February 3, 2019 8:00","2019-02-03T08:00:00",-14.1,-14.4,-18.4,{"v":2,"d":"2.0"},-3.07,0.0886,0.01,{"v":11.3,"d":"11.30"}]
["February",3,"9AM to 10AM",9,"February 3, 2019 9:00","2019-02-03T09:00:00",-14.1,-14.5,-18.9,{"v":2,"d":"2.0"},-3.08,0.0886,0.01,{"v":11.3,"d":"11.30"}]
["February",3,"10AM to 11AM",10,"February 3, 2019 10:00","2019-02-03T10:00:00",-13.4,-13.8,-18.4,{"v":2,"d":"2.0"},{"v":-2.9,"d":"-2.90"},0.0884,0.01,11.31]
["February",3,"11AM to 12PM",11,"February 3, 2019 11:00","2019-02-03T11:00:00",-12.6,-13.1,-18.2,2.1,-2.72,0.0883,0.01,11.33]
["February",3,"12PM to 1PM",12,"February 3, 2019 12:00","2019-02-03T12:00:00",-11.9,-12.5,-18.9,{"v":2,"d":"2.0"},-2.56,0.0881,0.01,11.35]
["February",3,"1PM to 2PM",13,"February 3, 2019 13:00","2019-02-03T13:00:00",-11.2,-11.8,-17.7,2.1,-2.37,{"v":0.088,"d":"0.0880"},0.01,11.37]
["February",3,"2PM to 3PM",14,"February 3, 2019 14:00","2019-02-03T14:00:00",-10.7,-11.2,-16.8,2.2,-2.22,0.0879,0.02,11.38]
["February",3,"3PM to 4PM",15,"February 3, 2019 15:00","2019-02-03T15:00:00",-9.9,-10.6,{"v":-17,"d":"-17.0"},2.2,-2.05,0.0877,0.01,{"v":11.4,"d":"11.40"}]
["February",3,"4PM to 5PM",16,"February 3, 2019 16:00","2019-02-03T16:00:00",-9.9,-10.6,-16.6,2.2,-2.05,0.0877,0.02,{"v":11.4,"d":"11.40"}]
["February",3,"5PM to 6PM",17,"February 3, 2019 17:00","2019-02-03T17:00:00",-9.9,-10.7,-17.5,2.1,-2.06,0.0877,0.01,{"v":11.4,"d":"11.40"}]
["February",3,"6PM to 7PM",18,"February 3, 2019 18:00","2019-02-03T18:00:00",-9.9,-10.8,-18.9,{"v":2,"d":"2.0"},-2.09,0.0877,0.01,{"v":11.4,"d":"11.40"}]
["February",3,"7PM to 8PM",19,"February 3, 2019 19:00","2019-02-03T19:00:00",-9.9,-10.7,{"v":-18,"d":"-18.0"},2.1,-2.07,0.0877,0.01,{"v":11.4,"d":"11.40"}]
["February",3,"8PM to 9PM",20,"February 3, 2019 20:00","2019-02-03T20:00:00",-9.9,-10.7,{"v":-18,"d":"-18.0"},2.1,-2.07,0.0877,0.01,{"v":11.4,"d":"11.40"}]
["February",3,"9PM to 10PM",21,"February 3, 2019 21:00","2019-02-03T21:00:00",-9.9,-10.8,-18.9,{"v":2,"d":"2.0"},-2.09,0.0877,0.01,{"v":11.4,"d":"11.40"}]
["February",3,"10PM to 11PM",22,"February 3, 2019 22:00","2019-02-03T22:00:00",-10.3,{"v":-11,"d":"-11.0"},{"v":-18,"d":"-18.0"},2.1,-2.16,0.0878,0.01,11.39]
["February",3,"11PM to 12AM",23,"February 3, 2019 23:00","2019-02-03T23:00:00",-10.7,-11.3,{"v":-18,"d":"-18.0"},2.1,-2.25,0.0879,0.01,11.38]
["February",4,"12AM to 1AM",0,"February 4, 2019 0:00","2019-02-04",{"v":-11,"d":"-11.0"},-11.7,-18.9,{"v":2,"d":"2.0"},-2.35,{"v":0.088,"d":"0.0880"},0.01,11.37]
["February",4,"1AM to 2AM",1,"February 4, 2019 1:00","2019-02-04T01:00:00",-11.7,-12.3,-17.9,2.1,{"v":-2.5,"d":"-2.50"},0.0881,0.01,11.36]
["February",4,"2AM to 3AM",2,"February 4, 2019 2:00","2019-02-04T02:00:00",-12.3,-12.8,-17.7,2.1,-2.63,0.0882,0.01,11.34]
["February",4,"3AM to 4AM",3,"February 4, 2019 3:00","2019-02-04T03:00:00",{"v":-13,"d":"-13.0"},-13.4,{"v":-18,"d":"-18.0"},2.1,-2.81,0.0883,0.01,11.32]
["February",4,"4AM to 5AM",4,"February 4, 2019 4:00","2019-02-04T04:00:00",-13.4,-13.8,-17.9,2.1,-2.89,0.0884,0.01,11.31]
["February",4,"5AM to 6AM",5,"February 4, 2019 5:00","2019-02-04T05:00:00",-13.7,-14.1,-18.2,2.1,-2.98,0.0885,0.01,{"v":11.3,"d":"11.30"}]
["February",4,"6AM to 7AM",6,"February 4, 2019 6:00","2019-02-04T06:00:00",-14.1,-14.5,-18.9,{"v":2,"d":"2.0"},-3.08,0.0886,0.01,{"v":11.3,"d":"11.30"}]
["February",4,"7AM to 8AM",7,"February 4, 2019 7:00","2019-02-04T07:00:00",-14.8,-15.2,-19.1,1.9,-3.26,0.0887,0.01,11.28]
["February",4,"8AM to 9AM",8,"February 4, 2019 8:00","2019-02-04T08:00:00",-15.3,-15.7,-19.8,1.9,{"v":-3.4,"d":"-3.40"},0.0888,0.01,11.26]
["February",4,"9AM to 10AM",9,"February 4, 2019 9:00","2019-02-04T09:00:00",-16.1,-16.4,-20.9,1.8,-3.59,{"v":0.089,"d":"0.0890"},0.01,11.24]
["February",4,"10AM to 11AM",10,"February 4, 2019 10:00","2019-02-04T10:00:00",-15.3,-15.7,-19.5,1.9,-3.39,0.0888,0.01,11.26]
["February",4,"11AM to 12PM",11,"February 4, 2019 11:00","2019-02-04T11:00:00",-14.8,-15.1,-18.8,{"v":2,"d":"2.0"},-3.25,0.0887,0.01,11.28]
["February",4,"12PM to 1PM",12,"February 4, 2019 12:00","2019-02-04T12:00:00",-14.1,-14.4,{"v":-18,"d":"-18.0"},2.1,-3.07,0.0886,0.01,{"v":11.3,"d":"11.30"}]
["February",4,"1PM to 2PM",13,"February 4, 2019 13:00","2019-02-04T13:00:00",-13.4,-13.8,-17.9,2.1,-2.89,0.0884,0.01,11.31]
["February",4,"2PM to 3PM",14,"February 4, 2019 14:00","2019-02-04T14:00:00",-12.6,-13.1,{"v":-18,"d":"-18.0"},2.1,-2.72,0.0883,0.01,11.33]
["February",4,"3PM to 4PM",15,"February 4, 2019 15:00","2019-02-04T15:00:00",-11.9,-12.5,-18.9,{"v":2,"d":"2.0"},-2.56,0.0881,0.01,11.35]
["February",4,"4PM to 5PM",16,"February 4, 2019 16:00","2019-02-04T16:00:00",-12.3,-12.8,-18.6,{"v":2,"d":"2.0"},-2.64,0.0882,0.01,11.34]
["February",4,"5PM to 6PM",17,{"$f":"A841&\" \"&B841&\", \"&$D$5&\" \"&D841&\":00\"","v":"February 4, 2019 17:00"},{"$f":"DATEVALUE(E841)+TIMEVALUE(E841)","v":"2019-02-04T17:00:00"},-12.6,-13.2,-18.9,{"v":2,"d":"2.0"},-2.74,0.0883,0.01,11.33]
["February",4,"6PM to 7PM",{"$f":"IF(D841+1>23,0,D841+1)","v":18},"February 4, 2019 18:00","2019-02-04T18:00:00",{"v":-13,"d":"-13.0"},-13.6,{"v":-20,"d":"-20.0"},1.9,-2.84,0.0883,0.01,11.32]
["February",4,"7PM to 8PM",19,"February 4, 2019 19:00","2019-02-04T19:00:00",-13.7,-14.2,-19.3,1.9,{"v":-3,"d":"-3.00"},0.0885,0.01,{"v":11.3,"d":"11.30"}]
["February",4,"8PM to 9PM",20,"February 4, 2019 20:00","2019-02-04T20:00:00",-14.3,-14.7,-19.3,1.9,-3.13,0.0886,0.01,11.29]
["February",4,"9PM to 10PM",21,"February 4, 2019 21:00","2019-02-04T21:00:00",{"v":-15,"d":"-15.0"},-15.4,{"v":-20,"d":"-20.0"},1.9,-3.32,0.0887,0.01,11.27]
["February",4,"10PM to 11PM",22,"February 4, 2019 22:00","2019-02-04T22:00:00",-15.7,{"v":-16,"d":"-16.0"},{"v":-20,"d":"-20.0"},1.9,-3.49,0.0889,0.01,11.25]
["February",4,"11PM to 12AM",23,"February 4, 2019 23:00","2019-02-04T23:00:00",-16.2,-16.6,-20.7,1.8,-3.63,{"v":0.089,"d":"0.0890"},0.01,11.24]
["February",5,"12AM to 1AM",0,"February 5, 2019 0:00","2019-02-05",{"v":-17,"d":"-17.0"},-17.3,{"v":-22,"d":"-22.0"},1.7,-3.82,0.0891,0.01,11.22]
["February",5,"1AM to 2AM",1,"February 5, 2019 1:00","2019-02-05T01:00:00",{"v":-18,"d":"-18.0"},-18.4,-22.7,1.6,-4.09,0.0894,0.01,11.19]
["February",5,"2AM to 3AM",2,"February 5, 2019 2:00","2019-02-05T02:00:00",-18.9,-19.2,-23.4,1.5,-4.32,0.0895,0.01,11.17]
["February",5,"3AM to 4AM",3,"February 5, 2019 3:00","2019-02-05T03:00:00",{"v":-20,"d":"-20.0"},-20.3,-25.1,1.4,{"v":-4.6,"d":"-4.60"},0.0898,0.01,11.14]
["February",5,"4AM to 5AM",4,"February 5, 2019 4:00","2019-02-05T04:00:00",{"v":-20,"d":"-20.0"},-20.3,-24.5,1.4,-4.59,0.0898,0.01,11.14]
["February",5,"5AM to 6AM",5,"February 5, 2019 5:00","2019-02-05T05:00:00",{"v":-20,"d":"-20.0"},-20.3,-24.5,1.4,-4.59,0.0898,0.01,11.14]
["February",5,"6AM to 7AM",6,"February 5, 2019 6:00","2019-02-05T06:00:00",{"v":-20,"d":"-20.0"},-20.3,-25.1,1.4,{"v":-4.6,"d":"-4.60"},0.0898,0.01,11.14]
["February",5,"7AM to 8AM",7,"February 5, 2019 7:00","2019-02-05T07:00:00",-20.7,{"v":-21,"d":"-21.0"},-25.4,1.4,-4.77,0.0899,0.01,11.13]
["February",5,"8AM to 9AM",8,"February 5, 2019 8:00","2019-02-05T08:00:00",-21.3,-21.6,-26.5,1.3,-4.92,{"v":0.09,"d":"0.0900"},0.01,11.11]
["February",5,"9AM to 10AM",9,"February 5, 2019 9:00","2019-02-05T09:00:00",{"v":-22,"d":"-22.0"},-22.3,-27.9,1.2,{"v":-5.1,"d":"-5.10"},0.0902,0.01,11.09]
["February",5,"10AM to 11AM",10,"February 5, 2019 10:00","2019-02-05T10:00:00",-21.3,-21.6,-26.5,1.3,-4.92,{"v":0.09,"d":"0.0900"},0.01,11.11]
["February",5,"11AM to 12PM",11,"February 5, 2019 11:00","2019-02-05T11:00:00",-20.7,{"v":-21,"d":"-21.0"},-25.4,1.4,-4.77,0.0899,0.01,11.13]
["February",5,"12PM to 1PM",12,"February 5, 2019 12:00","2019-02-05T12:00:00",{"v":-20,"d":"-20.0"},-20.3,-25.1,1.4,{"v":-4.6,"d":"-4.60"},0.0898,0.01,11.14]
["February",5,"1PM to 2PM",13,"February 5, 2019 13:00","2019-02-05T13:00:00",-19.3,-19.6,-23.8,1.5,-4.41,0.0896,0.01,11.16]
["February",5,"2PM to 3PM",14,"February 5, 2019 14:00","2019-02-05T14:00:00",-18.8,-19.1,-23.3,1.5,-4.27,0.0895,0.01,11.18]
["February",5,"3PM to 4PM",15,"February 5, 2019 15:00","2019-02-05T15:00:00",{"v":-18,"d":"-18.0"},-18.4,-23.1,1.6,{"v":-4.1,"d":"-4.10"},0.0894,0.01,11.19]
["February",5,"4PM to 5PM",16,"February 5, 2019 16:00","2019-02-05T16:00:00",-18.4,-18.8,-24.2,1.5,{"v":-4.2,"d":"-4.20"},0.0894,0.01,11.18]
["February",5,"5PM to 6PM",17,"February 5, 2019 17:00","2019-02-05T17:00:00",-18.6,{"v":-19,"d":"-19.0"},-25.4,1.4,-4.26,0.0895,0.01,11.18]
["February",5,"6PM to 7PM",18,"February 5, 2019 18:00","2019-02-05T18:00:00",-18.9,-19.5,-27.9,1.2,-4.37,0.0895,0.01,11.17]
["February",5,"7PM to 8PM",19,"February 5, 2019 19:00","2019-02-05T19:00:00",{"v":-20,"d":"-20.0"},-20.4,-27.2,1.2,-4.62,0.0898,0.01,11.14]
["February",5,"8PM to 9PM",20,"February 5, 2019 20:00","2019-02-05T20:00:00",-20.9,-21.3,-27.4,1.2,-4.84,0.0899,0.01,11.12]
["February",5,"9PM to 10PM",21,"February 5, 2019 21:00","2019-02-05T21:00:00",{"v":-22,"d":"-22.0"},-22.3,-27.9,1.2,{"v":-5.1,"d":"-5.10"},0.0902,0.01,11.09]
["February",5,"10PM to 11PM",22,"February 5, 2019 22:00","2019-02-05T22:00:00",{"v":-22,"d":"-22.0"},-22.3,-27.4,1.2,{"v":-5.1,"d":"-5.10"},0.0902,0.01,11.09]
["February",5,"11PM to 12AM",23,"February 5, 2019 23:00","2019-02-05T23:00:00",{"v":-22,"d":"-22.0"},-22.3,-27.4,1.2,{"v":-5.1,"d":"-5.10"},0.0902,0.01,11.09]
["February",6,"12AM to 1AM",0,"February 6, 2019 0:00","2019-02-06",{"v":-22,"d":"-22.0"},-22.3,-27.9,1.2,{"v":-5.1,"d":"-5.10"},0.0902,0.01,11.09]
["February",6,"1AM to 2AM",1,"February 6, 2019 1:00","2019-02-06T01:00:00",-22.7,{"v":-23,"d":"-23.0"},-27.9,1.2,-5.28,0.0903,0.01,11.07]
["February",6,"2AM to 3AM",2,"February 6, 2019 2:00","2019-02-06T02:00:00",-23.3,-23.5,-28.1,1.2,-5.41,0.0904,0.01,11.06]
["February",6,"3AM to 4AM",3,"February 6, 2019 3:00","2019-02-06T03:00:00",{"v":-24,"d":"-24.0"},-24.2,{"v":-29,"d":"-29.0"},1.1,-5.59,0.0906,0.01,11.04]
["February",6,"4AM to 5AM",4,"February 6, 2019 4:00","2019-02-06T04:00:00",-24.3,-24.6,-29.2,1.1,-5.68,0.0906,0.01,11.03]
["February",6,"5AM to 6AM",5,"February 6, 2019 5:00","2019-02-06T05:00:00",-24.7,{"v":-25,"d":"-25.0"},-30.1,{"v":1,"d":"1.0"},-5.77,0.0907,0.01,11.02]
["February",6,"6AM to 7AM",6,"February 6, 2019 6:00","2019-02-06T06:00:00",-25.1,-25.3,{"v":-31,"d":"-31.0"},{"v":1,"d":"1.0"},-5.87,0.0908,0.01,11.01]
["February",6,"7AM to 8AM",7,"February 6, 2019 7:00","2019-02-06T07:00:00",-25.1,-25.3,-30.6,{"v":1,"d":"1.0"},-5.87,0.0908,0.01,11.01]
["February",6,"8AM to 9AM",8,"February 6, 2019 8:00","2019-02-06T08:00:00",-25.1,-25.3,-30.6,{"v":1,"d":"1.0"},-5.87,0.0908,0.01,11.01]
["February",6,"9AM to 10AM",9,"February 6, 2019 9:00","2019-02-06T09:00:00",-25.1,-25.3,{"v":-31,"d":"-31.0"},{"v":1,"d":"1.0"},-5.87,0.0908,0.01,11.01]
["February",6,"10AM to 11AM",10,"February 6, 2019 10:00","2019-02-06T10:00:00",-24.3,-24.6,-29.4,1.1,-5.68,0.0906,0.01,11.03]
["February",6,"11AM to 12PM",11,"February 6, 2019 11:00","2019-02-06T11:00:00",-23.8,-24.1,-28.7,1.1,-5.54,0.0905,0.01,11.05]
["February",6,"12PM to 1PM",12,"February 6, 2019 12:00","2019-02-06T12:00:00",-23.1,-23.3,-27.9,1.2,-5.36,0.0904,0.01,11.07]
["February",6,"1PM to 2PM",13,"February 6, 2019 13:00","2019-02-06T13:00:00",{"v":-22,"d":"-22.0"},-22.3,-26.5,1.3,-5.09,0.0902,0.01,11.09]
["February",6,"2PM to 3PM",14,"February 6, 2019 14:00","2019-02-06T14:00:00",-21.1,-21.4,-25.6,1.3,-4.86,{"v":0.09,"d":"0.0900"},0.01,11.12]
["February",6,"3PM to 4PM",15,"February 6, 2019 15:00","2019-02-06T15:00:00",{"v":-20,"d":"-20.0"},-20.3,-25.1,1.4,{"v":-4.6,"d":"-4.60"},0.0898,0.01,11.14]
["February",6,"4PM to 5PM",16,"February 6, 2019 16:00","2019-02-06T16:00:00",-19.3,-19.6,{"v":-24,"d":"-24.0"},1.5,-4.41,0.0896,0.01,11.16]
["February",6,"5PM to 6PM",17,"February 6, 2019 17:00","2019-02-06T17:00:00",-18.8,-19.1,{"v":-24,"d":"-24.0"},1.5,-4.28,0.0895,0.01,11.18]
["February",6,"6PM to 7PM",18,"February 6, 2019 18:00","2019-02-06T18:00:00",{"v":-18,"d":"-18.0"},-18.4,{"v":-24,"d":"-24.0"},1.5,-4.11,0.0894,0.01,11.19]
["February",6,"7PM to 8PM",19,"February 6, 2019 19:00","2019-02-06T19:00:00",{"v":-18,"d":"-18.0"},-18.4,-23.3,1.5,{"v":-4.1,"d":"-4.10"},0.0894,0.01,11.19]
["February",6,"8PM to 9PM",20,"February 6, 2019 20:00","2019-02-06T20:00:00",{"v":-18,"d":"-18.0"},-18.4,-22.9,1.6,-4.09,0.0894,0.01,11.19]
["February",6,"9PM to 10PM",21,"February 6, 2019 21:00","2019-02-06T21:00:00",{"v":-18,"d":"-18.0"},-18.4,-23.1,1.6,{"v":-4.1,"d":"-4.10"},0.0894,0.01,11.19]
["February",6,"10PM to 11PM",22,"February 6, 2019 22:00","2019-02-06T22:00:00",-17.3,-17.7,{"v":-22,"d":"-22.0"},1.7,-3.91,0.0892,0.01,11.21]
["February",6,"11PM to 12AM",23,"February 6, 2019 23:00","2019-02-06T23:00:00",-16.8,-17.1,-21.3,1.7,-3.77,0.0891,0.01,11.23]
["February",7,"12AM to 1AM",0,"February 7, 2019 0:00","2019-02-07",-16.1,-16.4,-20.9,1.8,-3.59,{"v":0.089,"d":"0.0890"},0.01,11.24]
["February",7,"1AM to 2AM",1,"February 7, 2019 1:00","2019-02-07T01:00:00",-15.3,-15.7,-19.8,1.9,{"v":-3.4,"d":"-3.40"},0.0888,0.01,11.26]
["February",7,"2AM to 3AM",2,"February 7, 2019 2:00","2019-02-07T02:00:00",-14.8,-15.2,-19.1,1.9,-3.26,0.0887,0.01,11.28]
["February",7,"3AM to 4AM",3,"February 7, 2019 3:00","2019-02-07T03:00:00",-14.1,-14.5,-18.9,{"v":2,"d":"2.0"},-3.08,0.0886,0.01,{"v":11.3,"d":"11.30"}]
["February",7,"4AM to 5AM",4,"February 7, 2019 4:00","2019-02-07T04:00:00",{"v":-13,"d":"-13.0"},-13.4,-17.5,2.1,{"v":-2.8,"d":"-2.80"},0.0883,0.01,11.32]
["February",7,"5AM to 6AM",5,"February 7, 2019 5:00","2019-02-07T05:00:00",-12.1,-12.5,-16.6,2.2,-2.56,0.0882,0.02,11.35]
["February",7,"6AM to 7AM",6,"February 7, 2019 6:00","2019-02-07T06:00:00",{"v":-11,"d":"-11.0"},-11.5,-16.1,2.3,-2.29,0.0879,0.02,11.37]
["February",7,"7AM to 8AM",7,"February 7, 2019 7:00","2019-02-07T07:00:00",-10.7,-11.1,-15.2,2.4,-2.19,0.0879,0.02,11.38]
["February",7,"8AM to 9AM",8,"February 7, 2019 8:00","2019-02-07T08:00:00",-10.3,-10.8,-14.8,2.5,{"v":-2.1,"d":"-2.10"},0.0878,0.02,11.39]
["February",7,"9AM to 10AM",9,{"$f":"A905&\" \"&B905&\", \"&$D$5&\" \"&D905&\":00\"","v":"February 7, 2019 9:00"},{"$f":"DATEVALUE(E905)+TIMEVALUE(E905)","v":"2019-02-07T09:00:00"},-9.9,-10.5,{"v":-15,"d":"-15.0"},2.5,-2.01,0.0877,0.02,{"v":11.4,"d":"11.40"}]
["February",7,"10AM to 11AM",{"$f":"IF(D905+1>23,0,D905+1)","v":10},"February 7, 2019 10:00","2019-02-07T10:00:00",-8.7,-9.2,{"v":-13,"d":"-13.0"},2.7,-1.67,0.0875,0.02,11.43]
["February",7,"11AM to 12PM",11,"February 7, 2019 11:00","2019-02-07T11:00:00",-7.2,-7.7,{"v":-11,"d":"-11.0"},3.1,-1.27,0.0872,0.02,11.47]
["February",7,"12PM to 1PM",12,"February 7, 2019 12:00","2019-02-07T12:00:00",{"v":-6,"d":"-6.0"},-6.5,-9.9,3.3,-0.94,{"v":0.087,"d":"0.0870"},0.02,{"v":11.5,"d":"11.50"}]
["February",7,"1PM to 2PM",13,"February 7, 2019 13:00","2019-02-07T13:00:00",-4.7,-5.3,-8.9,3.5,-0.61,0.0867,0.02,11.54]
["February",7,"2PM to 3PM",14,"February 7, 2019 14:00","2019-02-07T14:00:00",-3.3,-3.9,-8.1,3.6,-0.24,0.0864,0.02,11.57]
["February",7,"3PM to 4PM",15,"February 7, 2019 15:00","2019-02-07T15:00:00",{"v":-2,"d":"-2.0"},-2.9,{"v":-8,"d":"-8.0"},3.6,0.06,0.0862,0.02,11.61]
["February",7,"4PM to 5PM",16,"February 7, 2019 16:00","2019-02-07T16:00:00",-1.3,-2.1,-6.5,3.9,0.28,0.0861,0.03,11.62]
["February",7,"5PM to 6PM",17,"February 7, 2019 17:00","2019-02-07T17:00:00",-0.8,-1.5,-5.4,4.2,0.45,{"v":0.086,"d":"0.0860"},0.03,11.64]
["February",7,"6PM to 7PM",18,"February 7, 2019 18:00","2019-02-07T18:00:00",{"v":0,"d":"0.0"},-0.8,-5.1,4.2,0.63,0.0858,0.03,11.66]
["February",7,"7PM to 8PM",19,"February 7, 2019 19:00","2019-02-07T19:00:00",0.7,0.1,-3.1,4.7,0.88,0.0857,0.03,11.68]
["February",7,"8PM to 9PM",20,"February 7, 2019 20:00","2019-02-07T20:00:00",1.2,0.7,{"v":-2,"d":"-2.0"},{"v":5,"d":"5.0"},1.05,0.0856,0.03,11.69]
["February",7,"9PM to 10PM",21,"February 7, 2019 21:00","2019-02-07T21:00:00",1.9,1.4,-0.9,5.3,1.27,0.0855,0.04,11.71]
["February",7,"10PM to 11PM",22,"February 7, 2019 22:00","2019-02-07T22:00:00",2.7,2.1,-0.2,5.5,1.47,0.0853,0.04,11.73]
["February",7,"11PM to 12AM",23,"February 7, 2019 23:00","2019-02-07T23:00:00",3.2,2.6,-0.2,5.5,{"v":1.6,"d":"1.60"},0.0852,0.04,11.74]
["February",8,"12AM to 1AM",0,"February 8, 2019 0:00","2019-02-08",3.9,3.2,{"v":0,"d":"0.0"},5.5,1.78,0.0851,0.04,11.76]
["February",8,"1AM to 2AM",1,"February 8, 2019 1:00","2019-02-08T01:00:00",4.3,3.6,0.9,5.8,1.91,{"v":0.085,"d":"0.0850"},0.04,11.77]
["February",8,"2AM to 3AM",2,"February 8, 2019 2:00","2019-02-08T02:00:00",4.6,4.1,1.8,6.1,2.04,{"v":0.085,"d":"0.0850"},0.04,11.78]
["February",8,"3AM to 4AM",3,"February 8, 2019 3:00","2019-02-08T03:00:00",{"v":5,"d":"5.0"},4.4,1.9,6.1,2.13,0.0849,0.04,11.79]
["February",8,"4AM to 5AM",4,"February 8, 2019 4:00","2019-02-08T04:00:00",5.4,4.8,2.5,6.3,2.25,0.0848,0.04,{"v":11.8,"d":"11.80"}]
["February",8,"5AM to 6AM",5,"February 8, 2019 5:00","2019-02-08T05:00:00",5.7,{"v":5,"d":"5.0"},2.3,6.2,2.32,0.0848,0.04,11.81]
["February",8,"6AM to 7AM",6,"February 8, 2019 6:00","2019-02-08T06:00:00",6.1,5.2,1.9,6.1,2.39,0.0847,0.04,11.82]
["February",8,"7AM to 8AM",7,"February 8, 2019 7:00","2019-02-08T07:00:00",6.8,{"v":6,"d":"6.0"},3.2,6.5,2.63,0.0846,0.04,11.84]
["February",8,"8AM to 9AM",8,"February 8, 2019 8:00","2019-02-08T08:00:00",7.3,6.6,3.9,6.8,{"v":2.8,"d":"2.80"},0.0845,0.05,11.85]
["February",8,"9AM to 10AM",9,"February 8, 2019 9:00","2019-02-08T09:00:00",8.1,7.2,3.9,6.8,2.97,0.0843,0.05,11.87]
["February",8,"10AM to 11AM",10,"February 8, 2019 10:00","2019-02-08T10:00:00",8.8,{"v":8,"d":"8.0"},5.4,7.3,3.22,0.0842,0.05,11.89]
["February",8,"11AM to 12PM",11,"February 8, 2019 11:00","2019-02-08T11:00:00",9.3,8.5,5.9,7.5,3.38,0.0841,0.05,{"v":11.9,"d":"11.90"}]
["February",8,"12PM to 1PM",12,"February 8, 2019 12:00","2019-02-08T12:00:00",{"v":10,"d":"10.0"},9.1,6.1,7.6,3.57,{"v":0.084,"d":"0.0840"},0.05,11.92]
["February",8,"1PM to 2PM",13,"February 8, 2019 13:00","2019-02-08T13:00:00",11.3,10.4,7.5,8.2,3.96,0.0837,0.06,11.96]
["February",8,"2PM to 3PM",14,"February 8, 2019 14:00","2019-02-08T14:00:00",12.7,11.7,8.6,8.6,4.37,0.0835,0.06,11.99]
["February",8,"3PM to 4PM",15,"February 8, 2019 15:00","2019-02-08T15:00:00",{"v":14,"d":"14.0"},12.7,{"v":9,"d":"9.0"},8.8,{"v":4.7,"d":"4.70"},0.0833,0.06,12.03]
["February",8,"4PM to 5PM",16,"February 8, 2019 16:00","2019-02-08T16:00:00",{"v":14,"d":"14.0"},12.8,9.5,{"v":9,"d":"9.0"},4.74,0.0833,0.06,12.03]
["February",8,"5PM to 6PM",17,"February 8, 2019 17:00","2019-02-08T17:00:00",{"v":14,"d":"14.0"},12.8,9.5,{"v":9,"d":"9.0"},4.74,0.0833,0.06,12.03]
["February",8,"6PM to 7PM",18,"February 8, 2019 18:00","2019-02-08T18:00:00",{"v":14,"d":"14.0"},12.7,{"v":9,"d":"9.0"},8.8,{"v":4.7,"d":"4.70"},0.0833,0.06,12.03]
["February",8,"7PM to 8PM",19,"February 8, 2019 19:00","2019-02-08T19:00:00",13.3,12.4,9.9,9.2,4.59,0.0834,0.06,12.01]
["February",8,"8PM to 9PM",20,"February 8, 2019 20:00","2019-02-08T20:00:00",12.7,12.1,10.2,9.4,4.49,0.0835,0.06,{"v":12,"d":"12.00"}]
["February",8,"9PM to 10PM",21,"February 8, 2019 21:00","2019-02-08T21:00:00",{"v":12,"d":"12.0"},11.5,{"v":10,"d":"10.0"},9.3,{"v":4.3,"d":"4.30"},0.0836,0.06,11.98]
["February",8,"10PM to 11PM",22,"February 8, 2019 22:00","2019-02-08T22:00:00",12.4,11.8,{"v":10,"d":"10.0"},9.3,4.39,0.0835,0.06,11.99]
["February",8,"11PM to 12AM",23,"February 8, 2019 23:00","2019-02-08T23:00:00",12.6,11.9,9.9,9.2,4.42,0.0835,0.06,11.99]
["February",9,"12AM to 1AM",0,"February 9, 2019 0:00","2019-02-09",12.9,11.9,{"v":9,"d":"9.0"},8.8,4.44,0.0834,0.06,{"v":12,"d":"12.00"}]
["February",9,"1AM to 2AM",1,"February 9, 2019 1:00","2019-02-09T01:00:00",12.9,{"v":12,"d":"12.0"},9.5,{"v":9,"d":"9.0"},4.48,0.0834,0.06,{"v":12,"d":"12.00"}]
["February",9,"2AM to 3AM",2,"February 9, 2019 2:00","2019-02-09T02:00:00",12.9,{"v":12,"d":"12.0"},9.5,{"v":9,"d":"9.0"},4.48,0.0834,0.06,{"v":12,"d":"12.00"}]
["February",9,"3AM to 4AM",3,"February 9, 2019 3:00","2019-02-09T03:00:00",12.9,11.9,{"v":9,"d":"9.0"},8.8,4.44,0.0834,0.06,{"v":12,"d":"12.00"}]
["February",9,"4AM to 5AM",4,"February 9, 2019 4:00","2019-02-09T04:00:00",10.6,9.8,7.3,8.1,3.77,0.0839,0.06,11.94]
["February",9,"5AM to 6AM",5,"February 9, 2019 5:00","2019-02-09T05:00:00",8.4,7.8,5.5,7.4,3.14,0.0843,0.05,11.88]
["February",9,"6AM to 7AM",6,"February 9, 2019 6:00","2019-02-09T06:00:00",6.1,5.5,{"v":3,"d":"3.0"},6.5,2.45,0.0847,0.04,11.82]
["February",9,"7AM to 8AM",7,"February 9, 2019 7:00","2019-02-09T07:00:00",6.1,5.5,3.4,6.6,2.46,0.0847,0.04,11.82]
["February",9,"8AM to 9AM",8,"February 9, 2019 8:00","2019-02-09T08:00:00",6.1,5.5,3.4,6.6,2.46,0.0847,0.04,11.82]
["February",9,"9AM to 10AM",9,"February 9, 2019 9:00","2019-02-09T09:00:00",6.1,5.5,{"v":3,"d":"3.0"},6.5,2.45,0.0847,0.04,11.82]
["February",9,"10AM to 11AM",10,"February 9, 2019 10:00","2019-02-09T10:00:00",6.4,5.9,3.7,6.7,2.57,0.0846,0.05,11.83]
["February",9,"11AM to 12PM",11,"February 9, 2019 11:00","2019-02-09T11:00:00",6.6,{"v":6,"d":"6.0"},3.9,6.8,2.62,0.0846,0.05,11.83]
["February",9,"12PM to 1PM",12,"February 9, 2019 12:00","2019-02-09T12:00:00",{"v":7,"d":"7.0"},6.3,3.9,6.8,2.71,0.0845,0.05,11.84]
["February",9,"1PM to 2PM",13,"February 9, 2019 13:00","2019-02-09T13:00:00",8.6,{"v":8,"d":"8.0"},5.9,7.5,3.21,0.0842,0.05,11.89]
["February",9,"2PM to 3PM",14,"February 9, 2019 14:00","2019-02-09T14:00:00",10.4,9.8,7.9,8.3,3.76,0.0839,0.06,11.93]
["February",9,"3PM to 4PM",15,"February 9, 2019 15:00","2019-02-09T15:00:00",{"v":12,"d":"12.0"},11.2,{"v":9,"d":"9.0"},8.8,4.22,0.0836,0.06,11.98]
["February",9,"4PM to 5PM",16,"February 9, 2019 16:00","2019-02-09T16:00:00",11.7,11.1,9.3,8.9,4.16,0.0837,0.06,11.97]
["February",9,"5PM to 6PM",17,"February 9, 2019 17:00","2019-02-09T17:00:00",11.3,10.8,9.5,{"v":9,"d":"9.0"},4.09,0.0837,0.06,11.96]
["February",9,"6PM to 7PM",18,"February 9, 2019 18:00","2019-02-09T18:00:00",10.9,10.4,{"v":9,"d":"9.0"},8.8,3.96,0.0838,0.06,11.95]
["February",9,"7PM to 8PM",19,"February 9, 2019 19:00","2019-02-09T19:00:00",{"v":10,"d":"10.0"},9.5,7.9,8.3,3.68,{"v":0.084,"d":"0.0840"},0.06,11.92]
["February",9,"8PM to 9PM",20,"February 9, 2019 20:00","2019-02-09T20:00:00",{"v":9,"d":"9.0"},8.4,6.6,7.8,3.34,0.0842,0.05,{"v":11.9,"d":"11.90"}]
["February",9,"9PM to 10PM",21,"February 9, 2019 21:00","2019-02-09T21:00:00",8.1,7.4,{"v":5,"d":"5.0"},7.2,3.03,0.0843,0.05,11.87]
["February",9,"10PM to 11PM",22,"February 9, 2019 22:00","2019-02-09T22:00:00",7.7,7.1,{"v":5,"d":"5.0"},7.2,2.94,0.0844,0.05,11.86]
["February",9,"11PM to 12AM",23,"February 9, 2019 23:00","2019-02-09T23:00:00",7.3,6.8,4.6,7.1,2.83,0.0845,0.05,11.85]
["February",10,"12AM to 1AM",0,"February 10, 2019 0:00","2019-02-10",{"v":7,"d":"7.0"},6.3,3.9,6.8,2.71,0.0845,0.05,11.84]
["February",10,"1AM to 2AM",1,{"$f":"A969&\" \"&B969&\", \"&$D$5&\" \"&D969&\":00\"","v":"February 10, 2019 1:00"},{"$f":"DATEVALUE(E969)+TIMEVALUE(E969)","v":"2019-02-10T01:00:00"},4.6,4.1,1.8,6.1,2.04,{"v":0.085,"d":"0.0850"},0.04,11.78]
["February",10,"2AM to 3AM",{"$f":"IF(D969+1>23,0,D969+1)","v":2},"February 10, 2019 2:00","2019-02-10T02:00:00",2.3,1.7,-0.9,5.3,1.35,0.0854,0.04,11.72]
["February",10,"3AM to 4AM",3,"February 10, 2019 3:00","2019-02-10T03:00:00",{"v":0,"d":"0.0"},-0.7,{"v":-4,"d":"-4.0"},4.5,0.67,0.0858,0.03,11.66]
["February",10,"4AM to 5AM",4,"February 10, 2019 4:00","2019-02-10T04:00:00",-1.3,-1.8,-4.9,4.3,0.34,0.0861,0.03,11.63]
["February",10,"5AM to 6AM",5,"February 10, 2019 5:00","2019-02-10T05:00:00",-2.7,-3.2,-6.2,{"v":4,"d":"4.0"},-0.05,0.0863,0.03,11.59]
["February",10,"6AM to 7AM",6,"February 10, 2019 6:00","2019-02-10T06:00:00",{"v":-4,"d":"-4.0"},-4.5,{"v":-8,"d":"-8.0"},3.6,-0.41,0.0866,0.02,11.56]
["February",10,"7AM to 8AM",7,"February 10, 2019 7:00","2019-02-10T07:00:00",-4.7,-5.2,-8.7,3.5,{"v":-0.6,"d":"-0.60"},0.0867,0.02,11.54]
["February",10,"8AM to 9AM",8,"February 10, 2019 8:00","2019-02-10T08:00:00",-5.3,-5.8,-9.4,3.4,-0.75,0.0868,0.02,11.52]
["February",10,"9AM to 10AM",9,"February 10, 2019 9:00","2019-02-10T09:00:00",{"v":-6,"d":"-6.0"},-6.6,{"v":-11,"d":"-11.0"},3.1,-0.97,{"v":0.087,"d":"0.0870"},0.02,{"v":11.5,"d":"11.50"}]
["February",10,"10AM to 11AM",10,"February 10, 2019 10:00","2019-02-10T10:00:00",-5.6,{"v":-6,"d":"-6.0"},-8.7,3.5,-0.82,0.0869,0.02,11.51]
["February",10,"11AM to 12PM",11,"February 10, 2019 11:00","2019-02-10T11:00:00",-5.4,-5.6,-6.9,3.8,-0.72,0.0869,0.03,11.52]
["February",10,"12PM to 1PM",12,"February 10, 2019 12:00","2019-02-10T12:00:00",-5.1,-5.1,-5.1,4.2,-0.58,0.0868,0.03,11.53]
["February",10,"1PM to 2PM",13,"February 10, 2019 13:00","2019-02-10T13:00:00",-5.4,-5.4,-5.4,4.2,-0.68,0.0869,0.03,11.52]
["February",10,"2PM to 3PM",14,"February 10, 2019 14:00","2019-02-10T14:00:00",-5.6,-5.6,-5.6,4.1,-0.73,0.0869,0.03,11.52]
["February",10,"3PM to 4PM",15,"February 10, 2019 15:00","2019-02-10T15:00:00",{"v":-6,"d":"-6.0"},{"v":-6,"d":"-6.0"},{"v":-6,"d":"-6.0"},{"v":4,"d":"4.0"},-0.82,{"v":0.087,"d":"0.0870"},0.03,11.51]
["February",10,"4PM to 5PM",16,"February 10, 2019 16:00","2019-02-10T16:00:00",-7.2,-7.2,-7.2,3.8,-1.17,0.0872,0.03,11.47]
["February",10,"5PM to 6PM",17,"February 10, 2019 17:00","2019-02-10T17:00:00",-8.7,-8.7,-8.7,3.5,-1.56,0.0875,0.02,11.44]
["February",10,"6PM to 7PM",18,"February 10, 2019 18:00","2019-02-10T18:00:00",-9.9,-9.9,-9.9,3.3,-1.89,0.0877,0.02,{"v":11.4,"d":"11.40"}]
["February",10,"7PM to 8PM",19,"February 10, 2019 19:00","2019-02-10T19:00:00",-10.3,-10.3,-10.3,3.2,-1.99,0.0878,0.02,11.39]
["February",10,"8PM to 9PM",20,"February 10, 2019 20:00","2019-02-10T20:00:00",-10.7,-10.7,-10.7,3.1,-2.09,0.0879,0.02,11.39]
["February",10,"9PM to 10PM",21,"February 10, 2019 21:00","2019-02-10T21:00:00",{"v":-11,"d":"-11.0"},{"v":-11,"d":"-11.0"},{"v":-11,"d":"-11.0"},3.1,-2.18,0.0879,0.02,11.38]
["February",10,"10PM to 11PM",22,"February 10, 2019 22:00","2019-02-10T22:00:00",-9.4,-9.5,-10.5,3.2,-1.78,0.0876,0.02,11.42]
["February",10,"11PM to 12AM",23,"February 10, 2019 23:00","2019-02-10T23:00:00",-7.6,-7.9,-9.9,3.3,-1.33,0.0873,0.02,11.46]
["February",11,"12AM to 1AM",0,"February 11, 2019 0:00","2019-02-11",{"v":-6,"d":"-6.0"},-6.5,-9.9,3.3,-0.94,{"v":0.087,"d":"0.0870"},0.02,{"v":11.5,"d":"11.50"}]
["February",11,"1AM to 2AM",1,"February 11, 2019 1:00","2019-02-11T01:00:00",-2.7,-3.3,-6.5,3.9,-0.06,0.0863,0.03,11.59]
["February",11,"2AM to 3AM",2,"February 11, 2019 2:00","2019-02-11T02:00:00",0.7,0.1,-2.9,4.8,0.88,0.0857,0.03,11.68]
["February",11,"3AM to 4AM",3,"February 11, 2019 3:00","2019-02-11T03:00:00",3.9,3.2,{"v":0,"d":"0.0"},5.5,1.78,0.0851,0.04,11.76]
["February",11,"4AM to 5AM",4,"February 11, 2019 4:00","2019-02-11T04:00:00",6.3,5.6,{"v":3,"d":"3.0"},6.5,2.49,0.0847,0.04,11.82]
["February",11,"5AM to 6AM",5,"February 11, 2019 5:00","2019-02-11T05:00:00",8.6,7.9,5.7,7.5,{"v":3.2,"d":"3.20"},0.0842,0.05,11.89]
["February",11,"6AM to 7AM",6,"February 11, 2019 6:00","2019-02-11T06:00:00",10.9,10.2,8.1,8.4,{"v":3.9,"d":"3.90"},0.0838,0.06,11.95]
["February",11,"7AM to 8AM",7,"February 11, 2019 7:00","2019-02-11T07:00:00",{"v":12,"d":"12.0"},11.4,9.5,{"v":9,"d":"9.0"},4.26,0.0836,0.06,11.98]
["February",11,"8AM to 9AM",8,"February 11, 2019 8:00","2019-02-11T08:00:00",12.9,12.3,10.4,9.4,4.54,0.0834,0.06,{"v":12,"d":"12.00"}]
["February",11,"9AM to 10AM",9,"February 11, 2019 9:00","2019-02-11T09:00:00",{"v":14,"d":"14.0"},13.2,10.9,9.7,4.84,0.0833,0.07,12.03]
["February",11,"10AM to 11AM",10,"February 11, 2019 10:00","2019-02-11T10:00:00",13.6,{"v":13,"d":"13.0"},11.1,9.8,4.77,0.0833,0.07,12.02]
["February",11,"11AM to 12PM",11,"February 11, 2019 11:00","2019-02-11T11:00:00",13.3,12.6,10.8,9.6,4.65,0.0834,0.07,12.01]
["February",11,"12PM to 1PM",12,"February 11, 2019 12:00","2019-02-11T12:00:00",12.9,12.2,{"v":10,"d":"10.0"},9.3,4.52,0.0834,0.06,{"v":12,"d":"12.00"}]
["February",11,"1PM to 2PM",13,"February 11, 2019 13:00","2019-02-11T13:00:00",17.6,16.7,14.7,11.7,6.01,0.0826,0.08,12.13]
["February",11,"2PM to 3PM",14,"February 11, 2019 14:00","2019-02-11T14:00:00",22.3,21.2,19.2,14.6,7.58,0.0818,{"v":0.1,"d":"0.10"},12.25]
["February",11,"3PM to 4PM",15,"February 11, 2019 15:00","2019-02-11T15:00:00",{"v":27,"d":"27.0"},25.4,{"v":23,"d":"23.0"},17.5,9.15,{"v":0.081,"d":"0.0810"},0.12,12.38]
["February",11,"4PM to 5PM",16,"February 11, 2019 16:00","2019-02-11T16:00:00",{"v":27,"d":"27.0"},25.7,23.7,18.1,9.25,{"v":0.081,"d":"0.0810"},0.12,12.38]
["February",11,"5PM to 6PM",17,"February 11, 2019 17:00","2019-02-11T17:00:00",{"v":27,"d":"27.0"},25.8,24.1,18.4,9.29,{"v":0.081,"d":"0.0810"},0.12,12.38]
["February",11,"6PM to 7PM",18,"February 11, 2019 18:00","2019-02-11T18:00:00",{"v":27,"d":"27.0"},25.8,24.1,18.4,9.29,{"v":0.081,"d":"0.0810"},0.12,12.38]
["February",11,"7PM to 8PM",19,"February 11, 2019 19:00","2019-02-11T19:00:00",27.7,26.6,{"v":25,"d":"25.0"},19.2,9.59,0.0808,0.13,{"v":12.4,"d":"12.40"}]
["February",11,"8PM to 9PM",20,"February 11, 2019 20:00","2019-02-11T20:00:00",28.2,27.2,25.7,19.9,9.82,0.0808,0.13,12.42]
["February",11,"9PM to 10PM",21,"February 11, 2019 21:00","2019-02-11T21:00:00",28.9,27.7,26.1,20.2,10.05,0.0806,0.14,12.44]
["February",11,"10PM to 11PM",22,"February 11, 2019 22:00","2019-02-11T22:00:00",28.2,27.2,25.7,19.9,9.82,0.0808,0.13,12.42]
["February",11,"11PM to 12AM",23,"February 11, 2019 23:00","2019-02-11T23:00:00",27.7,26.6,{"v":25,"d":"25.0"},19.2,9.59,0.0808,0.13,{"v":12.4,"d":"12.40"}]
["February",12,"12AM to 1AM",0,"February 12, 2019 0:00","2019-02-12",{"v":27,"d":"27.0"},25.8,24.1,18.4,9.29,{"v":0.081,"d":"0.0810"},0.12,12.38]
["February",12,"1AM to 2AM",1,"February 12, 2019 1:00","2019-02-12T01:00:00",25.3,24.4,22.8,17.3,8.74,0.0813,0.12,12.34]
["February",12,"2AM to 3AM",2,"February 12, 2019 2:00","2019-02-12T02:00:00",23.5,22.8,21.6,16.3,8.15,0.0816,0.11,12.29]
["February",12,"3AM to 4AM",3,"February 12, 2019 3:00","2019-02-12T03:00:00",21.9,21.2,19.9,15.1,7.57,0.0818,{"v":0.1,"d":"0.10"},12.24]
["February",12,"4AM to 5AM",4,"February 12, 2019 4:00","2019-02-12T04:00:00",21.9,21.4,20.5,15.5,7.63,0.0818,0.11,12.25]
["February",12,"5AM to 6AM",5,"February 12, 2019 5:00","2019-02-12T05:00:00",21.9,21.5,20.8,15.8,7.68,0.0818,0.11,12.25]
["February",12,"6AM to 7AM",6,"February 12, 2019 6:00","2019-02-12T06:00:00",21.9,21.6,{"v":21,"d":"21.0"},15.9,{"v":7.7,"d":"7.70"},0.0818,0.11,12.25]
["February",12,"7AM to 8AM",7,"February 12, 2019 7:00","2019-02-12T07:00:00",23.4,{"v":23,"d":"23.0"},22.3,16.9,8.19,0.0816,0.11,12.29]
["February",12,"8AM to 9AM",8,"February 12, 2019 8:00","2019-02-12T08:00:00",24.6,24.1,23.2,17.6,8.61,0.0814,0.12,12.32]
["February",12,"9AM to 10AM",9,"February 12, 2019 9:00","2019-02-12T09:00:00",26.1,25.3,24.1,18.4,9.08,0.0811,0.12,12.36]
["February",12,"10AM to 11AM",10,"February 12, 2019 10:00","2019-02-12T10:00:00",30.4,29.1,27.3,21.5,10.59,0.0804,0.15,12.48]
["February",12,"11AM to 12PM",11,"February 12, 2019 11:00","2019-02-12T11:00:00",34.7,32.6,29.8,24.1,12.04,0.0797,0.16,{"v":12.6,"d":"12.60"}]
["February",12,"12PM to 1PM",12,"February 12, 2019 12:00","2019-02-12T12:00:00",{"v":39,"d":"39.0"},{"v":36,"d":"36.0"},{"v":32,"d":"32.0"},26.7,13.47,{"v":0.079,"d":"0.0790"},0.18,12.71]
["February",12,"1PM to 2PM",13,"February 12, 2019 13:00","2019-02-12T13:00:00",39.4,36.2,31.8,26.5,13.53,0.0789,0.18,12.72]
["February",12,"2PM to 3PM",14,"February 12, 2019 14:00","2019-02-12T14:00:00",39.6,36.1,31.5,{"v":26,"d":"26.0"},{"v":13.5,"d":"13.50"},0.0789,0.18,12.72]
["February",12,"3PM to 4PM",15,"February 12, 2019 15:00","2019-02-12T15:00:00",39.9,36.1,30.9,25.4,13.49,0.0788,0.17,12.73]
["February",12,"4PM to 5PM",16,"February 12, 2019 16:00","2019-02-12T16:00:00",39.9,37.4,34.2,29.1,14.07,0.0788,{"v":0.2,"d":"0.20"},12.74]
["February",12,"5PM to 6PM",17,{"$f":"A1033&\" \"&B1033&\", \"&$D$5&\" \"&D1033&\":00\"","v":"February 12, 2019 17:00"},{"$f":"DATEVALUE(E1033)+TIMEVALUE(E1033)","v":"2019-02-12T17:00:00"},39.9,38.7,37.2,32.9,14.65,0.0788,0.22,12.75]
["February",12,"6PM to 7PM",{"$f":"IF(D1033+1>23,0,D1033+1)","v":18},"February 12, 2019 18:00","2019-02-12T18:00:00",39.9,39.9,39.9,36.6,15.22,0.0787,0.25,12.76]
["February",12,"7PM to 8PM",19,"February 12, 2019 19:00","2019-02-12T19:00:00",39.9,38.8,37.6,33.4,14.72,0.0788,0.23,12.76]
["February",12,"8PM to 9PM",20,"February 12, 2019 20:00","2019-02-12T20:00:00",39.9,37.7,34.9,{"v":30,"d":"30.0"},{"v":14.2,"d":"14.20"},0.0788,{"v":0.2,"d":"0.20"},12.75]
["February",12,"9PM to 10PM",21,"February 12, 2019 21:00","2019-02-12T21:00:00",39.9,36.5,{"v":32,"d":"32.0"},26.7,13.69,0.0788,0.18,12.74]
["February",12,"10PM to 11PM",22,"February 12, 2019 22:00","2019-02-12T22:00:00",39.9,36.5,{"v":32,"d":"32.0"},26.7,13.69,0.0788,0.18,12.74]
["February",12,"11PM to 12AM",23,"February 12, 2019 23:00","2019-02-12T23:00:00",39.9,36.5,{"v":32,"d":"32.0"},26.7,13.69,0.0788,0.18,12.74]
["February",13,"12AM to 1AM",0,"February 13, 2019 0:00","2019-02-13",39.9,36.5,{"v":32,"d":"32.0"},26.7,13.69,0.0788,0.18,12.74]
["February",13,"1AM to 2AM",1,"February 13, 2019 1:00","2019-02-13T01:00:00",40.3,36.7,{"v":32,"d":"32.0"},26.7,13.78,0.0788,0.18,12.75]
["February",13,"2AM to 3AM",2,"February 13, 2019 2:00","2019-02-13T02:00:00",40.6,36.9,{"v":32,"d":"32.0"},26.7,13.87,0.0787,0.18,12.75]
["February",13,"3AM to 4AM",3,"February 13, 2019 3:00","2019-02-13T03:00:00",{"v":41,"d":"41.0"},37.1,{"v":32,"d":"32.0"},26.7,13.95,0.0786,0.18,12.76]
["February",13,"4AM to 5AM",4,"February 13, 2019 4:00","2019-02-13T04:00:00",40.3,36.9,32.4,27.1,13.84,0.0788,0.18,12.75]
["February",13,"5AM to 6AM",5,"February 13, 2019 5:00","2019-02-13T05:00:00",39.7,36.7,32.7,27.5,13.77,0.0788,0.19,12.73]
["February",13,"6AM to 7AM",6,"February 13, 2019 6:00","2019-02-13T06:00:00",{"v":39,"d":"39.0"},36.5,33.1,27.9,13.66,{"v":0.079,"d":"0.0790"},0.19,12.72]
["February",13,"7AM to 8AM",7,"February 13, 2019 7:00","2019-02-13T07:00:00",38.3,35.9,32.7,27.5,13.42,0.0791,0.19,{"v":12.7,"d":"12.70"}]
["February",13,"8AM to 9AM",8,"February 13, 2019 8:00","2019-02-13T08:00:00",37.8,35.5,32.4,27.1,13.23,0.0792,0.18,12.68]
["February",13,"9AM to 10AM",9,"February 13, 2019 9:00","2019-02-13T09:00:00",{"v":37,"d":"37.0"},34.9,{"v":32,"d":"32.0"},26.7,{"v":13,"d":"13.00"},0.0793,0.18,12.66]
["February",13,"10AM to 11AM",10,"February 13, 2019 10:00","2019-02-13T10:00:00",38.7,{"v":36,"d":"36.0"},32.4,27.1,13.45,{"v":0.079,"d":"0.0790"},0.18,12.71]
["February",13,"11AM to 12PM",11,"February 13, 2019 11:00","2019-02-13T11:00:00",40.5,37.2,33.1,27.9,14.01,0.0787,0.19,12.75]
["February",13,"12PM to 1PM",12,"February 13, 2019 12:00","2019-02-13T12:00:00",42.1,38.1,33.1,27.9,{"v":14.4,"d":"14.40"},0.0785,0.19,12.79]
["February",13,"1PM to 2PM",13,"February 13, 2019 13:00","2019-02-13T13:00:00",41.7,38.1,33.6,28.5,14.41,0.0785,0.19,12.79]
["February",13,"2PM to 3PM",14,"February 13, 2019 14:00","2019-02-13T14:00:00",41.4,{"v":38,"d":"38.0"},33.6,28.5,14.32,0.0786,0.19,12.78]
["February",13,"3PM to 4PM",15,"February 13, 2019 15:00","2019-02-13T15:00:00",{"v":41,"d":"41.0"},37.9,{"v":34,"d":"34.0"},28.9,{"v":14.3,"d":"14.30"},0.0786,{"v":0.2,"d":"0.20"},12.77]
["February",13,"4PM to 5PM",16,"February 13, 2019 16:00","2019-02-13T16:00:00",40.6,37.8,34.3,29.3,14.27,0.0787,{"v":0.2,"d":"0.20"},12.76]
["February",13,"5PM to 6PM",17,"February 13, 2019 17:00","2019-02-13T17:00:00",40.3,37.7,34.5,29.5,14.22,0.0787,{"v":0.2,"d":"0.20"},12.75]
["February",13,"6PM to 7PM",18,"February 13, 2019 18:00","2019-02-13T18:00:00",39.9,37.8,35.1,30.2,14.23,0.0788,{"v":0.2,"d":"0.20"},12.75]
["February",13,"7PM to 8PM",19,"February 13, 2019 19:00","2019-02-13T19:00:00",38.3,36.3,33.8,28.7,13.61,0.0791,0.19,{"v":12.7,"d":"12.70"}]
["February",13,"8PM to 9PM",20,"February 13, 2019 20:00","2019-02-13T20:00:00",36.7,35.1,33.1,27.9,13.09,0.0793,0.19,12.66]
["February",13,"9PM to 10PM",21,"February 13, 2019 21:00","2019-02-13T21:00:00",35.1,33.8,{"v":32,"d":"32.0"},26.7,12.52,0.0796,0.18,12.61]
["February",13,"10PM to 11PM",22,"February 13, 2019 22:00","2019-02-13T22:00:00",35.1,33.9,32.2,26.9,12.55,0.0796,0.18,12.61]
["February",13,"11PM to 12AM",23,"February 13, 2019 23:00","2019-02-13T23:00:00",35.1,33.9,32.2,26.9,12.55,0.0796,0.18,12.61]
["February",14,"12AM to 1AM",0,"February 14, 2019 0:00","2019-02-14",35.1,33.8,{"v":32,"d":"32.0"},26.7,12.52,0.0796,0.18,12.61]
["February",14,"1AM to 2AM",1,"February 14, 2019 1:00","2019-02-14T01:00:00",33.6,32.5,30.9,25.4,11.97,0.0798,0.17,12.57]
["February",14,"2AM to 3AM",2,"February 14, 2019 2:00","2019-02-14T02:00:00",32.4,31.2,29.8,24.1,11.48,{"v":0.08,"d":"0.0800"},0.16,12.54]
["February",14,"3AM to 4AM",3,"February 14, 2019 3:00","2019-02-14T03:00:00",30.9,29.7,{"v":28,"d":"28.0"},22.2,10.83,0.0803,0.15,12.49]
["February",14,"4AM to 5AM",4,"February 14, 2019 4:00","2019-02-14T04:00:00",{"v":30,"d":"30.0"},28.9,27.5,21.6,10.53,0.0804,0.15,12.47]
["February",14,"5AM to 6AM",5,"February 14, 2019 5:00","2019-02-14T05:00:00",28.9,27.9,26.4,20.6,{"v":10.1,"d":"10.10"},0.0806,0.14,12.44]
["February",14,"6AM to 7AM",6,"February 14, 2019 6:00","2019-02-14T06:00:00",{"v":28,"d":"28.0"},26.8,{"v":25,"d":"25.0"},19.2,9.68,0.0808,0.13,12.41]
["February",14,"7AM to 8AM",7,"February 14, 2019 7:00","2019-02-14T07:00:00",26.8,25.9,24.6,18.9,9.32,{"v":0.081,"d":"0.0810"},0.13,12.38]
["February",14,"8AM to 9AM",8,"February 14, 2019 8:00","2019-02-14T08:00:00",25.3,24.6,23.4,17.8,8.81,0.0812,0.12,12.34]
["February",14,"9AM to 10AM",9,"February 14, 2019 9:00","2019-02-14T09:00:00",24.1,23.3,21.9,16.6,8.32,0.0815,0.11,{"v":12.3,"d":"12.30"}]
["February",14,"10AM to 11AM",10,"February 14, 2019 10:00","2019-02-14T10:00:00",24.4,23.9,{"v":23,"d":"23.0"},17.5,8.55,0.0814,0.12,12.32]
["February",14,"11AM to 12PM",11,"February 14, 2019 11:00","2019-02-14T11:00:00",24.6,24.2,23.5,{"v":18,"d":"18.0"},8.66,0.0814,0.12,12.32]
["February",14,"12PM to 1PM",12,"February 14, 2019 12:00","2019-02-14T12:00:00",{"v":25,"d":"25.0"},24.6,24.1,18.4,8.82,0.0813,0.12,12.33]
["February",14,"1PM to 2PM",13,"February 14, 2019 13:00","2019-02-14T13:00:00",{"v":27,"d":"27.0"},26.4,25.7,19.9,9.52,{"v":0.081,"d":"0.0810"},0.13,12.39]
["February",14,"2PM to 3PM",14,"February 14, 2019 14:00","2019-02-14T14:00:00",28.9,28.1,{"v":27,"d":"27.0"},21.1,10.18,0.0806,0.14,12.44]
["February",14,"3PM to 4PM",15,"February 14, 2019 15:00","2019-02-14T15:00:00",30.9,29.7,{"v":28,"d":"28.0"},22.2,10.83,0.0803,0.15,12.49]
["February",14,"4PM to 5PM",16,"February 14, 2019 16:00","2019-02-14T16:00:00",30.6,29.7,28.6,22.8,10.83,0.0803,0.15,12.49]
["February",14,"5PM to 6PM",17,"February 14, 2019 17:00","2019-02-14T17:00:00",30.4,29.8,29.1,23.3,10.88,0.0804,0.16,12.48]
["February",14,"6PM to 7PM",18,"February 14, 2019 18:00","2019-02-14T18:00:00",{"v":30,"d":"30.0"},29.5,28.9,23.1,10.76,0.0804,0.16,12.47]
["February",14,"7PM to 8PM",19,"February 14, 2019 19:00","2019-02-14T19:00:00",{"v":28,"d":"28.0"},27.7,27.1,21.3,9.99,0.0808,0.14,12.42]
["February",14,"8PM to 9PM",20,"February 14, 2019 20:00","2019-02-14T20:00:00",26.1,25.7,25.2,19.4,9.23,0.0811,0.13,12.36]
["February",14,"9PM to 10PM",21,"February 14, 2019 21:00","2019-02-14T21:00:00",24.1,23.7,{"v":23,"d":"23.0"},17.5,8.46,0.0815,0.12,12.31]
["February",14,"10PM to 11PM",22,"February 14, 2019 22:00","2019-02-14T22:00:00",24.1,23.7,{"v":23,"d":"23.0"},17.5,8.46,0.0815,0.12,12.31]
["February",14,"11PM to 12AM",23,"February 14, 2019 23:00","2019-02-14T23:00:00",24.1,23.5,22.6,17.2,8.41,0.0815,0.12,12.31]
["February",15,"12AM to 1AM",0,"February 15, 2019 0:00","2019-02-15",24.1,23.3,21.9,16.6,8.32,0.0815,0.11,{"v":12.3,"d":"12.30"}]
["February",15,"1AM to 2AM",1,"February 15, 2019 1:00","2019-02-15T01:00:00",26.1,25.6,{"v":25,"d":"25.0"},19.2,{"v":9.2,"d":"9.20"},0.0811,0.13,12.36]
["February",15,"2AM to 3AM",2,"February 15, 2019 2:00","2019-02-15T02:00:00",{"v":28,"d":"28.0"},27.7,27.3,21.5,10.02,0.0808,0.15,12.42]
["February",15,"3AM to 4AM",3,"February 15, 2019 3:00","2019-02-15T03:00:00",{"v":30,"d":"30.0"},{"v":30,"d":"30.0"},{"v":30,"d":"30.0"},24.3,10.94,0.0804,0.16,12.48]
["February",15,"4AM to 5AM",4,"February 15, 2019 4:00","2019-02-15T04:00:00",{"v":30,"d":"30.0"},{"v":30,"d":"30.0"},{"v":30,"d":"30.0"},24.3,10.94,0.0804,0.16,12.48]
["February",15,"5AM to 6AM",5,"February 15, 2019 5:00","2019-02-15T05:00:00",{"v":30,"d":"30.0"},{"v":30,"d":"30.0"},{"v":30,"d":"30.0"},24.3,10.94,0.0804,0.16,12.48]
["February",15,"6AM to 7AM",6,"February 15, 2019 6:00","2019-02-15T06:00:00",{"v":30,"d":"30.0"},{"v":30,"d":"30.0"},{"v":30,"d":"30.0"},24.3,10.94,0.0804,0.16,12.48]
["February",15,"7AM to 8AM",7,"February 15, 2019 7:00","2019-02-15T07:00:00",28.8,28.7,28.6,22.8,10.39,0.0806,0.15,12.44]
["February",15,"8AM to 9AM",8,"February 15, 2019 8:00","2019-02-15T08:00:00",27.3,{"v":27,"d":"27.0"},26.6,20.7,9.74,0.0809,0.14,{"v":12.4,"d":"12.40"}]
["February",15,"9AM to 10AM",9,{"$f":"A1097&\" \"&B1097&\", \"&$D$5&\" \"&D1097&\":00\"","v":"February 15, 2019 9:00"},{"$f":"DATEVALUE(E1097)+TIMEVALUE(E1097)","v":"2019-02-15T09:00:00"},26.1,25.6,{"v":25,"d":"25.0"},19.2,{"v":9.2,"d":"9.20"},0.0811,0.13,12.36]
["February",15,"10AM to 11AM",{"$f":"IF(D1097+1>23,0,D1097+1)","v":10},"February 15, 2019 10:00","2019-02-15T10:00:00",26.1,25.6,{"v":25,"d":"25.0"},19.2,{"v":9.2,"d":"9.20"},0.0811,0.13,12.36]
["February",15,"11AM to 12PM",11,"February 15, 2019 11:00","2019-02-15T11:00:00",26.1,25.4,24.4,18.7,9.13,0.0811,0.13,12.36]
["February",15,"12PM to 1PM",12,"February 15, 2019 12:00","2019-02-15T12:00:00",26.1,25.3,24.1,18.4,9.08,0.0811,0.12,12.36]
["February",15,"1PM to 2PM",13,"February 15, 2019 13:00","2019-02-15T13:00:00",29.3,27.9,25.9,20.1,10.11,0.0806,0.14,12.45]
["February",15,"2PM to 3PM",14,"February 15, 2019 14:00","2019-02-15T14:00:00",32.7,30.2,{"v":27,"d":"27.0"},21.1,{"v":11.1,"d":"11.10"},{"v":0.08,"d":"0.0800"},0.14,12.54]
["February",15,"3PM to 4PM",15,"February 15, 2019 15:00","2019-02-15T15:00:00",{"v":36,"d":"36.0"},{"v":32,"d":"32.0"},{"v":27,"d":"27.0"},21.1,11.88,0.0795,0.14,12.62]
["February",15,"4PM to 5PM",16,"February 15, 2019 16:00","2019-02-15T16:00:00",33.6,30.9,27.5,21.6,{"v":11.4,"d":"11.40"},0.0799,0.15,12.56]
["February",15,"5PM to 6PM",17,"February 15, 2019 17:00","2019-02-15T17:00:00",31.3,29.6,27.3,21.5,{"v":10.8,"d":"10.80"},0.0802,0.15,{"v":12.5,"d":"12.50"}]
["February",15,"6PM to 7PM",18,"February 15, 2019 18:00","2019-02-15T18:00:00",28.9,27.7,26.1,20.2,10.05,0.0806,0.14,12.44]
["February",15,"7PM to 8PM",19,"February 15, 2019 19:00","2019-02-15T19:00:00",26.2,25.3,23.7,18.1,9.07,0.0811,0.12,12.36]
["February",15,"8PM to 9PM",20,"February 15, 2019 20:00","2019-02-15T20:00:00",23.7,22.7,{"v":21,"d":"21.0"},15.9,8.13,0.0815,0.11,12.29]
["February",15,"9PM to 10PM",21,"February 15, 2019 21:00","2019-02-15T21:00:00",{"v":21,"d":"21.0"},{"v":20,"d":"20.0"},{"v":18,"d":"18.0"},13.7,7.14,{"v":0.082,"d":"0.0820"},0.09,12.22]
["February",15,"10PM to 11PM",22,"February 15, 2019 22:00","2019-02-15T22:00:00",19.9,19.1,17.2,13.3,6.81,0.0822,0.09,12.19]
["February",15,"11PM to 12AM",23,"February 15, 2019 23:00","2019-02-15T23:00:00",{"v":19,"d":"19.0"},18.2,16.3,12.7,6.51,0.0824,0.09,12.16]
["February",16,"12AM to 1AM",0,"February 16, 2019 0:00","2019-02-16",{"v":18,"d":"18.0"},17.1,15.1,11.9,6.13,0.0825,0.08,12.14]
["February",16,"1AM to 2AM",1,"February 16, 2019 1:00","2019-02-16T01:00:00",17.1,16.3,14.5,11.6,5.87,0.0827,0.08,12.11]
["February",16,"2AM to 3AM",2,"February 16, 2019 2:00","2019-02-16T02:00:00",{"v":16,"d":"16.0"},15.2,13.5,{"v":11,"d":"11.0"},5.52,0.0829,0.07,12.08]
["February",16,"3AM to 4AM",3,"February 16, 2019 3:00","2019-02-16T03:00:00",15.1,14.2,{"v":12,"d":"12.0"},10.2,5.18,0.0831,0.07,12.06]
["February",16,"4AM to 5AM",4,"February 16, 2019 4:00","2019-02-16T04:00:00",14.7,{"v":14,"d":"14.0"},12.2,10.3,5.11,0.0831,0.07,12.05]
["February",16,"5AM to 6AM",5,"February 16, 2019 5:00","2019-02-16T05:00:00",14.4,13.7,11.8,10.2,{"v":5,"d":"5.00"},0.0832,0.07,12.04]
["February",16,"6AM to 7AM",6,"February 16, 2019 6:00","2019-02-16T06:00:00",{"v":14,"d":"14.0"},13.2,10.9,9.7,4.84,0.0833,0.07,12.03]
["February",16,"7AM to 8AM",7,"February 16, 2019 7:00","2019-02-16T07:00:00",13.6,{"v":13,"d":"13.0"},11.1,9.8,4.77,0.0833,0.07,12.02]
["February",16,"8AM to 9AM",8,"February 16, 2019 8:00","2019-02-16T08:00:00",13.3,12.6,10.8,9.6,4.65,0.0834,0.07,12.01]
["February",16,"9AM to 10AM",9,"February 16, 2019 9:00","2019-02-16T09:00:00",12.9,12.2,{"v":10,"d":"10.0"},9.3,4.52,0.0834,0.06,{"v":12,"d":"12.00"}]
["February",16,"10AM to 11AM",10,"February 16, 2019 10:00","2019-02-16T10:00:00",13.3,12.5,10.4,9.4,4.63,0.0834,0.06,12.01]
["February",16,"11AM to 12PM",11,"February 16, 2019 11:00","2019-02-16T11:00:00",13.6,12.8,10.4,9.4,4.71,0.0833,0.06,12.02]
["February",16,"12PM to 1PM",12,"February 16, 2019 12:00","2019-02-16T12:00:00",{"v":14,"d":"14.0"},12.9,{"v":10,"d":"10.0"},9.3,4.78,0.0833,0.06,12.03]
["February",16,"1PM to 2PM",13,"February 16, 2019 13:00","2019-02-16T13:00:00",15.3,14.2,11.5,{"v":10,"d":"10.0"},5.18,{"v":0.083,"d":"0.0830"},0.07,12.06]
["February",16,"2PM to 3PM",14,"February 16, 2019 14:00","2019-02-16T14:00:00",16.7,15.6,12.7,10.6,5.63,0.0828,0.07,{"v":12.1,"d":"12.10"}]
["February",16,"3PM to 4PM",15,"February 16, 2019 15:00","2019-02-16T15:00:00",{"v":18,"d":"18.0"},16.5,12.9,10.7,5.95,0.0826,0.07,12.13]
["February",16,"4PM to 5PM",16,"February 16, 2019 16:00","2019-02-16T16:00:00",{"v":18,"d":"18.0"},16.7,13.8,11.2,6.02,0.0825,0.08,12.13]
["February",16,"5PM to 6PM",17,"February 16, 2019 17:00","2019-02-16T17:00:00",{"v":18,"d":"18.0"},16.8,14.2,11.4,6.05,0.0825,0.08,12.13]
["February",16,"6PM to 7PM",18,"February 16, 2019 18:00","2019-02-16T18:00:00",{"v":18,"d":"18.0"},16.8,{"v":14,"d":"14.0"},11.3,6.04,0.0825,0.08,12.13]
["February",16,"7PM to 8PM",19,"February 16, 2019 19:00","2019-02-16T19:00:00",17.2,16.1,13.5,{"v":11,"d":"11.0"},5.82,0.0827,0.07,12.11]
["February",16,"8PM to 9PM",20,"February 16, 2019 20:00","2019-02-16T20:00:00",16.7,15.6,12.7,10.6,5.63,0.0828,0.07,{"v":12.1,"d":"12.10"}]
["February",16,"9PM to 10PM",21,"February 16, 2019 21:00","2019-02-16T21:00:00",{"v":16,"d":"16.0"},14.6,10.9,9.7,5.32,0.0829,0.07,12.08]
["February",16,"10PM to 11PM",22,"February 16, 2019 22:00","2019-02-16T22:00:00",16.7,15.5,12.4,10.4,{"v":5.6,"d":"5.60"},0.0828,0.07,{"v":12.1,"d":"12.10"}]
["February",16,"11PM to 12AM",23,"February 16, 2019 23:00","2019-02-16T23:00:00",17.2,{"v":16,"d":"16.0"},12.9,10.7,5.77,0.0827,0.07,12.11]
["February",17,"12AM to 1AM",0,"February 17, 2019 0:00","2019-02-17",{"v":18,"d":"18.0"},16.5,12.9,10.7,5.95,0.0826,0.07,12.13]
["February",17,"1AM to 2AM",1,"February 17, 2019 1:00","2019-02-17T01:00:00",{"v":16,"d":"16.0"},14.7,11.5,{"v":10,"d":"10.0"},5.36,0.0829,0.07,12.08]
["February",17,"2AM to 3AM",2,"February 17, 2019 2:00","2019-02-17T02:00:00",{"v":14,"d":"14.0"},12.7,{"v":9,"d":"9.0"},8.8,{"v":4.7,"d":"4.70"},0.0833,0.06,12.03]
["February",17,"3AM to 4AM",3,"February 17, 2019 3:00","2019-02-17T03:00:00",{"v":12,"d":"12.0"},10.6,6.1,7.6,4.04,0.0836,0.05,11.97]
["February",17,"4AM to 5AM",4,"February 17, 2019 4:00","2019-02-17T04:00:00",10.9,9.8,6.3,7.7,3.79,0.0838,0.05,11.95]
["February",17,"5AM to 6AM",5,"February 17, 2019 5:00","2019-02-17T05:00:00",{"v":10,"d":"10.0"},9.1,6.1,7.6,3.57,{"v":0.084,"d":"0.0840"},0.05,11.92]
["February",17,"6AM to 7AM",6,"February 17, 2019 6:00","2019-02-17T06:00:00",{"v":9,"d":"9.0"},8.1,{"v":5,"d":"5.0"},7.2,3.24,0.0842,0.05,11.89]
["February",17,"7AM to 8AM",7,"February 17, 2019 7:00","2019-02-17T07:00:00",{"v":9,"d":"9.0"},{"v":8,"d":"8.0"},4.8,7.1,3.23,0.0842,0.05,11.89]
["February",17,"8AM to 9AM",8,"February 17, 2019 8:00","2019-02-17T08:00:00",{"v":9,"d":"9.0"},7.9,4.3,6.9,{"v":3.2,"d":"3.20"},0.0842,0.05,11.89]
["February",17,"9AM to 10AM",9,"February 17, 2019 9:00","2019-02-17T09:00:00",{"v":9,"d":"9.0"},7.7,{"v":3,"d":"3.0"},6.5,3.14,0.0842,0.04,11.89]
["February",17,"10AM to 11AM",10,"February 17, 2019 10:00","2019-02-17T10:00:00",{"v":9,"d":"9.0"},7.9,3.9,6.8,3.18,0.0842,0.05,11.89]
["February",17,"11AM to 12PM",11,"February 17, 2019 11:00","2019-02-17T11:00:00",{"v":9,"d":"9.0"},7.9,4.3,6.9,{"v":3.2,"d":"3.20"},0.0842,0.05,11.89]
["February",17,"12PM to 1PM",12,"February 17, 2019 12:00","2019-02-17T12:00:00",{"v":9,"d":"9.0"},7.9,3.9,6.8,3.18,0.0842,0.05,11.89]
["February",17,"1PM to 2PM",13,"February 17, 2019 13:00","2019-02-17T13:00:00",9.3,8.2,4.5,{"v":7,"d":"7.0"},{"v":3.3,"d":"3.30"},0.0841,0.05,{"v":11.9,"d":"11.90"}]
["February",17,"2PM to 3PM",14,"February 17, 2019 14:00","2019-02-17T14:00:00",9.7,8.4,4.1,6.9,3.37,{"v":0.084,"d":"0.0840"},0.05,11.91]
["February",17,"3PM to 4PM",15,"February 17, 2019 15:00","2019-02-17T15:00:00",{"v":10,"d":"10.0"},8.5,{"v":3,"d":"3.0"},6.5,{"v":3.4,"d":"3.40"},{"v":0.084,"d":"0.0840"},0.04,11.92]
["February",17,"4PM to 5PM",16,"February 17, 2019 16:00","2019-02-17T16:00:00",9.3,8.2,4.1,6.9,3.28,0.0841,0.05,{"v":11.9,"d":"11.90"}]
["February",17,"5PM to 6PM",17,"February 17, 2019 17:00","2019-02-17T17:00:00",8.8,7.8,4.5,{"v":7,"d":"7.0"},3.17,0.0842,0.05,11.89]
["February",17,"6PM to 7PM",18,"February 17, 2019 18:00","2019-02-17T18:00:00",8.1,7.2,3.9,6.8,2.97,0.0843,0.05,11.87]
["February",17,"7PM to 8PM",19,"February 17, 2019 19:00","2019-02-17T19:00:00",{"v":7,"d":"7.0"},6.3,3.6,6.7,2.69,0.0845,0.05,11.84]
["February",17,"8PM to 9PM",20,"February 17, 2019 20:00","2019-02-17T20:00:00",6.1,5.3,2.5,6.3,2.42,0.0847,0.04,11.82]
["February",17,"9PM to 10PM",21,"February 17, 2019 21:00","2019-02-17T21:00:00",{"v":5,"d":"5.0"},4.2,{"v":1,"d":"1.0"},5.9,2.09,0.0849,0.04,11.79]
["February",17,"10PM to 11PM",22,"February 17, 2019 22:00","2019-02-17T22:00:00",5.7,{"v":5,"d":"5.0"},1.9,6.1,2.31,0.0848,0.04,11.81]
["February",17,"11PM to 12AM",23,"February 17, 2019 23:00","2019-02-17T23:00:00",6.3,5.4,2.1,6.2,2.44,0.0847,0.04,11.82]
["February",18,"12AM to 1AM",0,"February 18, 2019 0:00","2019-02-18",{"v":7,"d":"7.0"},{"v":6,"d":"6.0"},1.9,6.1,2.61,0.0845,0.04,11.84]
["February",18,"1AM to 2AM",1,{"$f":"A1161&\" \"&B1161&\", \"&$D$5&\" \"&D1161&\":00\"","v":"February 18, 2019 1:00"},{"$f":"DATEVALUE(E1161)+TIMEVALUE(E1161)","v":"2019-02-18T01:00:00"},6.3,5.5,2.5,6.3,2.46,0.0847,0.04,11.82]
["February",18,"2AM to 3AM",{"$f":"IF(D1161+1>23,0,D1161+1)","v":2},"February 18, 2019 2:00","2019-02-18T02:00:00",5.7,5.1,2.7,6.4,2.34,0.0848,0.04,11.81]
["February",18,"3AM to 4AM",3,"February 18, 2019 3:00","2019-02-18T03:00:00",{"v":5,"d":"5.0"},4.4,1.9,6.1,2.13,0.0849,0.04,11.79]
["February",18,"4AM to 5AM",4,"February 18, 2019 4:00","2019-02-18T04:00:00",4.6,4.1,1.9,6.1,2.05,{"v":0.085,"d":"0.0850"},0.04,11.78]
["February",18,"5AM to 6AM",5,"February 18, 2019 5:00","2019-02-18T05:00:00",4.3,3.8,1.6,{"v":6,"d":"6.0"},1.94,{"v":0.085,"d":"0.0850"},0.04,11.77]
["February",18,"6AM to 7AM",6,"February 18, 2019 6:00","2019-02-18T06:00:00",3.9,3.4,{"v":1,"d":"1.0"},5.9,1.83,0.0851,0.04,11.76]
["February",18,"7AM to 8AM",7,"February 18, 2019 7:00","2019-02-18T07:00:00",3.6,{"v":3,"d":"3.0"},0.7,5.7,1.73,0.0852,0.04,11.75]
["February",18,"8AM to 9AM",8,"February 18, 2019 8:00","2019-02-18T08:00:00",3.4,2.8,{"v":0,"d":"0.0"},5.5,1.65,0.0852,0.04,11.75]
["February",18,"9AM to 10AM",9,"February 18, 2019 9:00","2019-02-18T09:00:00",{"v":3,"d":"3.0"},2.3,-0.9,5.3,1.53,0.0853,0.04,11.74]
["February",18,"10AM to 11AM",10,"February 18, 2019 10:00","2019-02-18T10:00:00",3.7,{"v":3,"d":"3.0"},{"v":0,"d":"0.0"},5.5,1.74,0.0851,0.04,11.76]
["February",18,"11AM to 12PM",11,"February 18, 2019 11:00","2019-02-18T11:00:00",4.3,3.5,0.3,5.6,1.88,{"v":0.085,"d":"0.0850"},0.04,11.77]
["February",18,"12PM to 1PM",12,"February 18, 2019 12:00","2019-02-18T12:00:00",{"v":5,"d":"5.0"},{"v":4,"d":"4.0"},{"v":0,"d":"0.0"},5.5,2.04,0.0849,0.04,11.79]
["February",18,"1PM to 2PM",13,"February 18, 2019 13:00","2019-02-18T13:00:00",6.3,5.4,1.8,6.1,2.43,0.0847,0.04,11.82]
["February",18,"2PM to 3PM",14,"February 18, 2019 14:00","2019-02-18T14:00:00",7.7,6.6,2.7,6.4,2.82,0.0844,0.04,11.86]
["February",18,"3PM to 4PM",15,"February 18, 2019 15:00","2019-02-18T15:00:00",{"v":9,"d":"9.0"},7.7,{"v":3,"d":"3.0"},6.5,3.14,0.0842,0.04,11.89]
["February",18,"4PM to 5PM",16,"February 18, 2019 16:00","2019-02-18T16:00:00",8.1,6.9,2.5,6.3,2.89,0.0843,0.04,11.87]
["February",18,"5PM to 6PM",17,"February 18, 2019 17:00","2019-02-18T17:00:00",{"v":7,"d":"7.0"},5.8,1.2,5.9,2.57,0.0845,0.04,11.84]
["February",18,"6PM to 7PM",18,"February 18, 2019 18:00","2019-02-18T18:00:00",6.1,4.8,-0.9,5.3,2.26,0.0847,0.04,11.82]
["February",18,"7PM to 8PM",19,"February 18, 2019 19:00","2019-02-18T19:00:00",4.6,3.6,-0.9,5.3,1.92,{"v":0.085,"d":"0.0850"},0.04,11.78]
["February",18,"8PM to 9PM",20,"February 18, 2019 20:00","2019-02-18T20:00:00",3.4,2.5,-1.7,5.1,1.58,0.0852,0.03,11.75]
["February",18,"9PM to 10PM",21,"February 18, 2019 21:00","2019-02-18T21:00:00",1.9,1.1,-2.9,4.8,1.19,0.0855,0.03,11.71]
["February",18,"10PM to 11PM",22,"February 18, 2019 22:00","2019-02-18T22:00:00",1.2,0.5,-2.9,4.8,1.01,0.0856,0.03,11.69]
["February",18,"11PM to 12AM",23,"February 18, 2019 23:00","2019-02-18T23:00:00",0.7,0.1,-3.1,4.7,0.88,0.0857,0.03,11.68]
["February",19,"12AM to 1AM",0,"February 19, 2019 0:00","2019-02-19",{"v":0,"d":"0.0"},-0.7,{"v":-4,"d":"-4.0"},4.5,0.67,0.0858,0.03,11.66]
["February",19,"1AM to 2AM",1,"February 19, 2019 1:00","2019-02-19T01:00:00",-0.9,-1.5,-4.5,4.4,0.44,{"v":0.086,"d":"0.0860"},0.03,11.63]
["February",19,"2AM to 3AM",2,"February 19, 2019 2:00","2019-02-19T02:00:00",{"v":-2,"d":"-2.0"},-2.6,-5.6,4.1,0.14,0.0862,0.03,11.61]
["February",19,"3AM to 4AM",3,"February 19, 2019 3:00","2019-02-19T03:00:00",-2.9,-3.5,-7.1,3.8,-0.12,0.0864,0.03,11.58]
["February",19,"4AM to 5AM",4,"February 19, 2019 4:00","2019-02-19T04:00:00",-3.6,-4.2,-7.4,3.7,-0.31,0.0865,0.03,11.56]
["February",19,"5AM to 6AM",5,"February 19, 2019 5:00","2019-02-19T05:00:00",-4.4,-4.9,-8.5,3.5,-0.51,0.0867,0.02,11.55]
["February",19,"6AM to 7AM",6,"February 19, 2019 6:00","2019-02-19T06:00:00",-5.1,-5.7,-9.9,3.3,-0.73,0.0868,0.02,11.53]
["February",19,"7AM to 8AM",7,"February 19, 2019 7:00","2019-02-19T07:00:00",{"v":-6,"d":"-6.0"},-6.5,-10.1,3.2,-0.95,{"v":0.087,"d":"0.0870"},0.02,{"v":11.5,"d":"11.50"}]
["February",19,"8AM to 9AM",8,"February 19, 2019 8:00","2019-02-19T08:00:00",-7.1,-7.5,-10.8,3.1,-1.23,0.0872,0.02,11.48]
["February",19,"9AM to 10AM",9,"February 19, 2019 9:00","2019-02-19T09:00:00",{"v":-8,"d":"-8.0"},-8.4,-11.9,2.9,-1.47,0.0873,0.02,11.45]
["February",19,"10AM to 11AM",10,"February 19, 2019 10:00","2019-02-19T10:00:00",-7.6,{"v":-8,"d":"-8.0"},-11.2,{"v":3,"d":"3.0"},-1.36,0.0873,0.02,11.46]
["February",19,"11AM to 12PM",11,"February 19, 2019 11:00","2019-02-19T11:00:00",-7.4,-7.8,{"v":-11,"d":"-11.0"},3.1,-1.32,0.0872,0.02,11.47]
["February",19,"12PM to 1PM",12,"February 19, 2019 12:00","2019-02-19T12:00:00",-7.1,-7.5,{"v":-11,"d":"-11.0"},3.1,-1.23,0.0872,0.02,11.48]
["February",19,"1PM to 2PM",13,"February 19, 2019 13:00","2019-02-19T13:00:00",-5.6,-6.1,-9.2,3.4,-0.84,0.0869,0.02,11.51]
["February",19,"2PM to 3PM",14,"February 19, 2019 14:00","2019-02-19T14:00:00",-4.4,-4.8,-7.8,3.7,-0.49,0.0867,0.02,11.55]
["February",19,"3PM to 4PM",15,"February 19, 2019 15:00","2019-02-19T15:00:00",-2.9,-3.5,-7.1,3.8,-0.12,0.0864,0.03,11.58]
["February",19,"4PM to 5PM",16,"February 19, 2019 16:00","2019-02-19T16:00:00",-2.9,-3.4,-6.3,{"v":4,"d":"4.0"},{"v":-0.1,"d":"-0.10"},0.0864,0.03,11.58]
["February",19,"5PM to 6PM",17,"February 19, 2019 17:00","2019-02-19T17:00:00",-2.9,-3.4,-6.3,{"v":4,"d":"4.0"},{"v":-0.1,"d":"-0.10"},0.0864,0.03,11.58]
["February",19,"6PM to 7PM",18,"February 19, 2019 18:00","2019-02-19T18:00:00",-2.9,-3.5,-7.1,3.8,-0.12,0.0864,0.03,11.58]
["February",19,"7PM to 8PM",19,"February 19, 2019 19:00","2019-02-19T19:00:00",{"v":-4,"d":"-4.0"},-4.5,-7.4,3.7,-0.39,0.0866,0.03,11.56]
["February",19,"8PM to 9PM",20,"February 19, 2019 20:00","2019-02-19T20:00:00",-4.9,-5.4,-8.5,3.5,-0.64,0.0868,0.02,11.53]
["February",19,"9PM to 10PM",21,"February 19, 2019 21:00","2019-02-19T21:00:00",{"v":-6,"d":"-6.0"},-6.5,-9.9,3.3,-0.94,{"v":0.087,"d":"0.0870"},0.02,{"v":11.5,"d":"11.50"}]
["February",19,"10PM to 11PM",22,"February 19, 2019 22:00","2019-02-19T22:00:00",{"v":-6,"d":"-6.0"},-6.5,-9.8,3.3,-0.94,{"v":0.087,"d":"0.0870"},0.02,{"v":11.5,"d":"11.50"}]
["February",19,"11PM to 12AM",23,"February 19, 2019 23:00","2019-02-19T23:00:00",{"v":-6,"d":"-6.0"},-6.5,-10.3,3.2,-0.95,{"v":0.087,"d":"0.0870"},0.02,{"v":11.5,"d":"11.50"}]
["February",20,"12AM to 1AM",0,"February 20, 2019 0:00","2019-02-20",{"v":-6,"d":"-6.0"},-6.6,{"v":-11,"d":"-11.0"},3.1,-0.97,{"v":0.087,"d":"0.0870"},0.02,{"v":11.5,"d":"11.50"}]
["February",20,"1AM to 2AM",1,"February 20, 2019 1:00","2019-02-20T01:00:00",-6.7,-7.3,-12.1,2.9,-1.17,0.0871,0.02,11.49]
["February",20,"2AM to 3AM",2,"February 20, 2019 2:00","2019-02-20T02:00:00",-7.2,-7.9,-13.4,2.7,-1.33,0.0872,0.02,11.47]
["February",20,"3AM to 4AM",3,"February 20, 2019 3:00","2019-02-20T03:00:00",{"v":-8,"d":"-8.0"},-8.8,-16.1,2.3,-1.56,0.0874,0.02,11.45]
["February",20,"4AM to 5AM",4,"February 20, 2019 4:00","2019-02-20T04:00:00",{"v":-8,"d":"-8.0"},-8.6,-13.9,2.6,-1.51,0.0874,0.02,11.45]
["February",20,"5AM to 6AM",5,"February 20, 2019 5:00","2019-02-20T05:00:00",{"v":-8,"d":"-8.0"},-8.5,-12.6,2.8,-1.49,0.0873,0.02,11.45]
["February",20,"6AM to 7AM",6,"February 20, 2019 6:00","2019-02-20T06:00:00",{"v":-8,"d":"-8.0"},-8.4,-11.9,2.9,-1.47,0.0873,0.02,11.45]
["February",20,"7AM to 8AM",7,"February 20, 2019 7:00","2019-02-20T07:00:00",{"v":-8,"d":"-8.0"},-8.4,-11.7,2.9,-1.46,0.0873,0.02,11.45]
["February",20,"8AM to 9AM",8,"February 20, 2019 8:00","2019-02-20T08:00:00",{"v":-8,"d":"-8.0"},-8.4,-12.3,2.9,-1.48,0.0873,0.02,11.45]
["February",20,"9AM to 10AM",9,"February 20, 2019 9:00","2019-02-20T09:00:00",{"v":-8,"d":"-8.0"},-8.5,{"v":-13,"d":"-13.0"},2.7,-1.49,0.0873,0.02,11.45]
["February",20,"10AM to 11AM",10,"February 20, 2019 10:00","2019-02-20T10:00:00",-7.2,-7.7,-11.6,{"v":3,"d":"3.0"},-1.29,0.0872,0.02,11.47]
["February",20,"11AM to 12PM",11,"February 20, 2019 11:00","2019-02-20T11:00:00",-6.7,-7.2,-10.5,3.2,-1.13,0.0871,0.02,11.49]
["February",20,"12PM to 1PM",12,"February 20, 2019 12:00","2019-02-20T12:00:00",{"v":-6,"d":"-6.0"},-6.5,-9.9,3.3,-0.94,{"v":0.087,"d":"0.0870"},0.02,{"v":11.5,"d":"11.50"}]
["February",20,"1PM to 2PM",13,"February 20, 2019 13:00","2019-02-20T13:00:00",-4.7,-5.2,-8.3,3.6,-0.59,0.0867,0.02,11.54]
["February",20,"2PM to 3PM",14,"February 20, 2019 14:00","2019-02-20T14:00:00",-3.3,-3.8,-6.7,3.9,{"v":-0.2,"d":"-0.20"},0.0864,0.03,11.57]
["February",20,"3PM to 4PM",15,"February 20, 2019 15:00","2019-02-20T15:00:00",{"v":-2,"d":"-2.0"},-2.6,{"v":-6,"d":"-6.0"},{"v":4,"d":"4.0"},0.13,0.0862,0.03,11.61]
["February",20,"4PM to 5PM",16,"February 20, 2019 16:00","2019-02-20T16:00:00",-1.7,-2.2,-5.3,4.2,0.24,0.0861,0.03,11.62]
["February",20,"5PM to 6PM",17,{"$f":"A1225&\" \"&B1225&\", \"&$D$5&\" \"&D1225&\":00\"","v":"February 20, 2019 17:00"},{"$f":"DATEVALUE(E1225)+TIMEVALUE(E1225)","v":"2019-02-20T17:00:00"},-1.3,-1.8,-4.9,4.3,0.34,0.0861,0.03,11.63]
["February",20,"6PM to 7PM",{"$f":"IF(D1225+1>23,0,D1225+1)","v":18},"February 20, 2019 18:00","2019-02-20T18:00:00",-0.9,-1.6,-5.1,4.2,0.42,{"v":0.086,"d":"0.0860"},0.03,11.63]
["February",20,"7PM to 8PM",19,"February 20, 2019 19:00","2019-02-20T19:00:00",{"v":-2,"d":"-2.0"},-2.6,-5.6,4.1,0.14,0.0862,0.03,11.61]
["February",20,"8PM to 9PM",20,"February 20, 2019 20:00","2019-02-20T20:00:00",-2.9,-3.4,-6.3,{"v":4,"d":"4.0"},{"v":-0.1,"d":"-0.10"},0.0864,0.03,11.58]
["February",20,"9PM to 10PM",21,"February 20, 2019 21:00","2019-02-20T21:00:00",{"v":-4,"d":"-4.0"},-4.5,{"v":-8,"d":"-8.0"},3.6,-0.41,0.0866,0.02,11.56]
["February",20,"10PM to 11PM",22,"February 20, 2019 22:00","2019-02-20T22:00:00",-4.7,-5.2,-8.7,3.5,{"v":-0.6,"d":"-0.60"},0.0867,0.02,11.54]
["February",20,"11PM to 12AM",23,"February 20, 2019 23:00","2019-02-20T23:00:00",-5.3,-5.8,-9.4,3.4,-0.75,0.0868,0.02,11.52]
["February",21,"12AM to 1AM",0,"February 21, 2019 0:00","2019-02-21",{"v":-6,"d":"-6.0"},-6.6,{"v":-11,"d":"-11.0"},3.1,-0.97,{"v":0.087,"d":"0.0870"},0.02,{"v":11.5,"d":"11.50"}]
["February",21,"1AM to 2AM",1,"February 21, 2019 1:00","2019-02-21T01:00:00",-6.7,-7.3,-11.7,2.9,-1.16,0.0871,0.02,11.49]
["February",21,"2AM to 3AM",2,"February 21, 2019 2:00","2019-02-21T02:00:00",-7.2,-7.9,{"v":-13,"d":"-13.0"},2.7,-1.32,0.0872,0.02,11.47]
["February",21,"3AM to 4AM",3,"February 21, 2019 3:00","2019-02-21T03:00:00",{"v":-8,"d":"-8.0"},-8.7,{"v":-15,"d":"-15.0"},2.5,-1.54,0.0874,0.02,11.45]
["February",21,"4AM to 5AM",4,"February 21, 2019 4:00","2019-02-21T04:00:00",-8.3,{"v":-9,"d":"-9.0"},-14.3,2.6,-1.61,0.0874,0.02,11.44]
["February",21,"5AM to 6AM",5,"February 21, 2019 5:00","2019-02-21T05:00:00",-8.7,-9.3,-14.4,2.5,{"v":-1.7,"d":"-1.70"},0.0875,0.02,11.43]
["February",21,"6AM to 7AM",6,"February 21, 2019 6:00","2019-02-21T06:00:00",{"v":-9,"d":"-9.0"},-9.7,{"v":-15,"d":"-15.0"},2.5,{"v":-1.8,"d":"-1.80"},0.0876,0.02,11.42]
["February",21,"7AM to 8AM",7,"February 21, 2019 7:00","2019-02-21T07:00:00",-9.4,{"v":-10,"d":"-10.0"},-15.2,2.4,-1.89,0.0876,0.02,11.42]
["February",21,"8AM to 9AM",8,"February 21, 2019 8:00","2019-02-21T08:00:00",-9.6,-10.2,-15.5,2.4,-1.94,0.0877,0.02,11.41]
["February",21,"9AM to 10AM",9,"February 21, 2019 9:00","2019-02-21T09:00:00",-9.9,-10.6,{"v":-17,"d":"-17.0"},2.2,-2.05,0.0877,0.01,{"v":11.4,"d":"11.40"}]
["February",21,"10AM to 11AM",10,"February 21, 2019 10:00","2019-02-21T10:00:00",-9.2,-9.8,-15.2,2.4,-1.84,0.0876,0.02,11.42]
["February",21,"11AM to 12PM",11,"February 21, 2019 11:00","2019-02-21T11:00:00",-8.7,-9.3,-14.4,2.5,{"v":-1.7,"d":"-1.70"},0.0875,0.02,11.43]
["February",21,"12PM to 1PM",12,"February 21, 2019 12:00","2019-02-21T12:00:00",{"v":-8,"d":"-8.0"},-8.6,-14.1,2.6,-1.52,0.0874,0.02,11.45]
["February",21,"1PM to 2PM",13,"February 21, 2019 13:00","2019-02-21T13:00:00",-7.1,-7.7,-13.2,2.7,-1.28,0.0872,0.02,11.48]
["February",21,"2PM to 3PM",14,"February 21, 2019 14:00","2019-02-21T14:00:00",{"v":-6,"d":"-6.0"},-6.8,-13.2,2.7,-1.02,{"v":0.087,"d":"0.0870"},0.02,{"v":11.5,"d":"11.50"}]
["February",21,"3PM to 4PM",15,"February 21, 2019 15:00","2019-02-21T15:00:00",-5.1,-6.1,-14.1,2.6,-0.83,0.0868,0.02,11.53]
["February",21,"4PM to 5PM",16,"February 21, 2019 16:00","2019-02-21T16:00:00",-5.1,{"v":-6,"d":"-6.0"},{"v":-13,"d":"-13.0"},2.7,{"v":-0.8,"d":"-0.80"},0.0868,0.02,11.53]
["February",21,"5PM to 6PM",17,"February 21, 2019 17:00","2019-02-21T17:00:00",-5.1,{"v":-6,"d":"-6.0"},-12.5,2.8,-0.79,0.0868,0.02,11.53]
["February",21,"6PM to 7PM",18,"February 21, 2019 18:00","2019-02-21T18:00:00",-5.1,{"v":-6,"d":"-6.0"},{"v":-13,"d":"-13.0"},2.7,{"v":-0.8,"d":"-0.80"},0.0868,0.02,11.53]
["February",21,"7PM to 8PM",19,"February 21, 2019 19:00","2019-02-21T19:00:00",-5.8,-6.6,-12.8,2.8,-0.97,0.0869,0.02,11.51]
["February",21,"8PM to 9PM",20,"February 21, 2019 20:00","2019-02-21T20:00:00",-6.3,-7.2,-13.5,2.7,-1.12,{"v":0.087,"d":"0.0870"},0.02,11.49]
["February",21,"9PM to 10PM",21,"February 21, 2019 21:00","2019-02-21T21:00:00",-7.1,-7.9,{"v":-15,"d":"-15.0"},2.5,-1.32,0.0872,0.02,11.47]
["February",21,"10PM to 11PM",22,"February 21, 2019 22:00","2019-02-21T22:00:00",-7.8,-8.5,-14.6,2.5,-1.49,0.0873,0.02,11.46]
["February",21,"11PM to 12AM",23,"February 21, 2019 23:00","2019-02-21T23:00:00",-8.3,{"v":-9,"d":"-9.0"},-14.3,2.6,-1.61,0.0874,0.02,11.44]
["February",22,"12AM to 1AM",0,"February 22, 2019 0:00","2019-02-22",{"v":-9,"d":"-9.0"},-9.7,{"v":-15,"d":"-15.0"},2.5,{"v":-1.8,"d":"-1.80"},0.0876,0.02,11.42]
["February",22,"1AM to 2AM",1,"February 22, 2019 1:00","2019-02-22T01:00:00",-9.8,-10.4,-15.7,2.4,-1.98,0.0877,0.02,11.41]
["February",22,"2AM to 3AM",2,"February 22, 2019 2:00","2019-02-22T02:00:00",-10.3,-10.9,{"v":-17,"d":"-17.0"},2.2,-2.14,0.0878,0.01,11.39]
["February",22,"3AM to 4AM",3,"February 22, 2019 3:00","2019-02-22T03:00:00",{"v":-11,"d":"-11.0"},-11.7,-18.9,{"v":2,"d":"2.0"},-2.35,{"v":0.088,"d":"0.0880"},0.01,11.37]
["February",22,"4AM to 5AM",4,"February 22, 2019 4:00","2019-02-22T04:00:00",-11.7,-12.3,-18.4,{"v":2,"d":"2.0"},-2.51,0.0881,0.01,11.36]
["February",22,"5AM to 6AM",5,"February 22, 2019 5:00","2019-02-22T05:00:00",-12.3,-12.8,-18.2,2.1,-2.64,0.0882,0.01,11.34]
["February",22,"6AM to 7AM",6,"February 22, 2019 6:00","2019-02-22T06:00:00",{"v":-13,"d":"-13.0"},-13.5,-18.9,{"v":2,"d":"2.0"},-2.82,0.0883,0.01,11.32]
["February",22,"7AM to 8AM",7,"February 22, 2019 7:00","2019-02-22T07:00:00",-13.4,-13.8,-18.8,{"v":2,"d":"2.0"},-2.91,0.0884,0.01,11.31]
["February",22,"8AM to 9AM",8,"February 22, 2019 8:00","2019-02-22T08:00:00",-13.7,-14.2,-19.1,1.9,{"v":-3,"d":"-3.00"},0.0885,0.01,{"v":11.3,"d":"11.30"}]
["February",22,"9AM to 10AM",9,"February 22, 2019 9:00","2019-02-22T09:00:00",-14.1,-14.6,{"v":-20,"d":"-20.0"},1.9,{"v":-3.1,"d":"-3.10"},0.0886,0.01,{"v":11.3,"d":"11.30"}]
["February",22,"10AM to 11AM",10,"February 22, 2019 10:00","2019-02-22T10:00:00",-13.4,-13.8,-19.1,1.9,-2.91,0.0884,0.01,11.31]
["February",22,"11AM to 12PM",11,"February 22, 2019 11:00","2019-02-22T11:00:00",-12.6,-13.2,-19.3,1.9,-2.74,0.0883,0.01,11.33]
["February",22,"12PM to 1PM",12,"February 22, 2019 12:00","2019-02-22T12:00:00",-11.9,-12.6,{"v":-20,"d":"-20.0"},1.9,-2.58,0.0881,0.01,11.35]
["February",22,"1PM to 2PM",13,"February 22, 2019 13:00","2019-02-22T13:00:00",-10.7,-11.4,-18.9,{"v":2,"d":"2.0"},-2.26,0.0879,0.01,11.38]
["February",22,"2PM to 3PM",14,"February 22, 2019 14:00","2019-02-22T14:00:00",-9.2,-10.1,-18.8,{"v":2,"d":"2.0"},-1.91,0.0876,0.01,11.42]
["February",22,"3PM to 4PM",15,"February 22, 2019 15:00","2019-02-22T15:00:00",{"v":-8,"d":"-8.0"},-9.1,{"v":-20,"d":"-20.0"},1.9,-1.63,0.0874,0.01,11.45]
["February",22,"4PM to 5PM",16,"February 22, 2019 16:00","2019-02-22T16:00:00",-7.6,-8.6,{"v":-18,"d":"-18.0"},2.1,-1.51,0.0873,0.01,11.46]
["February",22,"5PM to 6PM",17,"February 22, 2019 17:00","2019-02-22T17:00:00",-7.4,-8.4,-17.5,2.1,-1.46,0.0873,0.01,11.46]
["February",22,"6PM to 7PM",18,"February 22, 2019 18:00","2019-02-22T18:00:00",-7.1,-8.2,{"v":-18,"d":"-18.0"},2.1,-1.38,0.0872,0.01,11.47]
["February",22,"7PM to 8PM",19,"February 22, 2019 19:00","2019-02-22T19:00:00",{"v":-8,"d":"-8.0"},-8.9,-17.1,2.2,-1.58,0.0874,0.01,11.45]
["February",22,"8PM to 9PM",20,"February 22, 2019 20:00","2019-02-22T20:00:00",{"v":-9,"d":"-9.0"},-9.9,-17.7,2.1,-1.85,0.0876,0.01,11.42]
["February",22,"9PM to 10PM",21,"February 22, 2019 21:00","2019-02-22T21:00:00",-9.9,-10.8,-18.9,{"v":2,"d":"2.0"},-2.09,0.0877,0.01,{"v":11.4,"d":"11.40"}]
["February",22,"10PM to 11PM",22,"February 22, 2019 22:00","2019-02-22T22:00:00",-10.7,-11.3,-17.9,2.1,-2.24,0.0879,0.01,11.38]
["February",22,"11PM to 12AM",23,"February 22, 2019 23:00","2019-02-22T23:00:00",-11.2,-11.8,-17.3,2.2,-2.36,{"v":0.088,"d":"0.0880"},0.01,11.37]
["February",23,"12AM to 1AM",0,"February 23, 2019 0:00","2019-02-23",-11.9,-12.5,{"v":-18,"d":"-18.0"},2.1,-2.55,0.0881,0.01,11.35]
["February",23,"1AM to 2AM",1,"February 23, 2019 1:00","2019-02-23T01:00:00",-12.6,-13.1,-17.9,2.1,-2.72,0.0883,0.01,11.33]
["February",23,"2AM to 3AM",2,"February 23, 2019 2:00","2019-02-23T02:00:00",-13.4,-13.8,{"v":-18,"d":"-18.0"},2.1,-2.89,0.0884,0.01,11.31]
["February",23,"3AM to 4AM",3,"February 23, 2019 3:00","2019-02-23T03:00:00",-14.1,-14.5,-18.9,{"v":2,"d":"2.0"},-3.08,0.0886,0.01,{"v":11.3,"d":"11.30"}]
["February",23,"4AM to 5AM",4,"February 23, 2019 4:00","2019-02-23T04:00:00",-14.8,-15.2,-19.1,1.9,-3.26,0.0887,0.01,11.28]
["February",23,"5AM to 6AM",5,"February 23, 2019 5:00","2019-02-23T05:00:00",-15.3,-15.7,-19.8,1.9,{"v":-3.4,"d":"-3.40"},0.0888,0.01,11.26]
["February",23,"6AM to 7AM",6,"February 23, 2019 6:00","2019-02-23T06:00:00",-16.1,-16.4,-20.9,1.8,-3.59,{"v":0.089,"d":"0.0890"},0.01,11.24]
["February",23,"7AM to 8AM",7,"February 23, 2019 7:00","2019-02-23T07:00:00",-16.4,-16.8,-20.9,1.8,-3.68,{"v":0.089,"d":"0.0890"},0.01,11.24]
["February",23,"8AM to 9AM",8,"February 23, 2019 8:00","2019-02-23T08:00:00",-16.6,-16.9,-21.1,1.7,-3.72,0.0891,0.01,11.23]
["February",23,"9AM to 10AM",9,{"$f":"A1289&\" \"&B1289&\", \"&$D$5&\" \"&D1289&\":00\"","v":"February 23, 2019 9:00"},{"$f":"DATEVALUE(E1289)+TIMEVALUE(E1289)","v":"2019-02-23T09:00:00"},{"v":-17,"d":"-17.0"},-17.3,{"v":-22,"d":"-22.0"},1.7,-3.82,0.0891,0.01,11.22]
["February",23,"10AM to 11AM",{"$f":"IF(D1289+1>23,0,D1289+1)","v":10},"February 23, 2019 10:00","2019-02-23T10:00:00",-16.1,-16.4,-20.6,1.8,-3.58,{"v":0.089,"d":"0.0890"},0.01,11.24]
["February",23,"11AM to 12PM",11,"February 23, 2019 11:00","2019-02-23T11:00:00",{"v":-15,"d":"-15.0"},-15.3,-19.3,1.9,{"v":-3.3,"d":"-3.30"},0.0887,0.01,11.27]
["February",23,"12PM to 1PM",12,"February 23, 2019 12:00","2019-02-23T12:00:00",-14.1,-14.5,-18.9,{"v":2,"d":"2.0"},-3.08,0.0886,0.01,{"v":11.3,"d":"11.30"}]
["February",23,"1PM to 2PM",13,"February 23, 2019 13:00","2019-02-23T13:00:00",-12.6,-13.1,-17.5,2.1,-2.71,0.0883,0.01,11.33]
["February",23,"2PM to 3PM",14,"February 23, 2019 14:00","2019-02-23T14:00:00",-11.4,-11.9,{"v":-17,"d":"-17.0"},2.2,{"v":-2.4,"d":"-2.40"},{"v":0.088,"d":"0.0880"},0.01,11.36]
["February",23,"3PM to 4PM",15,"February 23, 2019 15:00","2019-02-23T15:00:00",-9.9,-10.6,{"v":-17,"d":"-17.0"},2.2,-2.05,0.0877,0.01,{"v":11.4,"d":"11.40"}]
["February",23,"4PM to 5PM",16,"February 23, 2019 16:00","2019-02-23T16:00:00",-9.2,-9.9,-15.7,2.4,-1.86,0.0876,0.02,11.42]
["February",23,"5PM to 6PM",17,"February 23, 2019 17:00","2019-02-23T17:00:00",-8.7,-9.4,-15.7,2.4,-1.73,0.0875,0.02,11.43]
["February",23,"6PM to 7PM",18,"February 23, 2019 18:00","2019-02-23T18:00:00",{"v":-8,"d":"-8.0"},-8.8,-16.1,2.3,-1.56,0.0874,0.02,11.45]
["February",23,"7PM to 8PM",19,"February 23, 2019 19:00","2019-02-23T19:00:00",{"v":-9,"d":"-9.0"},-9.7,-15.7,2.4,-1.81,0.0876,0.02,11.42]
["February",23,"8PM to 9PM",20,"February 23, 2019 20:00","2019-02-23T20:00:00",-9.9,-10.5,-15.9,2.3,-2.03,0.0877,0.02,{"v":11.4,"d":"11.40"}]
["February",23,"9PM to 10PM",21,"February 23, 2019 21:00","2019-02-23T21:00:00",{"v":-11,"d":"-11.0"},-11.6,{"v":-17,"d":"-17.0"},2.2,-2.31,0.0879,0.01,11.37]
["February",23,"10PM to 11PM",22,"February 23, 2019 22:00","2019-02-23T22:00:00",-11.7,-12.2,{"v":-17,"d":"-17.0"},2.2,-2.48,0.0881,0.01,11.36]
["February",23,"11PM to 12AM",23,"February 23, 2019 23:00","2019-02-23T23:00:00",-12.3,-12.7,{"v":-17,"d":"-17.0"},2.2,-2.61,0.0882,0.01,11.34]
["February",24,"12AM to 1AM",0,"February 24, 2019 0:00","2019-02-24",{"v":-13,"d":"-13.0"},-13.4,{"v":-18,"d":"-18.0"},2.1,-2.81,0.0883,0.01,11.32]
["February",24,"1AM to 2AM",1,"February 24, 2019 1:00","2019-02-24T01:00:00",{"v":-13,"d":"-13.0"},-13.4,-17.5,2.1,{"v":-2.8,"d":"-2.80"},0.0883,0.01,11.32]
["February",24,"2AM to 3AM",2,"February 24, 2019 2:00","2019-02-24T02:00:00",{"v":-13,"d":"-13.0"},-13.4,-17.5,2.1,{"v":-2.8,"d":"-2.80"},0.0883,0.01,11.32]
["February",24,"3AM to 4AM",3,"February 24, 2019 3:00","2019-02-24T03:00:00",{"v":-13,"d":"-13.0"},-13.4,{"v":-18,"d":"-18.0"},2.1,-2.81,0.0883,0.01,11.32]
["February",24,"4AM to 5AM",4,"February 24, 2019 4:00","2019-02-24T04:00:00",{"v":-13,"d":"-13.0"},-13.4,-17.5,2.1,{"v":-2.8,"d":"-2.80"},0.0883,0.01,11.32]
["February",24,"5AM to 6AM",5,"February 24, 2019 5:00","2019-02-24T05:00:00",{"v":-13,"d":"-13.0"},-13.4,-17.5,2.1,{"v":-2.8,"d":"-2.80"},0.0883,0.01,11.32]
["February",24,"6AM to 7AM",6,"February 24, 2019 6:00","2019-02-24T06:00:00",{"v":-13,"d":"-13.0"},-13.4,{"v":-18,"d":"-18.0"},2.1,-2.81,0.0883,0.01,11.32]
["February",24,"7AM to 8AM",7,"February 24, 2019 7:00","2019-02-24T07:00:00",{"v":-13,"d":"-13.0"},-13.4,-17.5,2.1,{"v":-2.8,"d":"-2.80"},0.0883,0.01,11.32]
["February",24,"8AM to 9AM",8,"February 24, 2019 8:00","2019-02-24T08:00:00",{"v":-13,"d":"-13.0"},-13.4,-17.5,2.1,{"v":-2.8,"d":"-2.80"},0.0883,0.01,11.32]
["February",24,"9AM to 10AM",9,"February 24, 2019 9:00","2019-02-24T09:00:00",{"v":-13,"d":"-13.0"},-13.4,{"v":-18,"d":"-18.0"},2.1,-2.81,0.0883,0.01,11.32]
["February",24,"10AM to 11AM",10,"February 24, 2019 10:00","2019-02-24T10:00:00",-11.7,-12.2,-16.1,2.3,-2.47,0.0881,0.02,11.36]
["February",24,"11AM to 12PM",11,"February 24, 2019 11:00","2019-02-24T11:00:00",-10.3,-10.7,-14.1,2.6,-2.08,0.0878,0.02,11.39]
["February",24,"12PM to 1PM",12,"February 24, 2019 12:00","2019-02-24T12:00:00",{"v":-9,"d":"-9.0"},-9.5,{"v":-13,"d":"-13.0"},2.7,-1.75,0.0876,0.02,11.43]
["February",24,"1PM to 2PM",13,"February 24, 2019 13:00","2019-02-24T13:00:00",-6.7,-7.1,-9.9,3.3,-1.12,0.0871,0.02,11.49]
["February",24,"2PM to 3PM",14,"February 24, 2019 14:00","2019-02-24T14:00:00",-4.4,-4.8,-7.4,3.7,-0.48,0.0867,0.03,11.55]
["February",24,"3PM to 4PM",15,"February 24, 2019 15:00","2019-02-24T15:00:00",{"v":-2,"d":"-2.0"},-2.5,-5.1,4.2,0.16,0.0862,0.03,11.61]
["February",24,"4PM to 5PM",16,"February 24, 2019 16:00","2019-02-24T16:00:00",-0.9,-1.4,-3.8,4.5,0.46,{"v":0.086,"d":"0.0860"},0.03,11.64]
["February",24,"5PM to 6PM",17,"February 24, 2019 17:00","2019-02-24T17:00:00",{"v":0,"d":"0.0"},-0.6,-3.3,4.7,{"v":0.7,"d":"0.70"},0.0858,0.03,11.66]
["February",24,"6PM to 7PM",18,"February 24, 2019 18:00","2019-02-24T18:00:00",{"v":1,"d":"1.0"},0.4,-2.9,4.8,0.97,0.0856,0.03,11.69]
["February",24,"7PM to 8PM",19,"February 24, 2019 19:00","2019-02-24T19:00:00",1.8,1.2,-1.5,5.1,{"v":1.2,"d":"1.20"},0.0855,0.03,11.71]
["February",24,"8PM to 9PM",20,"February 24, 2019 20:00","2019-02-24T20:00:00",2.3,1.8,-0.6,5.4,1.37,0.0854,0.04,11.72]
["February",24,"9PM to 10PM",21,"February 24, 2019 21:00","2019-02-24T21:00:00",{"v":3,"d":"3.0"},2.5,{"v":0,"d":"0.0"},5.5,1.56,0.0853,0.04,11.74]
["February",24,"10PM to 11PM",22,"February 24, 2019 22:00","2019-02-24T22:00:00",4.1,3.6,1.4,{"v":6,"d":"6.0"},1.89,0.0851,0.04,11.77]
["February",24,"11PM to 12AM",23,"February 24, 2019 23:00","2019-02-24T23:00:00",{"v":5,"d":"5.0"},4.5,2.3,6.2,2.15,0.0849,0.04,11.79]
["February",25,"12AM to 1AM",0,"February 25, 2019 0:00","2019-02-25",6.1,5.5,{"v":3,"d":"3.0"},6.5,2.45,0.0847,0.04,11.82]
["February",25,"1AM to 2AM",1,"February 25, 2019 1:00","2019-02-25T01:00:00",6.4,5.9,3.7,6.7,2.57,0.0846,0.05,11.83]
["February",25,"2AM to 3AM",2,"February 25, 2019 2:00","2019-02-25T02:00:00",6.6,{"v":6,"d":"6.0"},3.9,6.8,2.62,0.0846,0.05,11.83]
["February",25,"3AM to 4AM",3,"February 25, 2019 3:00","2019-02-25T03:00:00",{"v":7,"d":"7.0"},6.3,3.9,6.8,2.71,0.0845,0.05,11.84]
["February",25,"4AM to 5AM",4,"February 25, 2019 4:00","2019-02-25T04:00:00",7.7,7.1,{"v":5,"d":"5.0"},7.2,2.94,0.0844,0.05,11.86]
["February",25,"5AM to 6AM",5,"February 25, 2019 5:00","2019-02-25T05:00:00",8.2,7.6,5.5,7.4,{"v":3.1,"d":"3.10"},0.0843,0.05,11.88]
["February",25,"6AM to 7AM",6,"February 25, 2019 6:00","2019-02-25T06:00:00",{"v":9,"d":"9.0"},8.3,6.1,7.6,3.31,0.0842,0.05,11.89]
["February",25,"7AM to 8AM",7,"February 25, 2019 7:00","2019-02-25T07:00:00",9.3,8.8,{"v":7,"d":"7.0"},7.9,3.45,0.0841,0.05,{"v":11.9,"d":"11.90"}]
["February",25,"8AM to 9AM",8,"February 25, 2019 8:00","2019-02-25T08:00:00",9.7,9.2,7.5,8.2,3.57,{"v":0.084,"d":"0.0840"},0.06,11.91]
["February",25,"9AM to 10AM",9,"February 25, 2019 9:00","2019-02-25T09:00:00",{"v":10,"d":"10.0"},9.6,8.1,8.4,3.69,{"v":0.084,"d":"0.0840"},0.06,11.92]
["February",25,"10AM to 11AM",10,"February 25, 2019 10:00","2019-02-25T10:00:00",10.9,10.5,9.3,8.9,3.99,0.0838,0.06,11.95]
["February",25,"11AM to 12PM",11,"February 25, 2019 11:00","2019-02-25T11:00:00",{"v":12,"d":"12.0"},11.6,10.4,9.4,4.32,0.0836,0.06,11.98]
["February",25,"12PM to 1PM",12,"February 25, 2019 12:00","2019-02-25T12:00:00",12.9,12.4,10.9,9.7,4.58,0.0834,0.07,{"v":12,"d":"12.00"}]
["February",25,"1PM to 2PM",13,"February 25, 2019 13:00","2019-02-25T13:00:00",{"v":14,"d":"14.0"},13.3,11.5,{"v":10,"d":"10.0"},4.88,0.0832,0.07,12.03]
["February",25,"2PM to 3PM",14,"February 25, 2019 14:00","2019-02-25T14:00:00",14.9,{"v":14,"d":"14.0"},11.7,10.1,5.11,0.0831,0.07,12.05]
["February",25,"3PM to 4PM",15,"February 25, 2019 15:00","2019-02-25T15:00:00",{"v":16,"d":"16.0"},14.6,10.9,9.7,5.32,0.0829,0.07,12.08]
["February",25,"4PM to 5PM",16,"February 25, 2019 16:00","2019-02-25T16:00:00",15.6,14.4,11.1,9.8,5.24,{"v":0.083,"d":"0.0830"},0.07,12.07]
["February",25,"5PM to 6PM",17,"February 25, 2019 17:00","2019-02-25T17:00:00",15.4,14.1,10.4,9.4,5.15,{"v":0.083,"d":"0.0830"},0.06,12.06]
["February",25,"6PM to 7PM",18,"February 25, 2019 18:00","2019-02-25T18:00:00",15.1,13.5,{"v":9,"d":"9.0"},8.8,4.96,0.0831,0.06,12.05]
["February",25,"7PM to 8PM",19,"February 25, 2019 19:00","2019-02-25T19:00:00",14.4,{"v":13,"d":"13.0"},9.3,8.9,4.81,0.0832,0.06,12.04]
["February",25,"8PM to 9PM",20,"February 25, 2019 20:00","2019-02-25T20:00:00",13.6,12.4,{"v":9,"d":"9.0"},8.8,4.61,0.0833,0.06,12.02]
["February",25,"9PM to 10PM",21,"February 25, 2019 21:00","2019-02-25T21:00:00",12.9,11.7,8.1,8.4,4.38,0.0835,0.06,{"v":12,"d":"12.00"}]
["February",25,"10PM to 11PM",22,"February 25, 2019 22:00","2019-02-25T22:00:00",11.7,10.7,7.7,8.2,4.05,0.0837,0.06,11.97]
["February",25,"11PM to 12AM",23,"February 25, 2019 23:00","2019-02-25T23:00:00",10.2,9.5,{"v":7,"d":"7.0"},7.9,3.66,0.0839,0.05,11.93]
["February",26,"12AM to 1AM",0,"February 26, 2019 0:00","2019-02-26",{"v":9,"d":"9.0"},8.3,6.1,7.6,3.31,0.0842,0.05,11.89]
["February",26,"1AM to 2AM",1,{"$f":"A1353&\" \"&B1353&\", \"&$D$5&\" \"&D1353&\":00\"","v":"February 26, 2019 1:00"},{"$f":"DATEVALUE(E1353)+TIMEVALUE(E1353)","v":"2019-02-26T01:00:00"},8.1,7.5,5.4,7.3,3.05,0.0843,0.05,11.87]
["February",26,"2AM to 3AM",{"$f":"IF(D1353+1>23,0,D1353+1)","v":2},"February 26, 2019 2:00","2019-02-26T02:00:00",{"v":7,"d":"7.0"},6.4,4.3,6.9,2.73,0.0845,0.05,11.84]
["February",26,"3AM to 4AM",3,"February 26, 2019 3:00","2019-02-26T03:00:00",6.1,5.5,{"v":3,"d":"3.0"},6.5,2.45,0.0847,0.04,11.82]
["February",26,"4AM to 5AM",4,"February 26, 2019 4:00","2019-02-26T04:00:00",{"v":7,"d":"7.0"},6.3,3.7,6.7,{"v":2.7,"d":"2.70"},0.0845,0.05,11.84]
["February",26,"5AM to 6AM",5,"February 26, 2019 5:00","2019-02-26T05:00:00",8.1,7.2,4.1,6.9,2.98,0.0843,0.05,11.87]
["February",26,"6AM to 7AM",6,"February 26, 2019 6:00","2019-02-26T06:00:00",{"v":9,"d":"9.0"},7.9,3.9,6.8,3.18,0.0842,0.05,11.89]
["February",26,"7AM to 8AM",7,"February 26, 2019 7:00","2019-02-26T07:00:00",8.6,7.7,4.5,{"v":7,"d":"7.0"},3.13,0.0842,0.05,11.88]
["February",26,"8AM to 9AM",8,"February 26, 2019 8:00","2019-02-26T08:00:00",8.4,7.6,4.8,7.1,{"v":3.1,"d":"3.10"},0.0843,0.05,11.88]
["February",26,"9AM to 10AM",9,"February 26, 2019 9:00","2019-02-26T09:00:00",8.1,7.2,3.9,6.8,2.97,0.0843,0.05,11.87]
["February",26,"10AM to 11AM",10,"February 26, 2019 10:00","2019-02-26T10:00:00",8.8,{"v":8,"d":"8.0"},5.5,7.4,3.23,0.0842,0.05,11.89]
["February",26,"11AM to 12PM",11,"February 26, 2019 11:00","2019-02-26T11:00:00",9.3,8.7,6.6,7.8,3.42,0.0841,0.05,{"v":11.9,"d":"11.90"}]
["February",26,"12PM to 1PM",12,"February 26, 2019 12:00","2019-02-26T12:00:00",{"v":10,"d":"10.0"},9.3,{"v":7,"d":"7.0"},7.9,3.62,{"v":0.084,"d":"0.0840"},0.05,11.92]
["February",26,"1PM to 2PM",13,"February 26, 2019 13:00","2019-02-26T13:00:00",10.9,10.3,8.4,8.6,3.93,0.0838,0.06,11.95]
["February",26,"2PM to 3PM",14,"February 26, 2019 14:00","2019-02-26T14:00:00",{"v":12,"d":"12.0"},11.4,9.5,{"v":9,"d":"9.0"},4.26,0.0836,0.06,11.98]
["February",26,"3PM to 4PM",15,"February 26, 2019 15:00","2019-02-26T15:00:00",12.9,12.2,{"v":10,"d":"10.0"},9.3,4.52,0.0834,0.06,{"v":12,"d":"12.00"}]
["February",26,"4PM to 5PM",16,"February 26, 2019 16:00","2019-02-26T16:00:00",13.6,12.9,10.8,9.6,4.74,0.0833,0.07,12.02]
["February",26,"5PM to 6PM",17,"February 26, 2019 17:00","2019-02-26T17:00:00",14.4,13.5,11.1,9.8,4.94,0.0832,0.07,12.04]
["February",26,"6PM to 7PM",18,"February 26, 2019 18:00","2019-02-26T18:00:00",15.1,13.9,10.9,9.7,{"v":5.1,"d":"5.10"},0.0831,0.07,12.06]
["February",26,"7PM to 8PM",19,"February 26, 2019 19:00","2019-02-26T19:00:00",{"v":14,"d":"14.0"},13.1,10.8,9.6,4.83,0.0833,0.07,12.03]
["February",26,"8PM to 9PM",20,"February 26, 2019 20:00","2019-02-26T20:00:00",13.1,12.3,10.2,9.4,4.57,0.0834,0.06,{"v":12,"d":"12.00"}]
["February",26,"9PM to 10PM",21,"February 26, 2019 21:00","2019-02-26T21:00:00",{"v":12,"d":"12.0"},11.2,{"v":9,"d":"9.0"},8.8,4.22,0.0836,0.06,11.98]
["February",26,"10PM to 11PM",22,"February 26, 2019 22:00","2019-02-26T22:00:00",13.1,12.5,10.8,9.6,4.61,0.0834,0.07,12.01]
["February",26,"11PM to 12AM",23,"February 26, 2019 23:00","2019-02-26T23:00:00",{"v":14,"d":"14.0"},13.5,{"v":12,"d":"12.0"},10.2,4.92,0.0832,0.07,12.03]
["February",27,"12AM to 1AM",0,"February 27, 2019 0:00","2019-02-27",15.1,14.5,12.9,10.7,5.25,0.0831,0.07,12.06]
["February",27,"1AM to 2AM",1,"February 27, 2019 1:00","2019-02-27T01:00:00",{"v":14,"d":"14.0"},13.5,{"v":12,"d":"12.0"},10.2,4.92,0.0832,0.07,12.03]
["February",27,"2AM to 3AM",2,"February 27, 2019 2:00","2019-02-27T02:00:00",13.1,12.5,10.8,9.6,4.61,0.0834,0.07,12.01]
["February",27,"3AM to 4AM",3,"February 27, 2019 3:00","2019-02-27T03:00:00",{"v":12,"d":"12.0"},11.2,{"v":9,"d":"9.0"},8.8,4.22,0.0836,0.06,11.98]
["February",27,"4AM to 5AM",4,"February 27, 2019 4:00","2019-02-27T04:00:00",13.1,12.5,10.8,9.6,4.61,0.0834,0.07,12.01]
["February",27,"5AM to 6AM",5,"February 27, 2019 5:00","2019-02-27T05:00:00",{"v":14,"d":"14.0"},13.5,{"v":12,"d":"12.0"},10.2,4.92,0.0832,0.07,12.03]
["February",27,"6AM to 7AM",6,"February 27, 2019 6:00","2019-02-27T06:00:00",15.1,14.5,12.9,10.7,5.25,0.0831,0.07,12.06]
["February",27,"7AM to 8AM",7,"February 27, 2019 7:00","2019-02-27T07:00:00",15.8,15.3,14.2,11.4,5.53,0.0829,0.08,12.08]
["February",27,"8AM to 9AM",8,"February 27, 2019 8:00","2019-02-27T08:00:00",16.3,15.9,14.7,11.7,5.71,0.0828,0.08,12.09]
["February",27,"9AM to 10AM",9,"February 27, 2019 9:00","2019-02-27T09:00:00",17.1,16.5,15.1,11.9,5.92,0.0827,0.08,12.11]
["February",27,"10AM to 11AM",10,"February 27, 2019 10:00","2019-02-27T10:00:00",{"v":18,"d":"18.0"},17.4,16.3,12.7,6.25,0.0825,0.09,12.14]
["February",27,"11AM to 12PM",11,"February 27, 2019 11:00","2019-02-27T11:00:00",{"v":19,"d":"19.0"},18.5,17.2,13.3,{"v":6.6,"d":"6.60"},0.0823,0.09,12.17]
["February",27,"12PM to 1PM",12,"February 27, 2019 12:00","2019-02-27T12:00:00",19.9,19.3,{"v":18,"d":"18.0"},13.7,6.88,0.0822,0.09,12.19]
["February",27,"1PM to 2PM",13,"February 27, 2019 13:00","2019-02-27T13:00:00",22.3,21.8,20.8,15.8,7.76,0.0818,0.11,12.26]
["February",27,"2PM to 3PM",14,"February 27, 2019 14:00","2019-02-27T14:00:00",24.6,24.2,23.5,{"v":18,"d":"18.0"},8.66,0.0814,0.12,12.32]
["February",27,"3PM to 4PM",15,"February 27, 2019 15:00","2019-02-27T15:00:00",{"v":27,"d":"27.0"},26.6,26.1,20.2,9.57,{"v":0.081,"d":"0.0810"},0.14,12.39]
["February",27,"4PM to 5PM",16,"February 27, 2019 16:00","2019-02-27T16:00:00",27.7,27.2,26.6,20.7,9.83,0.0808,0.14,12.41]
["February",27,"5PM to 6PM",17,"February 27, 2019 17:00","2019-02-27T17:00:00",28.2,27.5,26.6,20.7,9.96,0.0807,0.14,12.42]
["February",27,"6PM to 7PM",18,"February 27, 2019 18:00","2019-02-27T18:00:00",28.9,28.1,{"v":27,"d":"27.0"},21.1,10.18,0.0806,0.14,12.44]
["February",27,"7PM to 8PM",19,"February 27, 2019 19:00","2019-02-27T19:00:00",28.6,27.9,{"v":27,"d":"27.0"},21.1,{"v":10.1,"d":"10.10"},0.0807,0.14,12.43]
["February",27,"8PM to 9PM",20,"February 27, 2019 20:00","2019-02-27T20:00:00",28.4,27.9,27.3,21.5,10.11,0.0807,0.15,12.43]
["February",27,"9PM to 10PM",21,"February 27, 2019 21:00","2019-02-27T21:00:00",{"v":28,"d":"28.0"},27.6,{"v":27,"d":"27.0"},21.1,9.97,0.0808,0.14,12.42]
["February",27,"10PM to 11PM",22,"February 27, 2019 22:00","2019-02-27T22:00:00",28.8,28.4,27.9,{"v":22,"d":"22.0"},10.28,0.0806,0.15,12.44]
["February",27,"11PM to 12AM",23,"February 27, 2019 23:00","2019-02-27T23:00:00",29.3,28.9,28.4,22.6,{"v":10.5,"d":"10.50"},0.0806,0.15,12.45]
["February",28,"12AM to 1AM",0,"February 28, 2019 0:00","2019-02-28",{"v":30,"d":"30.0"},29.5,28.9,23.1,10.76,0.0804,0.16,12.47]
["February",28,"1AM to 2AM",1,"February 28, 2019 1:00","2019-02-28T01:00:00",{"v":30,"d":"30.0"},29.7,29.3,23.5,10.82,0.0804,0.16,12.47]
["February",28,"2AM to 3AM",2,"February 28, 2019 2:00","2019-02-28T02:00:00",{"v":30,"d":"30.0"},29.9,29.8,24.1,10.91,0.0804,0.16,12.48]
["February",28,"3AM to 4AM",3,"February 28, 2019 3:00","2019-02-28T03:00:00",{"v":30,"d":"30.0"},{"v":30,"d":"30.0"},{"v":30,"d":"30.0"},24.3,10.94,0.0804,0.16,12.48]
["February",28,"4AM to 5AM",4,"February 28, 2019 4:00","2019-02-28T04:00:00",27.3,27.3,27.3,21.5,9.85,0.0809,0.15,{"v":12.4,"d":"12.40"}]
["February",28,"5AM to 6AM",5,"February 28, 2019 5:00","2019-02-28T05:00:00",24.6,24.6,24.6,18.9,{"v":8.8,"d":"8.80"},0.0814,0.13,12.32]
["February",28,"6AM to 7AM",6,"February 28, 2019 6:00","2019-02-28T06:00:00",21.9,21.9,21.9,16.6,{"v":7.8,"d":"7.80"},0.0818,0.11,12.25]
["February",28,"7AM to 8AM",7,"February 28, 2019 7:00","2019-02-28T07:00:00",19.9,19.9,19.9,15.1,{"v":7.1,"d":"7.10"},0.0822,{"v":0.1,"d":"0.10"},12.19]
["February",28,"8AM to 9AM",8,"February 28, 2019 8:00","2019-02-28T08:00:00",{"v":18,"d":"18.0"},{"v":18,"d":"18.0"},{"v":18,"d":"18.0"},13.7,6.41,0.0825,0.09,12.14]
["February",28,"9AM to 10AM",9,"February 28, 2019 9:00","2019-02-28T09:00:00",{"v":16,"d":"16.0"},{"v":16,"d":"16.0"},{"v":16,"d":"16.0"},12.5,5.74,0.0829,0.08,12.09]
["February",28,"10AM to 11AM",10,"February 28, 2019 10:00","2019-02-28T10:00:00",15.3,15.1,14.7,11.7,5.45,{"v":0.083,"d":"0.0830"},0.08,12.07]
["February",28,"11AM to 12PM",11,"February 28, 2019 11:00","2019-02-28T11:00:00",14.7,14.4,13.6,11.1,5.23,0.0831,0.08,12.05]
["February",28,"12PM to 1PM",12,"February 28, 2019 12:00","2019-02-28T12:00:00",{"v":14,"d":"14.0"},13.5,{"v":12,"d":"12.0"},10.2,4.92,0.0832,0.07,12.03]
["February",28,"1PM to 2PM",13,"February 28, 2019 13:00","2019-02-28T13:00:00",{"v":12,"d":"12.0"},11.5,9.9,9.2,4.29,0.0836,0.06,11.98]
["February",28,"2PM to 3PM",14,"February 28, 2019 14:00","2019-02-28T14:00:00",{"v":10,"d":"10.0"},9.5,7.7,8.2,3.67,{"v":0.084,"d":"0.0840"},0.06,11.92]
["February",28,"3PM to 4PM",15,"February 28, 2019 15:00","2019-02-28T15:00:00",8.1,7.4,{"v":5,"d":"5.0"},7.2,3.03,0.0843,0.05,11.87]
["February",28,"4PM to 5PM",16,"February 28, 2019 16:00","2019-02-28T16:00:00",8.1,7.3,4.8,7.1,3.02,0.0843,0.05,11.87]
["February",28,"5PM to 6PM",17,{"$f":"A1417&\" \"&B1417&\", \"&$D$5&\" \"&D1417&\":00\"","v":"February 28, 2019 17:00"},{"$f":"DATEVALUE(E1417)+TIMEVALUE(E1417)","v":"2019-02-28T17:00:00"},8.1,7.2,4.1,6.9,2.98,0.0843,0.05,11.87]
["February",28,"6PM to 7PM",{"$f":"IF(D1417+1>23,0,D1417+1)","v":18},"February 28, 2019 18:00","2019-02-28T18:00:00",7.3,6.3,2.5,6.3,2.72,0.0845,0.04,11.85]
["February",28,"7PM to 8PM",19,"February 28, 2019 19:00","2019-02-28T19:00:00",5.5,4.8,1.6,{"v":6,"d":"6.0"},2.24,0.0848,0.04,{"v":11.8,"d":"11.80"}]
["February",28,"8PM to 9PM",20,"February 28, 2019 20:00","2019-02-28T20:00:00",4.3,3.6,0.5,5.7,1.89,{"v":0.085,"d":"0.0850"},0.04,11.77]
["February",28,"9PM to 10PM",21,"February 28, 2019 21:00","2019-02-28T21:00:00",3.4,2.7,-0.6,5.4,1.63,0.0852,0.04,11.75]
["February",28,"10PM to 11PM",22,"February 28, 2019 22:00","2019-02-28T22:00:00",{"v":3,"d":"3.0"},2.3,-0.8,5.3,1.53,0.0853,0.04,11.74]
["February",28,"11PM to 12AM",23,"February 28, 2019 23:00","2019-02-28T23:00:00",2.8,2.2,-0.9,5.3,1.48,0.0853,0.04,11.73]
["March",1,"12AM to 1AM",0,"March 1, 2019 0:00","2019-03-01",2.8,2.2,-0.9,5.3,1.48,0.0853,0.04,11.73]
["March",1,"1AM to 2AM",1,"March 1, 2019 1:00","2019-03-01T01:00:00",2.7,{"v":2,"d":"2.0"},-1.3,5.2,1.42,0.0853,0.04,11.73]
["March",1,"2AM to 3AM",2,"March 1, 2019 2:00","2019-03-01T02:00:00",3.7,3.1,0.3,5.6,1.75,0.0851,0.04,11.76]
["March",1,"3AM to 4AM",3,"March 1, 2019 3:00","2019-03-01T03:00:00",{"v":3,"d":"3.0"},2.4,-0.4,5.4,1.55,0.0853,0.04,11.74]
["March",1,"4AM to 5AM",4,"March 1, 2019 4:00","2019-03-01T04:00:00",2.1,1.6,-0.9,5.3,1.31,0.0854,0.04,11.72]
["March",1,"5AM to 6AM",5,"March 1, 2019 5:00","2019-03-01T05:00:00",2.1,1.6,-0.9,5.3,1.31,0.0854,0.04,11.72]
["March",1,"6AM to 7AM",6,"March 1, 2019 6:00","2019-03-01T06:00:00",1.9,1.4,-0.9,5.3,1.27,0.0855,0.04,11.71]
["March",1,"7AM to 8AM",7,"March 1, 2019 7:00","2019-03-01T07:00:00",{"v":3,"d":"3.0"},2.5,{"v":0,"d":"0.0"},5.5,1.56,0.0853,0.04,11.74]
["March",1,"8AM to 9AM",8,"March 1, 2019 8:00","2019-03-01T08:00:00",{"v":3,"d":"3.0"},2.6,{"v":1,"d":"1.0"},5.9,1.61,0.0853,0.04,11.74]
["March",1,"9AM to 10AM",9,"March 1, 2019 9:00","2019-03-01T09:00:00",3.9,3.5,1.9,6.1,1.87,0.0851,0.04,11.76]
["March",1,"10AM to 11AM",10,"March 1, 2019 10:00","2019-03-01T10:00:00",{"v":5,"d":"5.0"},4.6,{"v":3,"d":"3.0"},6.5,2.19,0.0849,0.04,11.79]
["March",1,"11AM to 12PM",11,"March 1, 2019 11:00","2019-03-01T11:00:00",8.1,7.6,6.1,7.6,3.09,0.0843,0.05,11.87]
["March",1,"12PM to 1PM",12,"March 1, 2019 12:00","2019-03-01T12:00:00",{"v":10,"d":"10.0"},9.6,8.1,8.4,3.69,{"v":0.084,"d":"0.0840"},0.06,11.92]
["March",1,"1PM to 2PM",13,"March 1, 2019 13:00","2019-03-01T13:00:00",12.9,12.4,10.9,9.7,4.58,0.0834,0.07,{"v":12,"d":"12.00"}]
["March",1,"2PM to 3PM",14,"March 1, 2019 14:00","2019-03-01T14:00:00",17.1,16.5,15.1,11.9,5.92,0.0827,0.08,12.11]
["March",1,"3PM to 4PM",15,"March 1, 2019 15:00","2019-03-01T15:00:00",24.1,23.7,{"v":23,"d":"23.0"},17.5,8.46,0.0815,0.12,12.31]
["March",1,"4PM to 5PM",16,"March 1, 2019 16:00","2019-03-01T16:00:00",{"v":12,"d":"12.0"},11.5,{"v":10,"d":"10.0"},9.3,{"v":4.3,"d":"4.30"},0.0836,0.06,11.98]
["March",1,"5PM to 6PM",17,"March 1, 2019 17:00","2019-03-01T17:00:00",8.1,7.4,{"v":5,"d":"5.0"},7.2,3.03,0.0843,0.05,11.87]
["March",1,"6PM to 7PM",18,"March 1, 2019 18:00","2019-03-01T18:00:00",{"v":3,"d":"3.0"},2.5,{"v":0,"d":"0.0"},5.5,1.56,0.0853,0.04,11.74]
["March",1,"7PM to 8PM",19,"March 1, 2019 19:00","2019-03-01T19:00:00",{"v":1,"d":"1.0"},0.1,-5.1,4.2,0.89,0.0856,0.03,11.68]
["March",1,"8PM to 9PM",20,"March 1, 2019 20:00","2019-03-01T20:00:00",-2.9,-3.4,{"v":-6,"d":"-6.0"},{"v":4,"d":"4.0"},-0.09,0.0864,0.03,11.58]
["March",1,"9PM to 10PM",21,"March 1, 2019 21:00","2019-03-01T21:00:00",{"v":-2,"d":"-2.0"},-2.3,{"v":-4,"d":"-4.0"},4.5,{"v":0.2,"d":"0.20"},0.0862,0.03,11.61]
["March",1,"10PM to 11PM",22,"March 1, 2019 22:00","2019-03-01T22:00:00",1.9,1.4,-0.9,5.3,1.27,0.0855,0.04,11.71]
["March",1,"11PM to 12AM",23,"March 1, 2019 23:00","2019-03-01T23:00:00",{"v":3,"d":"3.0"},2.5,{"v":0,"d":"0.0"},5.5,1.56,0.0853,0.04,11.74]
["March",2,"12AM to 1AM",0,"March 2, 2019 0:00","2019-03-02",{"v":5,"d":"5.0"},4.4,1.9,6.1,2.13,0.0849,0.04,11.79]
["March",2,"1AM to 2AM",1,"March 2, 2019 1:00","2019-03-02T01:00:00",{"v":7,"d":"7.0"},6.5,{"v":5,"d":"5.0"},7.2,2.77,0.0845,0.05,11.84]
["March",2,"2AM to 3AM",2,"March 2, 2019 2:00","2019-03-02T02:00:00",8.1,7.6,6.1,7.6,3.09,0.0843,0.05,11.87]
["March",2,"3AM to 4AM",3,"March 2, 2019 3:00","2019-03-02T03:00:00",{"v":9,"d":"9.0"},8.7,8.1,8.4,3.43,0.0842,0.06,{"v":11.9,"d":"11.90"}]
["March",2,"4AM to 5AM",4,"March 2, 2019 4:00","2019-03-02T04:00:00",{"v":10,"d":"10.0"},9.6,8.1,8.4,3.69,{"v":0.084,"d":"0.0840"},0.06,11.92]
["March",2,"5AM to 6AM",5,"March 2, 2019 5:00","2019-03-02T05:00:00",10.9,10.4,{"v":9,"d":"9.0"},8.8,3.96,0.0838,0.06,11.95]
["March",2,"6AM to 7AM",6,"March 2, 2019 6:00","2019-03-02T06:00:00",10.9,10.4,{"v":9,"d":"9.0"},8.8,3.96,0.0838,0.06,11.95]
["March",2,"7AM to 8AM",7,"March 2, 2019 7:00","2019-03-02T07:00:00",10.9,10.4,{"v":9,"d":"9.0"},8.8,3.96,0.0838,0.06,11.95]
["March",2,"8AM to 9AM",8,"March 2, 2019 8:00","2019-03-02T08:00:00",10.9,10.4,{"v":9,"d":"9.0"},8.8,3.96,0.0838,0.06,11.95]
["March",2,"9AM to 10AM",9,"March 2, 2019 9:00","2019-03-02T09:00:00",10.9,10.7,{"v":10,"d":"10.0"},9.3,4.04,0.0838,0.06,11.95]
["March",2,"10AM to 11AM",10,"March 2, 2019 10:00","2019-03-02T10:00:00",{"v":12,"d":"12.0"},11.5,{"v":10,"d":"10.0"},9.3,{"v":4.3,"d":"4.30"},0.0836,0.06,11.98]
["March",2,"11AM to 12PM",11,"March 2, 2019 11:00","2019-03-02T11:00:00",{"v":10,"d":"10.0"},9.6,8.1,8.4,3.69,{"v":0.084,"d":"0.0840"},0.06,11.92]
["March",2,"12PM to 1PM",12,"March 2, 2019 12:00","2019-03-02T12:00:00",{"v":10,"d":"10.0"},9.6,8.1,8.4,3.69,{"v":0.084,"d":"0.0840"},0.06,11.92]
["March",2,"1PM to 2PM",13,"March 2, 2019 13:00","2019-03-02T13:00:00",{"v":12,"d":"12.0"},11.5,{"v":10,"d":"10.0"},9.3,{"v":4.3,"d":"4.30"},0.0836,0.06,11.98]
["March",2,"2PM to 3PM",14,"March 2, 2019 14:00","2019-03-02T14:00:00",12.9,12.4,10.9,9.7,4.58,0.0834,0.07,{"v":12,"d":"12.00"}]
["March",2,"3PM to 4PM",15,"March 2, 2019 15:00","2019-03-02T15:00:00",12.9,12.7,{"v":12,"d":"12.0"},10.2,4.66,0.0834,0.07,{"v":12,"d":"12.00"}]
["March",2,"4PM to 5PM",16,"March 2, 2019 16:00","2019-03-02T16:00:00",12.9,12.4,10.9,9.7,4.58,0.0834,0.07,{"v":12,"d":"12.00"}]
["March",2,"5PM to 6PM",17,"March 2, 2019 17:00","2019-03-02T17:00:00",12.9,12.4,10.9,9.7,4.58,0.0834,0.07,{"v":12,"d":"12.00"}]
["March",2,"6PM to 7PM",18,"March 2, 2019 18:00","2019-03-02T18:00:00",12.9,12.4,10.9,9.7,4.58,0.0834,0.07,{"v":12,"d":"12.00"}]
["March",2,"7PM to 8PM",19,"March 2, 2019 19:00","2019-03-02T19:00:00",{"v":14,"d":"14.0"},13.5,{"v":12,"d":"12.0"},10.2,4.92,0.0832,0.07,12.03]
["March",2,"8PM to 9PM",20,"March 2, 2019 20:00","2019-03-02T20:00:00",15.1,14.5,12.9,10.7,5.25,0.0831,0.07,12.06]
["March",2,"9PM to 10PM",21,"March 2, 2019 21:00","2019-03-02T21:00:00",15.1,14.8,{"v":14,"d":"14.0"},11.3,5.34,{"v":0.083,"d":"0.0830"},0.08,12.06]
["March",2,"10PM to 11PM",22,"March 2, 2019 22:00","2019-03-02T22:00:00",15.1,14.8,{"v":14,"d":"14.0"},11.3,5.34,{"v":0.083,"d":"0.0830"},0.08,12.06]
["March",2,"11PM to 12AM",23,"March 2, 2019 23:00","2019-03-02T23:00:00",15.1,14.5,12.9,10.7,5.25,0.0831,0.07,12.06]
["March",3,"12AM to 1AM",0,"March 3, 2019 0:00","2019-03-03",{"v":12,"d":"12.0"},11.7,10.9,9.7,4.36,0.0836,0.07,11.98]
["March",3,"1AM to 2AM",1,"March 3, 2019 1:00","2019-03-03T01:00:00",8.1,7.6,6.1,7.6,3.09,0.0843,0.05,11.87]
["March",3,"2AM to 3AM",2,"March 3, 2019 2:00","2019-03-03T02:00:00",8.1,7.6,6.1,7.6,3.09,0.0843,0.05,11.87]
["March",3,"3AM to 4AM",3,"March 3, 2019 3:00","2019-03-03T03:00:00",{"v":7,"d":"7.0"},6.5,{"v":5,"d":"5.0"},7.2,2.77,0.0845,0.05,11.84]
["March",3,"4AM to 5AM",4,"March 3, 2019 4:00","2019-03-03T04:00:00",3.9,3.4,{"v":1,"d":"1.0"},5.9,1.83,0.0851,0.04,11.76]
["March",3,"5AM to 6AM",5,"March 3, 2019 5:00","2019-03-03T05:00:00",1.9,1.4,-0.9,5.3,1.27,0.0855,0.04,11.71]
["March",3,"6AM to 7AM",6,"March 3, 2019 6:00","2019-03-03T06:00:00",{"v":1,"d":"1.0"},0.5,{"v":-2,"d":"-2.0"},{"v":5,"d":"5.0"},1.01,0.0856,0.03,11.69]
["March",3,"7AM to 8AM",7,"March 3, 2019 7:00","2019-03-03T07:00:00",{"v":-2,"d":"-2.0"},-2.5,-5.1,4.2,0.16,0.0862,0.03,11.61]
["March",3,"8AM to 9AM",8,"March 3, 2019 8:00","2019-03-03T08:00:00",{"v":-4,"d":"-4.0"},-4.5,{"v":-8,"d":"-8.0"},3.6,-0.41,0.0866,0.02,11.56]
["March",3,"9AM to 10AM",9,{"$f":"A1481&\" \"&B1481&\", \"&$D$5&\" \"&D1481&\":00\"","v":"March 3, 2019 9:00"},{"$f":"DATEVALUE(E1481)+TIMEVALUE(E1481)","v":"2019-03-03T09:00:00"},{"v":0,"d":"0.0"},-0.5,-2.9,4.8,0.71,0.0858,0.03,11.66]
["March",3,"10AM to 11AM",{"$f":"IF(D1481+1>23,0,D1481+1)","v":10},"March 3, 2019 10:00","2019-03-03T10:00:00",3.9,3.5,1.9,6.1,1.87,0.0851,0.04,11.76]
["March",3,"11AM to 12PM",11,"March 3, 2019 11:00","2019-03-03T11:00:00",{"v":7,"d":"7.0"},6.5,{"v":5,"d":"5.0"},7.2,2.77,0.0845,0.05,11.84]
["March",3,"12PM to 1PM",12,"March 3, 2019 12:00","2019-03-03T12:00:00",{"v":9,"d":"9.0"},8.3,6.1,7.6,3.31,0.0842,0.05,11.89]
["March",3,"1PM to 2PM",13,"March 3, 2019 13:00","2019-03-03T13:00:00",{"v":12,"d":"12.0"},11.2,{"v":9,"d":"9.0"},8.8,4.22,0.0836,0.06,11.98]
["March",3,"2PM to 3PM",14,"March 3, 2019 14:00","2019-03-03T14:00:00",{"v":12,"d":"12.0"},11.2,{"v":9,"d":"9.0"},8.8,4.22,0.0836,0.06,11.98]
["March",3,"3PM to 4PM",15,"March 3, 2019 15:00","2019-03-03T15:00:00",12.9,12.2,{"v":10,"d":"10.0"},9.3,4.52,0.0834,0.06,{"v":12,"d":"12.00"}]
["March",3,"4PM to 5PM",16,"March 3, 2019 16:00","2019-03-03T16:00:00",12.9,12.2,{"v":10,"d":"10.0"},9.3,4.52,0.0834,0.06,{"v":12,"d":"12.00"}]
["March",3,"5PM to 6PM",17,"March 3, 2019 17:00","2019-03-03T17:00:00",{"v":12,"d":"12.0"},11.2,{"v":9,"d":"9.0"},8.8,4.22,0.0836,0.06,11.98]
["March",3,"6PM to 7PM",18,"March 3, 2019 18:00","2019-03-03T18:00:00",{"v":12,"d":"12.0"},11.5,{"v":10,"d":"10.0"},9.3,{"v":4.3,"d":"4.30"},0.0836,0.06,11.98]
["March",3,"7PM to 8PM",19,"March 3, 2019 19:00","2019-03-03T19:00:00",{"v":12,"d":"12.0"},11.2,{"v":9,"d":"9.0"},8.8,4.22,0.0836,0.06,11.98]
["March",3,"8PM to 9PM",20,"March 3, 2019 20:00","2019-03-03T20:00:00",{"v":12,"d":"12.0"},11.5,{"v":10,"d":"10.0"},9.3,{"v":4.3,"d":"4.30"},0.0836,0.06,11.98]
["March",3,"9PM to 10PM",21,"March 3, 2019 21:00","2019-03-03T21:00:00",10.9,10.7,{"v":10,"d":"10.0"},9.3,4.04,0.0838,0.06,11.95]
["March",3,"10PM to 11PM",22,"March 3, 2019 22:00","2019-03-03T22:00:00",{"v":12,"d":"12.0"},11.5,{"v":10,"d":"10.0"},9.3,{"v":4.3,"d":"4.30"},0.0836,0.06,11.98]
["March",3,"11PM to 12AM",23,"March 3, 2019 23:00","2019-03-03T23:00:00",{"v":12,"d":"12.0"},11.2,{"v":9,"d":"9.0"},8.8,4.22,0.0836,0.06,11.98]
["March",4,"12AM to 1AM",0,"March 4, 2019 0:00","2019-03-04",10.9,10.4,{"v":9,"d":"9.0"},8.8,3.96,0.0838,0.06,11.95]
["March",4,"1AM to 2AM",1,"March 4, 2019 1:00","2019-03-04T01:00:00",{"v":12,"d":"12.0"},11.5,{"v":10,"d":"10.0"},9.3,{"v":4.3,"d":"4.30"},0.0836,0.06,11.98]
["March",4,"2AM to 3AM",2,"March 4, 2019 2:00","2019-03-04T02:00:00",{"v":12,"d":"12.0"},11.7,10.9,9.7,4.36,0.0836,0.07,11.98]
["March",4,"3AM to 4AM",3,"March 4, 2019 3:00","2019-03-04T03:00:00",{"v":10,"d":"10.0"},9.8,{"v":9,"d":"9.0"},8.8,3.75,{"v":0.084,"d":"0.0840"},0.06,11.93]
["March",4,"4AM to 5AM",4,"March 4, 2019 4:00","2019-03-04T04:00:00",3.9,3.5,1.9,6.1,1.87,0.0851,0.04,11.76]
["March",4,"5AM to 6AM",5,"March 4, 2019 5:00","2019-03-04T05:00:00",{"v":3,"d":"3.0"},2.3,-0.9,5.3,1.53,0.0853,0.04,11.74]
["March",4,"6AM to 7AM",6,"March 4, 2019 6:00","2019-03-04T06:00:00",1.9,1.4,-0.9,5.3,1.27,0.0855,0.04,11.71]
["March",4,"7AM to 8AM",7,"March 4, 2019 7:00","2019-03-04T07:00:00",-0.9,-1.4,{"v":-4,"d":"-4.0"},4.5,0.45,{"v":0.086,"d":"0.0860"},0.03,11.64]
["March",4,"8AM to 9AM",8,"March 4, 2019 8:00","2019-03-04T08:00:00",-2.9,-3.5,-7.1,3.8,-0.12,0.0864,0.03,11.58]
["March",4,"9AM to 10AM",9,"March 4, 2019 9:00","2019-03-04T09:00:00",-5.1,-5.6,{"v":-9,"d":"-9.0"},3.4,{"v":-0.7,"d":"-0.70"},0.0868,0.02,11.53]
["March",4,"10AM to 11AM",10,"March 4, 2019 10:00","2019-03-04T10:00:00",-7.1,-7.5,{"v":-11,"d":"-11.0"},3.1,-1.23,0.0872,0.02,11.48]
["March",4,"11AM to 12PM",11,"March 4, 2019 11:00","2019-03-04T11:00:00",{"v":-8,"d":"-8.0"},-8.5,{"v":-13,"d":"-13.0"},2.7,-1.49,0.0873,0.02,11.45]
["March",4,"12PM to 1PM",12,"March 4, 2019 12:00","2019-03-04T12:00:00",-7.1,-7.6,-11.9,2.9,-1.25,0.0872,0.02,11.48]
["March",4,"1PM to 2PM",13,"March 4, 2019 13:00","2019-03-04T13:00:00",{"v":-6,"d":"-6.0"},-6.6,{"v":-11,"d":"-11.0"},3.1,-0.97,{"v":0.087,"d":"0.0870"},0.02,{"v":11.5,"d":"11.50"}]
["March",4,"2PM to 3PM",14,"March 4, 2019 14:00","2019-03-04T14:00:00",{"v":-6,"d":"-6.0"},-6.5,-9.9,3.3,-0.94,{"v":0.087,"d":"0.0870"},0.02,{"v":11.5,"d":"11.50"}]
["March",4,"3PM to 4PM",15,"March 4, 2019 15:00","2019-03-04T15:00:00",{"v":-4,"d":"-4.0"},-4.7,{"v":-9,"d":"-9.0"},3.4,-0.44,0.0866,0.02,11.55]
["March",4,"4PM to 5PM",16,"March 4, 2019 16:00","2019-03-04T16:00:00",{"v":-4,"d":"-4.0"},-4.5,{"v":-8,"d":"-8.0"},3.6,-0.41,0.0866,0.02,11.56]
["March",4,"5PM to 6PM",17,"March 4, 2019 17:00","2019-03-04T17:00:00",{"v":-4,"d":"-4.0"},-4.5,{"v":-8,"d":"-8.0"},3.6,-0.41,0.0866,0.02,11.56]
["March",4,"6PM to 7PM",18,"March 4, 2019 18:00","2019-03-04T18:00:00",{"v":-6,"d":"-6.0"},-6.6,{"v":-11,"d":"-11.0"},3.1,-0.97,{"v":0.087,"d":"0.0870"},0.02,{"v":11.5,"d":"11.50"}]
["March",4,"7PM to 8PM",19,"March 4, 2019 19:00","2019-03-04T19:00:00",-9.9,-10.3,{"v":-13,"d":"-13.0"},2.7,-1.97,0.0877,0.02,{"v":11.4,"d":"11.40"}]
["March",4,"8PM to 9PM",20,"March 4, 2019 20:00","2019-03-04T20:00:00",{"v":-11,"d":"-11.0"},-11.5,-16.1,2.3,-2.29,0.0879,0.02,11.37]
["March",4,"9PM to 10PM",21,"March 4, 2019 21:00","2019-03-04T21:00:00",-11.9,-12.4,{"v":-17,"d":"-17.0"},2.2,-2.53,0.0881,0.01,11.35]
["March",4,"10PM to 11PM",22,"March 4, 2019 22:00","2019-03-04T22:00:00",-11.9,-12.4,{"v":-17,"d":"-17.0"},2.2,-2.53,0.0881,0.01,11.35]
["March",4,"11PM to 12AM",23,"March 4, 2019 23:00","2019-03-04T23:00:00",{"v":-13,"d":"-13.0"},-13.4,{"v":-17,"d":"-17.0"},2.2,-2.79,0.0883,0.01,11.32]
["March",5,"12AM to 1AM",0,"March 5, 2019 0:00","2019-03-05",-14.1,-14.5,-18.9,{"v":2,"d":"2.0"},-3.08,0.0886,0.01,{"v":11.3,"d":"11.30"}]
["March",5,"1AM to 2AM",1,"March 5, 2019 1:00","2019-03-05T01:00:00",-16.1,-16.4,-20.9,1.8,-3.59,{"v":0.089,"d":"0.0890"},0.01,11.24]
["March",5,"2AM to 3AM",2,"March 5, 2019 2:00","2019-03-05T02:00:00",-16.1,-16.4,{"v":-20,"d":"-20.0"},1.9,-3.58,{"v":0.089,"d":"0.0890"},0.01,11.25]
["March",5,"3AM to 4AM",3,"March 5, 2019 3:00","2019-03-05T03:00:00",{"v":-17,"d":"-17.0"},-17.3,{"v":-22,"d":"-22.0"},1.7,-3.82,0.0891,0.01,11.22]
["March",5,"4AM to 5AM",4,"March 5, 2019 4:00","2019-03-05T04:00:00",{"v":-18,"d":"-18.0"},-18.4,-23.1,1.6,{"v":-4.1,"d":"-4.10"},0.0894,0.01,11.19]
["March",5,"5AM to 6AM",5,"March 5, 2019 5:00","2019-03-05T05:00:00",{"v":-18,"d":"-18.0"},-18.4,-23.1,1.6,{"v":-4.1,"d":"-4.10"},0.0894,0.01,11.19]
["March",5,"6AM to 7AM",6,"March 5, 2019 6:00","2019-03-05T06:00:00",{"v":-18,"d":"-18.0"},-18.4,-23.1,1.6,{"v":-4.1,"d":"-4.10"},0.0894,0.01,11.19]
["March",5,"7AM to 8AM",7,"March 5, 2019 7:00","2019-03-05T07:00:00",-18.9,-19.3,{"v":-24,"d":"-24.0"},1.5,-4.32,0.0895,0.01,11.17]
["March",5,"8AM to 9AM",8,"March 5, 2019 8:00","2019-03-05T08:00:00",-18.9,-19.3,{"v":-24,"d":"-24.0"},1.5,-4.32,0.0895,0.01,11.17]
["March",5,"9AM to 10AM",9,"March 5, 2019 9:00","2019-03-05T09:00:00",-18.9,-19.2,-23.1,1.6,-4.31,0.0895,0.01,11.17]
["March",5,"10AM to 11AM",10,"March 5, 2019 10:00","2019-03-05T10:00:00",{"v":-18,"d":"-18.0"},-18.4,-23.1,1.6,{"v":-4.1,"d":"-4.10"},0.0894,0.01,11.19]
["March",5,"11AM to 12PM",11,"March 5, 2019 11:00","2019-03-05T11:00:00",-16.1,-16.4,{"v":-20,"d":"-20.0"},1.9,-3.58,{"v":0.089,"d":"0.0890"},0.01,11.25]
["March",5,"12PM to 1PM",12,"March 5, 2019 12:00","2019-03-05T12:00:00",{"v":-15,"d":"-15.0"},-15.3,-18.9,{"v":2,"d":"2.0"},{"v":-3.3,"d":"-3.30"},0.0887,0.01,11.27]
["March",5,"1PM to 2PM",13,"March 5, 2019 13:00","2019-03-05T13:00:00",-11.9,-12.4,{"v":-17,"d":"-17.0"},2.2,-2.53,0.0881,0.01,11.35]
["March",5,"2PM to 3PM",14,"March 5, 2019 14:00","2019-03-05T14:00:00",-9.9,-10.5,{"v":-15,"d":"-15.0"},2.5,-2.01,0.0877,0.02,{"v":11.4,"d":"11.40"}]
["March",5,"3PM to 4PM",15,"March 5, 2019 15:00","2019-03-05T15:00:00",{"v":-9,"d":"-9.0"},-9.6,-14.1,2.6,-1.78,0.0876,0.02,11.42]
["March",5,"4PM to 5PM",16,"March 5, 2019 16:00","2019-03-05T16:00:00",{"v":-9,"d":"-9.0"},-9.6,-14.1,2.6,-1.78,0.0876,0.02,11.42]
["March",5,"5PM to 6PM",17,"March 5, 2019 17:00","2019-03-05T17:00:00",-9.9,-10.5,{"v":-15,"d":"-15.0"},2.5,-2.01,0.0877,0.02,{"v":11.4,"d":"11.40"}]
["March",5,"6PM to 7PM",18,"March 5, 2019 18:00","2019-03-05T18:00:00",-11.9,-12.4,{"v":-17,"d":"-17.0"},2.2,-2.53,0.0881,0.01,11.35]
["March",5,"7PM to 8PM",19,"March 5, 2019 19:00","2019-03-05T19:00:00",{"v":-13,"d":"-13.0"},-13.6,{"v":-20,"d":"-20.0"},1.9,-2.84,0.0883,0.01,11.32]
["March",5,"8PM to 9PM",20,"March 5, 2019 20:00","2019-03-05T20:00:00",{"v":-13,"d":"-13.0"},-13.4,{"v":-18,"d":"-18.0"},2.1,-2.81,0.0883,0.01,11.32]
["March",5,"9PM to 10PM",21,"March 5, 2019 21:00","2019-03-05T21:00:00",-14.1,-14.4,{"v":-18,"d":"-18.0"},2.1,-3.07,0.0886,0.01,{"v":11.3,"d":"11.30"}]
["March",5,"10PM to 11PM",22,"March 5, 2019 22:00","2019-03-05T22:00:00",-14.1,-14.4,{"v":-18,"d":"-18.0"},2.1,-3.07,0.0886,0.01,{"v":11.3,"d":"11.30"}]
["March",5,"11PM to 12AM",23,"March 5, 2019 23:00","2019-03-05T23:00:00",{"v":-17,"d":"-17.0"},-17.3,-20.9,1.8,-3.81,0.0891,0.01,11.22]
["March",6,"12AM to 1AM",0,"March 6, 2019 0:00","2019-03-06",-16.1,-16.4,-20.9,1.8,-3.59,{"v":0.089,"d":"0.0890"},0.01,11.24]
["March",6,"1AM to 2AM",1,{"$f":"A1545&\" \"&B1545&\", \"&$D$5&\" \"&D1545&\":00\"","v":"March 6, 2019 1:00"},{"$f":"DATEVALUE(E1545)+TIMEVALUE(E1545)","v":"2019-03-06T01:00:00"},-16.1,-16.4,-20.9,1.8,-3.59,{"v":0.089,"d":"0.0890"},0.01,11.24]
["March",6,"2AM to 3AM",{"$f":"IF(D1545+1>23,0,D1545+1)","v":2},"March 6, 2019 2:00","2019-03-06T02:00:00",{"v":-20,"d":"-20.0"},-20.3,{"v":-24,"d":"-24.0"},1.5,-4.58,0.0898,0.01,11.14]
["March",6,"3AM to 4AM",3,"March 6, 2019 3:00","2019-03-06T03:00:00",-23.1,-23.4,{"v":-29,"d":"-29.0"},1.1,-5.37,0.0904,0.01,11.07]
["March",6,"4AM to 5AM",4,"March 6, 2019 4:00","2019-03-06T04:00:00",{"v":-20,"d":"-20.0"},-20.4,{"v":-26,"d":"-26.0"},1.3,-4.61,0.0898,0.01,11.14]
["March",6,"5AM to 6AM",5,"March 6, 2019 5:00","2019-03-06T05:00:00",-23.1,-23.3,-27.9,1.2,-5.36,0.0904,0.01,11.07]
["March",6,"6AM to 7AM",6,"March 6, 2019 6:00","2019-03-06T06:00:00",-23.1,-23.3,-27.9,1.2,-5.36,0.0904,0.01,11.07]
["March",6,"7AM to 8AM",7,"March 6, 2019 7:00","2019-03-06T07:00:00",{"v":-22,"d":"-22.0"},-22.4,{"v":-29,"d":"-29.0"},1.1,-5.12,0.0902,0.01,11.09]
["March",6,"8AM to 9AM",8,"March 6, 2019 8:00","2019-03-06T08:00:00",{"v":-27,"d":"-27.0"},-27.3,-32.1,0.9,-6.35,0.0912,0.01,10.96]
["March",6,"9AM to 10AM",9,"March 6, 2019 9:00","2019-03-06T09:00:00",{"v":-20,"d":"-20.0"},-20.3,-25.1,1.4,{"v":-4.6,"d":"-4.60"},0.0898,0.01,11.14]
["March",6,"10AM to 11AM",10,"March 6, 2019 10:00","2019-03-06T10:00:00",{"v":-17,"d":"-17.0"},-17.3,-20.9,1.8,-3.81,0.0891,0.01,11.22]
["March",6,"11AM to 12PM",11,"March 6, 2019 11:00","2019-03-06T11:00:00",{"v":-20,"d":"-20.0"},-20.3,{"v":-24,"d":"-24.0"},1.5,-4.58,0.0898,0.01,11.14]
["March",6,"12PM to 1PM",12,"March 6, 2019 12:00","2019-03-06T12:00:00",{"v":-15,"d":"-15.0"},-15.4,{"v":-20,"d":"-20.0"},1.9,-3.32,0.0887,0.01,11.27]
["March",6,"1PM to 2PM",13,"March 6, 2019 13:00","2019-03-06T13:00:00",-14.1,-14.5,-18.9,{"v":2,"d":"2.0"},-3.08,0.0886,0.01,{"v":11.3,"d":"11.30"}]
["March",6,"2PM to 3PM",14,"March 6, 2019 14:00","2019-03-06T14:00:00",-11.9,-12.4,{"v":-17,"d":"-17.0"},2.2,-2.53,0.0881,0.01,11.35]
["March",6,"3PM to 4PM",15,"March 6, 2019 15:00","2019-03-06T15:00:00",{"v":-13,"d":"-13.0"},-13.4,{"v":-17,"d":"-17.0"},2.2,-2.79,0.0883,0.01,11.32]
["March",6,"4PM to 5PM",16,"March 6, 2019 16:00","2019-03-06T16:00:00",{"v":-15,"d":"-15.0"},-15.4,{"v":-20,"d":"-20.0"},1.9,-3.32,0.0887,0.01,11.27]
["March",6,"5PM to 6PM",17,"March 6, 2019 17:00","2019-03-06T17:00:00",{"v":-15,"d":"-15.0"},-15.4,{"v":-20,"d":"-20.0"},1.9,-3.32,0.0887,0.01,11.27]
["March",6,"6PM to 7PM",18,"March 6, 2019 18:00","2019-03-06T18:00:00",{"v":-15,"d":"-15.0"},-15.4,{"v":-20,"d":"-20.0"},1.9,-3.32,0.0887,0.01,11.27]
["March",6,"7PM to 8PM",19,"March 6, 2019 19:00","2019-03-06T19:00:00",-18.9,-19.3,-25.1,1.4,-4.34,0.0895,0.01,11.17]
["March",6,"8PM to 9PM",20,"March 6, 2019 20:00","2019-03-06T20:00:00",{"v":-20,"d":"-20.0"},-20.3,-25.1,1.4,{"v":-4.6,"d":"-4.60"},0.0898,0.01,11.14]
["March",6,"9PM to 10PM",21,"March 6, 2019 21:00","2019-03-06T21:00:00",{"v":-22,"d":"-22.0"},-22.3,{"v":-27,"d":"-27.0"},1.2,-5.09,0.0902,0.01,11.09]
["March",6,"10PM to 11PM",22,"March 6, 2019 22:00","2019-03-06T22:00:00",{"v":-22,"d":"-22.0"},-22.3,{"v":-27,"d":"-27.0"},1.2,-5.09,0.0902,0.01,11.09]
["March",6,"11PM to 12AM",23,"March 6, 2019 23:00","2019-03-06T23:00:00",-20.9,-21.2,{"v":-26,"d":"-26.0"},1.3,-4.82,0.0899,0.01,11.12]
["March",7,"12AM to 1AM",0,"March 7, 2019 0:00","2019-03-07",-23.1,-23.3,-27.9,1.2,-5.36,0.0904,0.01,11.07]
["March",7,"1AM to 2AM",1,"March 7, 2019 1:00","2019-03-07T01:00:00",{"v":-24,"d":"-24.0"},-24.2,{"v":-29,"d":"-29.0"},1.1,-5.59,0.0906,0.01,11.04]
["March",7,"2AM to 3AM",2,"March 7, 2019 2:00","2019-03-07T02:00:00",{"v":-24,"d":"-24.0"},-24.2,{"v":-29,"d":"-29.0"},1.1,-5.59,0.0906,0.01,11.04]
["March",7,"3AM to 4AM",3,"March 7, 2019 3:00","2019-03-07T03:00:00",{"v":-24,"d":"-24.0"},-24.3,-29.9,{"v":1,"d":"1.0"},{"v":-5.6,"d":"-5.60"},0.0906,0.01,11.04]
["March",7,"4AM to 5AM",4,"March 7, 2019 4:00","2019-03-07T04:00:00",-23.1,-23.4,-29.9,{"v":1,"d":"1.0"},-5.38,0.0904,0.01,11.07]
["March",7,"5AM to 6AM",5,"March 7, 2019 5:00","2019-03-07T05:00:00",-20.9,-21.2,{"v":-26,"d":"-26.0"},1.3,-4.82,0.0899,0.01,11.12]
["March",7,"6AM to 7AM",6,"March 7, 2019 6:00","2019-03-07T06:00:00",-18.9,-19.3,{"v":-24,"d":"-24.0"},1.5,-4.32,0.0895,0.01,11.17]
["March",7,"7AM to 8AM",7,"March 7, 2019 7:00","2019-03-07T07:00:00",-18.9,-19.3,-25.1,1.4,-4.34,0.0895,0.01,11.17]
["March",7,"8AM to 9AM",8,"March 7, 2019 8:00","2019-03-07T08:00:00",{"v":-18,"d":"-18.0"},-18.4,-23.1,1.6,{"v":-4.1,"d":"-4.10"},0.0894,0.01,11.19]
["March",7,"9AM to 10AM",9,"March 7, 2019 9:00","2019-03-07T09:00:00",-16.1,-16.4,-20.9,1.8,-3.59,{"v":0.089,"d":"0.0890"},0.01,11.24]
["March",7,"10AM to 11AM",10,"March 7, 2019 10:00","2019-03-07T10:00:00",{"v":-13,"d":"-13.0"},-13.4,{"v":-17,"d":"-17.0"},2.2,-2.79,0.0883,0.01,11.32]
["March",7,"11AM to 12PM",11,"March 7, 2019 11:00","2019-03-07T11:00:00",{"v":-9,"d":"-9.0"},-9.5,{"v":-13,"d":"-13.0"},2.7,-1.75,0.0876,0.02,11.43]
["March",7,"12PM to 1PM",12,"March 7, 2019 12:00","2019-03-07T12:00:00",{"v":-8,"d":"-8.0"},-8.4,-11.9,2.9,-1.47,0.0873,0.02,11.45]
["March",7,"1PM to 2PM",13,"March 7, 2019 13:00","2019-03-07T13:00:00",{"v":-6,"d":"-6.0"},-6.5,-9.9,3.3,-0.94,{"v":0.087,"d":"0.0870"},0.02,{"v":11.5,"d":"11.50"}]
["March",7,"2PM to 3PM",14,"March 7, 2019 14:00","2019-03-07T14:00:00",{"v":-6,"d":"-6.0"},-6.4,{"v":-9,"d":"-9.0"},3.4,-0.92,{"v":0.087,"d":"0.0870"},0.02,{"v":11.5,"d":"11.50"}]
["March",7,"3PM to 4PM",15,"March 7, 2019 15:00","2019-03-07T15:00:00",{"v":-4,"d":"-4.0"},-4.5,{"v":-8,"d":"-8.0"},3.6,-0.41,0.0866,0.02,11.56]
["March",7,"4PM to 5PM",16,"March 7, 2019 16:00","2019-03-07T16:00:00",{"v":-4,"d":"-4.0"},-4.5,{"v":-8,"d":"-8.0"},3.6,-0.41,0.0866,0.02,11.56]
["March",7,"5PM to 6PM",17,"March 7, 2019 17:00","2019-03-07T17:00:00",{"v":-4,"d":"-4.0"},-4.5,{"v":-8,"d":"-8.0"},3.6,-0.41,0.0866,0.02,11.56]
["March",7,"6PM to 7PM",18,"March 7, 2019 18:00","2019-03-07T18:00:00",{"v":-4,"d":"-4.0"},-4.5,{"v":-8,"d":"-8.0"},3.6,-0.41,0.0866,0.02,11.56]
["March",7,"7PM to 8PM",19,"March 7, 2019 19:00","2019-03-07T19:00:00",{"v":-4,"d":"-4.0"},-4.5,{"v":-8,"d":"-8.0"},3.6,-0.41,0.0866,0.02,11.56]
["March",7,"8PM to 9PM",20,"March 7, 2019 20:00","2019-03-07T20:00:00",{"v":-4,"d":"-4.0"},-4.5,{"v":-8,"d":"-8.0"},3.6,-0.41,0.0866,0.02,11.56]
["March",7,"9PM to 10PM",21,"March 7, 2019 21:00","2019-03-07T21:00:00",{"v":-4,"d":"-4.0"},-4.5,{"v":-8,"d":"-8.0"},3.6,-0.41,0.0866,0.02,11.56]
["March",7,"10PM to 11PM",22,"March 7, 2019 22:00","2019-03-07T22:00:00",{"v":-4,"d":"-4.0"},-4.5,{"v":-8,"d":"-8.0"},3.6,-0.41,0.0866,0.02,11.56]
["March",7,"11PM to 12AM",23,"March 7, 2019 23:00","2019-03-07T23:00:00",-5.1,-5.6,{"v":-9,"d":"-9.0"},3.4,{"v":-0.7,"d":"-0.70"},0.0868,0.02,11.53]
["March",8,"12AM to 1AM",0,"March 8, 2019 0:00","2019-03-08",{"v":-2,"d":"-2.0"},-2.5,-5.1,4.2,0.16,0.0862,0.03,11.61]
["March",8,"1AM to 2AM",1,"March 8, 2019 1:00","2019-03-08T01:00:00",{"v":3,"d":"3.0"},2.5,{"v":0,"d":"0.0"},5.5,1.56,0.0853,0.04,11.74]
["March",8,"2AM to 3AM",2,"March 8, 2019 2:00","2019-03-08T02:00:00",3.9,3.2,{"v":0,"d":"0.0"},5.5,1.78,0.0851,0.04,11.76]
["March",8,"3AM to 4AM",3,"March 8, 2019 3:00","2019-03-08T03:00:00",{"v":5,"d":"5.0"},4.4,1.9,6.1,2.13,0.0849,0.04,11.79]
["March",8,"4AM to 5AM",4,"March 8, 2019 4:00","2019-03-08T04:00:00",{"v":5,"d":"5.0"},4.4,1.9,6.1,2.13,0.0849,0.04,11.79]
["March",8,"5AM to 6AM",5,"March 8, 2019 5:00","2019-03-08T05:00:00",{"v":5,"d":"5.0"},4.4,1.9,6.1,2.13,0.0849,0.04,11.79]
["March",8,"6AM to 7AM",6,"March 8, 2019 6:00","2019-03-08T06:00:00",{"v":7,"d":"7.0"},6.3,3.9,6.8,2.71,0.0845,0.05,11.84]
["March",8,"7AM to 8AM",7,"March 8, 2019 7:00","2019-03-08T07:00:00",8.1,7.4,{"v":5,"d":"5.0"},7.2,3.03,0.0843,0.05,11.87]
["March",8,"8AM to 9AM",8,"March 8, 2019 8:00","2019-03-08T08:00:00",{"v":9,"d":"9.0"},8.3,6.1,7.6,3.31,0.0842,0.05,11.89]
["March",8,"9AM to 10AM",9,"March 8, 2019 9:00","2019-03-08T09:00:00",{"v":10,"d":"10.0"},9.6,8.1,8.4,3.69,{"v":0.084,"d":"0.0840"},0.06,11.92]
["March",8,"10AM to 11AM",10,"March 8, 2019 10:00","2019-03-08T10:00:00",10.9,10.4,{"v":9,"d":"9.0"},8.8,3.96,0.0838,0.06,11.95]
["March",8,"11AM to 12PM",11,"March 8, 2019 11:00","2019-03-08T11:00:00",12.9,12.4,10.9,9.7,4.58,0.0834,0.07,{"v":12,"d":"12.00"}]
["March",8,"12PM to 1PM",12,"March 8, 2019 12:00","2019-03-08T12:00:00",15.1,14.5,12.9,10.7,5.25,0.0831,0.07,12.06]
["March",8,"1PM to 2PM",13,"March 8, 2019 13:00","2019-03-08T13:00:00",{"v":18,"d":"18.0"},17.3,{"v":16,"d":"16.0"},12.5,6.21,0.0825,0.08,12.14]
["March",8,"2PM to 3PM",14,"March 8, 2019 14:00","2019-03-08T14:00:00",{"v":19,"d":"19.0"},18.4,17.1,13.1,6.58,0.0823,0.09,12.17]
["March",8,"3PM to 4PM",15,"March 8, 2019 15:00","2019-03-08T15:00:00",{"v":18,"d":"18.0"},17.3,{"v":16,"d":"16.0"},12.5,6.21,0.0825,0.08,12.14]
["March",8,"4PM to 5PM",16,"March 8, 2019 16:00","2019-03-08T16:00:00",17.1,16.5,15.1,11.9,5.92,0.0827,0.08,12.11]
["March",8,"5PM to 6PM",17,{"$f":"A1609&\" \"&B1609&\", \"&$D$5&\" \"&D1609&\":00\"","v":"March 8, 2019 17:00"},{"$f":"DATEVALUE(E1609)+TIMEVALUE(E1609)","v":"2019-03-08T17:00:00"},15.1,14.5,12.9,10.7,5.25,0.0831,0.07,12.06]
["March",8,"6PM to 7PM",{"$f":"IF(D1609+1>23,0,D1609+1)","v":18},"March 8, 2019 18:00","2019-03-08T18:00:00",{"v":14,"d":"14.0"},12.9,{"v":10,"d":"10.0"},9.3,4.78,0.0833,0.06,12.03]
["March",8,"7PM to 8PM",19,"March 8, 2019 19:00","2019-03-08T19:00:00",{"v":12,"d":"12.0"},11.7,10.9,9.7,4.36,0.0836,0.07,11.98]
["March",8,"8PM to 9PM",20,"March 8, 2019 20:00","2019-03-08T20:00:00",10.9,10.4,{"v":9,"d":"9.0"},8.8,3.96,0.0838,0.06,11.95]
["March",8,"9PM to 10PM",21,"March 8, 2019 21:00","2019-03-08T21:00:00",8.1,7.6,6.1,7.6,3.09,0.0843,0.05,11.87]
["March",8,"10PM to 11PM",22,"March 8, 2019 22:00","2019-03-08T22:00:00",{"v":7,"d":"7.0"},6.5,{"v":5,"d":"5.0"},7.2,2.77,0.0845,0.05,11.84]
["March",8,"11PM to 12AM",23,"March 8, 2019 23:00","2019-03-08T23:00:00",{"v":7,"d":"7.0"},6.5,{"v":5,"d":"5.0"},7.2,2.77,0.0845,0.05,11.84]
["March",9,"12AM to 1AM",0,"March 9, 2019 0:00","2019-03-09",6.1,5.5,{"v":3,"d":"3.0"},6.5,2.45,0.0847,0.04,11.82]
["March",9,"1AM to 2AM",1,"March 9, 2019 1:00","2019-03-09T01:00:00",{"v":5,"d":"5.0"},4.4,1.9,6.1,2.13,0.0849,0.04,11.79]
["March",9,"2AM to 3AM",2,"March 9, 2019 2:00","2019-03-09T02:00:00",{"v":5,"d":"5.0"},4.4,1.9,6.1,2.13,0.0849,0.04,11.79]
["March",9,"3AM to 4AM",3,"March 9, 2019 3:00","2019-03-09T03:00:00",3.9,3.4,{"v":1,"d":"1.0"},5.9,1.83,0.0851,0.04,11.76]
["March",9,"4AM to 5AM",4,"March 9, 2019 4:00","2019-03-09T04:00:00",{"v":3,"d":"3.0"},2.5,{"v":0,"d":"0.0"},5.5,1.56,0.0853,0.04,11.74]
["March",9,"5AM to 6AM",5,"March 9, 2019 5:00","2019-03-09T05:00:00",1.9,1.4,-0.9,5.3,1.27,0.0855,0.04,11.71]
["March",9,"6AM to 7AM",6,"March 9, 2019 6:00","2019-03-09T06:00:00",{"v":1,"d":"1.0"},0.5,{"v":-2,"d":"-2.0"},{"v":5,"d":"5.0"},1.01,0.0856,0.03,11.69]
["March",9,"7AM to 8AM",7,"March 9, 2019 7:00","2019-03-09T07:00:00",-0.9,-1.4,{"v":-4,"d":"-4.0"},4.5,0.45,{"v":0.086,"d":"0.0860"},0.03,11.64]
["March",9,"8AM to 9AM",8,"March 9, 2019 8:00","2019-03-09T08:00:00",-5.1,-5.5,{"v":-8,"d":"-8.0"},3.6,-0.67,0.0868,0.02,11.53]
["March",9,"9AM to 10AM",9,"March 9, 2019 9:00","2019-03-09T09:00:00",{"v":-9,"d":"-9.0"},-9.5,{"v":-13,"d":"-13.0"},2.7,-1.75,0.0876,0.02,11.43]
["March",9,"10AM to 11AM",10,"March 9, 2019 10:00","2019-03-09T10:00:00",{"v":-9,"d":"-9.0"},-9.4,-11.9,2.9,-1.73,0.0876,0.02,11.43]
["March",9,"11AM to 12PM",11,"March 9, 2019 11:00","2019-03-09T11:00:00",{"v":-6,"d":"-6.0"},-6.4,{"v":-9,"d":"-9.0"},3.4,-0.92,{"v":0.087,"d":"0.0870"},0.02,{"v":11.5,"d":"11.50"}]
["March",9,"12PM to 1PM",12,"March 9, 2019 12:00","2019-03-09T12:00:00",-2.9,-3.5,-7.1,3.8,-0.12,0.0864,0.03,11.58]
["March",9,"1PM to 2PM",13,"March 9, 2019 13:00","2019-03-09T13:00:00",{"v":0,"d":"0.0"},-0.7,{"v":-4,"d":"-4.0"},4.5,0.67,0.0858,0.03,11.66]
["March",9,"2PM to 3PM",14,"March 9, 2019 14:00","2019-03-09T14:00:00",{"v":1,"d":"1.0"},0.5,{"v":-2,"d":"-2.0"},{"v":5,"d":"5.0"},1.01,0.0856,0.03,11.69]
["March",9,"3PM to 4PM",15,"March 9, 2019 15:00","2019-03-09T15:00:00",1.9,1.4,-0.9,5.3,1.27,0.0855,0.04,11.71]
["March",9,"4PM to 5PM",16,"March 9, 2019 16:00","2019-03-09T16:00:00",{"v":3,"d":"3.0"},2.3,-0.9,5.3,1.53,0.0853,0.04,11.74]
["March",9,"5PM to 6PM",17,"March 9, 2019 17:00","2019-03-09T17:00:00",{"v":1,"d":"1.0"},0.5,{"v":-2,"d":"-2.0"},{"v":5,"d":"5.0"},1.01,0.0856,0.03,11.69]
["March",9,"6PM to 7PM",18,"March 9, 2019 18:00","2019-03-09T18:00:00",-0.9,-1.4,{"v":-4,"d":"-4.0"},4.5,0.45,{"v":0.086,"d":"0.0860"},0.03,11.64]
["March",9,"7PM to 8PM",19,"March 9, 2019 19:00","2019-03-09T19:00:00",{"v":-2,"d":"-2.0"},-2.6,{"v":-6,"d":"-6.0"},{"v":4,"d":"4.0"},0.13,0.0862,0.03,11.61]
["March",9,"8PM to 9PM",20,"March 9, 2019 20:00","2019-03-09T20:00:00",{"v":-4,"d":"-4.0"},-4.4,-7.1,3.8,-0.38,0.0866,0.03,11.56]
["March",9,"9PM to 10PM",21,"March 9, 2019 21:00","2019-03-09T21:00:00",{"v":-8,"d":"-8.0"},-8.4,-11.9,2.9,-1.47,0.0873,0.02,11.45]
["March",9,"10PM to 11PM",22,"March 9, 2019 22:00","2019-03-09T22:00:00",-9.9,-10.3,{"v":-13,"d":"-13.0"},2.7,-1.97,0.0877,0.02,{"v":11.4,"d":"11.40"}]
["March",9,"11PM to 12AM",23,"March 9, 2019 23:00","2019-03-09T23:00:00",-9.9,-10.5,-16.1,2.3,-2.04,0.0877,0.02,{"v":11.4,"d":"11.40"}]
["March",10,"12AM to 1AM",0,"March 10, 2019 0:00","2019-03-10",{"v":-9,"d":"-9.0"},-9.4,-11.9,2.9,-1.73,0.0876,0.02,11.43]
["March",10,"1AM to 2AM",1,"March 10, 2019 1:00","2019-03-10T01:00:00",-9.9,-10.4,-14.1,2.6,-1.99,0.0877,0.02,{"v":11.4,"d":"11.40"}]
["March",10,"2AM to 3AM",2,"March 10, 2019 2:00","2019-03-10T02:00:00",{"v":-11,"d":"-11.0"},-11.5,-16.1,2.3,-2.29,0.0879,0.02,11.37]
["March",10,"3AM to 4AM",3,"March 10, 2019 3:00","2019-03-10T03:00:00",{"v":-13,"d":"-13.0"},-13.4,{"v":-18,"d":"-18.0"},2.1,-2.81,0.0883,0.01,11.32]
["March",10,"4AM to 5AM",4,"March 10, 2019 4:00","2019-03-10T04:00:00",{"v":-13,"d":"-13.0"},-13.4,{"v":-18,"d":"-18.0"},2.1,-2.81,0.0883,0.01,11.32]
["March",10,"5AM to 6AM",5,"March 10, 2019 5:00","2019-03-10T05:00:00",-9.9,-10.5,{"v":-15,"d":"-15.0"},2.5,-2.01,0.0877,0.02,{"v":11.4,"d":"11.40"}]
["March",10,"6AM to 7AM",6,"March 10, 2019 6:00","2019-03-10T06:00:00",{"v":-11,"d":"-11.0"},-11.4,{"v":-15,"d":"-15.0"},2.5,-2.27,0.0879,0.02,11.37]
["March",10,"7AM to 8AM",7,"March 10, 2019 7:00","2019-03-10T07:00:00",-14.1,-14.4,{"v":-18,"d":"-18.0"},2.1,-3.07,0.0886,0.01,{"v":11.3,"d":"11.30"}]
["March",10,"8AM to 9AM",8,"March 10, 2019 8:00","2019-03-10T08:00:00",{"v":-9,"d":"-9.0"},-9.5,{"v":-13,"d":"-13.0"},2.7,-1.75,0.0876,0.02,11.43]
["March",10,"9AM to 10AM",9,"March 10, 2019 9:00","2019-03-10T09:00:00",{"v":-9,"d":"-9.0"},-9.5,{"v":-13,"d":"-13.0"},2.7,-1.75,0.0876,0.02,11.43]
["March",10,"10AM to 11AM",10,"March 10, 2019 10:00","2019-03-10T10:00:00",{"v":-6,"d":"-6.0"},-6.5,-9.9,3.3,-0.94,{"v":0.087,"d":"0.0870"},0.02,{"v":11.5,"d":"11.50"}]
["March",10,"11AM to 12PM",11,"March 10, 2019 11:00","2019-03-10T11:00:00",{"v":-6,"d":"-6.0"},-6.5,-9.9,3.3,-0.94,{"v":0.087,"d":"0.0870"},0.02,{"v":11.5,"d":"11.50"}]
["March",10,"12PM to 1PM",12,"March 10, 2019 12:00","2019-03-10T12:00:00",{"v":-4,"d":"-4.0"},-4.5,{"v":-8,"d":"-8.0"},3.6,-0.41,0.0866,0.02,11.56]
["March",10,"1PM to 2PM",13,"March 10, 2019 13:00","2019-03-10T13:00:00",{"v":-2,"d":"-2.0"},-2.5,-5.1,4.2,0.16,0.0862,0.03,11.61]
["March",10,"2PM to 3PM",14,"March 10, 2019 14:00","2019-03-10T14:00:00",-0.9,-1.4,{"v":-4,"d":"-4.0"},4.5,0.45,{"v":0.086,"d":"0.0860"},0.03,11.64]
["March",10,"3PM to 4PM",15,"March 10, 2019 15:00","2019-03-10T15:00:00",1.9,1.3,{"v":-2,"d":"-2.0"},{"v":5,"d":"5.0"},1.22,0.0855,0.03,11.71]
["March",10,"4PM to 5PM",16,"March 10, 2019 16:00","2019-03-10T16:00:00",{"v":0,"d":"0.0"},-0.7,{"v":-4,"d":"-4.0"},4.5,0.67,0.0858,0.03,11.66]
["March",10,"5PM to 6PM",17,"March 10, 2019 17:00","2019-03-10T17:00:00",-0.9,-1.6,-5.1,4.2,0.42,{"v":0.086,"d":"0.0860"},0.03,11.63]
["March",10,"6PM to 7PM",18,"March 10, 2019 18:00","2019-03-10T18:00:00",{"v":0,"d":"0.0"},-0.7,{"v":-4,"d":"-4.0"},4.5,0.67,0.0858,0.03,11.66]
["March",10,"7PM to 8PM",19,"March 10, 2019 19:00","2019-03-10T19:00:00",{"v":0,"d":"0.0"},-0.5,-2.9,4.8,0.71,0.0858,0.03,11.66]
["March",10,"8PM to 9PM",20,"March 10, 2019 20:00","2019-03-10T20:00:00",{"v":0,"d":"0.0"},-0.5,-2.9,4.8,0.71,0.0858,0.03,11.66]
["March",10,"9PM to 10PM",21,"March 10, 2019 21:00","2019-03-10T21:00:00",{"v":1,"d":"1.0"},0.5,{"v":-2,"d":"-2.0"},{"v":5,"d":"5.0"},1.01,0.0856,0.03,11.69]
["March",10,"10PM to 11PM",22,"March 10, 2019 22:00","2019-03-10T22:00:00",1.9,1.4,-0.9,5.3,1.27,0.0855,0.04,11.71]
["March",10,"11PM to 12AM",23,"March 10, 2019 23:00","2019-03-10T23:00:00",{"v":0,"d":"0.0"},-0.4,{"v":-2,"d":"-2.0"},{"v":5,"d":"5.0"},0.75,0.0858,0.03,11.66]
["March",11,"12AM to 1AM",0,"March 11, 2019 0:00","2019-03-11",1.9,1.4,-0.9,5.3,1.27,0.0855,0.04,11.71]
["March",11,"1AM to 2AM",1,"March 11, 2019 1:00","2019-03-11T01:00:00",1.9,1.4,-0.9,5.3,1.27,0.0855,0.04,11.71]
["March",11,"2AM to 3AM",2,"March 11, 2019 2:00","2019-03-11T02:00:00",1.9,1.4,-0.9,5.3,1.27,0.0855,0.04,11.71]
["March",11,"3AM to 4AM",3,"March 11, 2019 3:00","2019-03-11T03:00:00",{"v":3,"d":"3.0"},2.5,{"v":0,"d":"0.0"},5.5,1.56,0.0853,0.04,11.74]
["March",11,"4AM to 5AM",4,"March 11, 2019 4:00","2019-03-11T04:00:00",{"v":3,"d":"3.0"},2.6,{"v":1,"d":"1.0"},5.9,1.61,0.0853,0.04,11.74]
["March",11,"5AM to 6AM",5,"March 11, 2019 5:00","2019-03-11T05:00:00",3.9,3.4,{"v":1,"d":"1.0"},5.9,1.83,0.0851,0.04,11.76]
["March",11,"6AM to 7AM",6,"March 11, 2019 6:00","2019-03-11T06:00:00",{"v":5,"d":"5.0"},4.4,1.9,6.1,2.13,0.0849,0.04,11.79]
["March",11,"7AM to 8AM",7,"March 11, 2019 7:00","2019-03-11T07:00:00",{"v":5,"d":"5.0"},4.4,1.9,6.1,2.13,0.0849,0.04,11.79]
["March",11,"8AM to 9AM",8,"March 11, 2019 8:00","2019-03-11T08:00:00",{"v":7,"d":"7.0"},6.3,3.9,6.8,2.71,0.0845,0.05,11.84]
["March",11,"9AM to 10AM",9,{"$f":"A1673&\" \"&B1673&\", \"&$D$5&\" \"&D1673&\":00\"","v":"March 11, 2019 9:00"},{"$f":"DATEVALUE(E1673)+TIMEVALUE(E1673)","v":"2019-03-11T09:00:00"},8.1,7.6,6.1,7.6,3.09,0.0843,0.05,11.87]
["March",11,"10AM to 11AM",{"$f":"IF(D1673+1>23,0,D1673+1)","v":10},"March 11, 2019 10:00","2019-03-11T10:00:00",{"v":10,"d":"10.0"},9.3,{"v":7,"d":"7.0"},7.9,3.62,{"v":0.084,"d":"0.0840"},0.05,11.92]
["March",11,"11AM to 12PM",11,"March 11, 2019 11:00","2019-03-11T11:00:00",10.9,10.2,8.1,8.4,{"v":3.9,"d":"3.90"},0.0838,0.06,11.95]
["March",11,"12PM to 1PM",12,"March 11, 2019 12:00","2019-03-11T12:00:00",12.9,11.9,{"v":9,"d":"9.0"},8.8,4.44,0.0834,0.06,{"v":12,"d":"12.00"}]
["March",11,"1PM to 2PM",13,"March 11, 2019 13:00","2019-03-11T13:00:00",{"v":16,"d":"16.0"},14.9,{"v":12,"d":"12.0"},10.2,{"v":5.4,"d":"5.40"},0.0829,0.07,12.08]
["March",11,"2PM to 3PM",14,"March 11, 2019 14:00","2019-03-11T14:00:00",15.1,14.2,{"v":12,"d":"12.0"},10.2,5.18,0.0831,0.07,12.06]
["March",11,"3PM to 4PM",15,"March 11, 2019 15:00","2019-03-11T15:00:00",{"v":16,"d":"16.0"},15.1,12.9,10.7,5.47,0.0829,0.07,12.08]
["March",11,"4PM to 5PM",16,"March 11, 2019 16:00","2019-03-11T16:00:00",{"v":16,"d":"16.0"},15.1,12.9,10.7,5.47,0.0829,0.07,12.08]
["March",11,"5PM to 6PM",17,"March 11, 2019 17:00","2019-03-11T17:00:00",{"v":14,"d":"14.0"},13.2,10.9,9.7,4.84,0.0833,0.07,12.03]
["March",11,"6PM to 7PM",18,"March 11, 2019 18:00","2019-03-11T18:00:00",10.9,10.4,{"v":9,"d":"9.0"},8.8,3.96,0.0838,0.06,11.95]
["March",11,"7PM to 8PM",19,"March 11, 2019 19:00","2019-03-11T19:00:00",{"v":10,"d":"10.0"},9.8,{"v":9,"d":"9.0"},8.8,3.75,{"v":0.084,"d":"0.0840"},0.06,11.93]
["March",11,"8PM to 9PM",20,"March 11, 2019 20:00","2019-03-11T20:00:00",6.1,5.8,{"v":5,"d":"5.0"},7.2,2.55,0.0847,0.05,11.82]
["March",11,"9PM to 10PM",21,"March 11, 2019 21:00","2019-03-11T21:00:00",{"v":5,"d":"5.0"},4.4,1.9,6.1,2.13,0.0849,0.04,11.79]
["March",11,"10PM to 11PM",22,"March 11, 2019 22:00","2019-03-11T22:00:00",3.9,3.4,{"v":1,"d":"1.0"},5.9,1.83,0.0851,0.04,11.76]
["March",11,"11PM to 12AM",23,"March 11, 2019 23:00","2019-03-11T23:00:00",{"v":3,"d":"3.0"},2.5,{"v":0,"d":"0.0"},5.5,1.56,0.0853,0.04,11.74]
["March",12,"12AM to 1AM",0,"March 12, 2019 0:00","2019-03-12",{"v":5,"d":"5.0"},4.4,1.9,6.1,2.13,0.0849,0.04,11.79]
["March",12,"1AM to 2AM",1,"March 12, 2019 1:00","2019-03-12T01:00:00",{"v":10,"d":"10.0"},9.6,8.1,8.4,3.69,{"v":0.084,"d":"0.0840"},0.06,11.92]
["March",12,"2AM to 3AM",2,"March 12, 2019 2:00","2019-03-12T02:00:00",{"v":12,"d":"12.0"},11.5,{"v":10,"d":"10.0"},9.3,{"v":4.3,"d":"4.30"},0.0836,0.06,11.98]
["March",12,"3AM to 4AM",3,"March 12, 2019 3:00","2019-03-12T03:00:00",{"v":12,"d":"12.0"},11.7,10.9,9.7,4.36,0.0836,0.07,11.98]
["March",12,"4AM to 5AM",4,"March 12, 2019 4:00","2019-03-12T04:00:00",12.9,12.4,10.9,9.7,4.58,0.0834,0.07,{"v":12,"d":"12.00"}]
["March",12,"5AM to 6AM",5,"March 12, 2019 5:00","2019-03-12T05:00:00",12.9,12.4,10.9,9.7,4.58,0.0834,0.07,{"v":12,"d":"12.00"}]
["March",12,"6AM to 7AM",6,"March 12, 2019 6:00","2019-03-12T06:00:00",{"v":12,"d":"12.0"},11.2,{"v":9,"d":"9.0"},8.8,4.22,0.0836,0.06,11.98]
["March",12,"7AM to 8AM",7,"March 12, 2019 7:00","2019-03-12T07:00:00",10.9,10.2,8.1,8.4,{"v":3.9,"d":"3.90"},0.0838,0.06,11.95]
["March",12,"8AM to 9AM",8,"March 12, 2019 8:00","2019-03-12T08:00:00",10.9,10.4,{"v":9,"d":"9.0"},8.8,3.96,0.0838,0.06,11.95]
["March",12,"9AM to 10AM",9,"March 12, 2019 9:00","2019-03-12T09:00:00",12.9,12.4,10.9,9.7,4.58,0.0834,0.07,{"v":12,"d":"12.00"}]
["March",12,"10AM to 11AM",10,"March 12, 2019 10:00","2019-03-12T10:00:00",{"v":14,"d":"14.0"},13.5,{"v":12,"d":"12.0"},10.2,4.92,0.0832,0.07,12.03]
["March",12,"11AM to 12PM",11,"March 12, 2019 11:00","2019-03-12T11:00:00",15.1,14.5,12.9,10.7,5.25,0.0831,0.07,12.06]
["March",12,"12PM to 1PM",12,"March 12, 2019 12:00","2019-03-12T12:00:00",{"v":16,"d":"16.0"},15.4,{"v":14,"d":"14.0"},11.3,5.56,0.0829,0.08,12.08]
["March",12,"1PM to 2PM",13,"March 12, 2019 13:00","2019-03-12T13:00:00",{"v":16,"d":"16.0"},15.7,15.1,11.9,5.66,0.0829,0.08,12.09]
["March",12,"2PM to 3PM",14,"March 12, 2019 14:00","2019-03-12T14:00:00",17.1,16.5,15.1,11.9,5.92,0.0827,0.08,12.11]
["March",12,"3PM to 4PM",15,"March 12, 2019 15:00","2019-03-12T15:00:00",17.1,16.5,15.1,11.9,5.92,0.0827,0.08,12.11]
["March",12,"4PM to 5PM",16,"March 12, 2019 16:00","2019-03-12T16:00:00",{"v":16,"d":"16.0"},15.4,{"v":14,"d":"14.0"},11.3,5.56,0.0829,0.08,12.08]
["March",12,"5PM to 6PM",17,"March 12, 2019 17:00","2019-03-12T17:00:00",15.1,14.8,{"v":14,"d":"14.0"},11.3,5.34,{"v":0.083,"d":"0.0830"},0.08,12.06]
["March",12,"6PM to 7PM",18,"March 12, 2019 18:00","2019-03-12T18:00:00",15.1,14.5,12.9,10.7,5.25,0.0831,0.07,12.06]
["March",12,"7PM to 8PM",19,"March 12, 2019 19:00","2019-03-12T19:00:00",{"v":14,"d":"14.0"},13.7,12.9,10.7,4.99,0.0832,0.07,12.03]
["March",12,"8PM to 9PM",20,"March 12, 2019 20:00","2019-03-12T20:00:00",12.9,12.4,10.9,9.7,4.58,0.0834,0.07,{"v":12,"d":"12.00"}]
["March",12,"9PM to 10PM",21,"March 12, 2019 21:00","2019-03-12T21:00:00",{"v":12,"d":"12.0"},11.2,{"v":9,"d":"9.0"},8.8,4.22,0.0836,0.06,11.98]
["March",12,"10PM to 11PM",22,"March 12, 2019 22:00","2019-03-12T22:00:00",{"v":10,"d":"10.0"},8.7,3.9,6.8,3.44,{"v":0.084,"d":"0.0840"},0.05,11.92]
["March",12,"11PM to 12AM",23,"March 12, 2019 23:00","2019-03-12T23:00:00",{"v":9,"d":"9.0"},8.3,6.1,7.6,3.31,0.0842,0.05,11.89]
["March",13,"12AM to 1AM",0,"March 13, 2019 0:00","2019-03-13",8.1,7.4,{"v":5,"d":"5.0"},7.2,3.03,0.0843,0.05,11.87]
["March",13,"1AM to 2AM",1,"March 13, 2019 1:00","2019-03-13T01:00:00",{"v":7,"d":"7.0"},6.3,3.9,6.8,2.71,0.0845,0.05,11.84]
["March",13,"2AM to 3AM",2,"March 13, 2019 2:00","2019-03-13T02:00:00",{"v":5,"d":"5.0"},4.4,1.9,6.1,2.13,0.0849,0.04,11.79]
["March",13,"3AM to 4AM",3,"March 13, 2019 3:00","2019-03-13T03:00:00",3.9,3.4,{"v":1,"d":"1.0"},5.9,1.83,0.0851,0.04,11.76]
["March",13,"4AM to 5AM",4,"March 13, 2019 4:00","2019-03-13T04:00:00",{"v":3,"d":"3.0"},2.5,{"v":0,"d":"0.0"},5.5,1.56,0.0853,0.04,11.74]
["March",13,"5AM to 6AM",5,"March 13, 2019 5:00","2019-03-13T05:00:00",1.9,1.4,-0.9,5.3,1.27,0.0855,0.04,11.71]
["March",13,"6AM to 7AM",6,"March 13, 2019 6:00","2019-03-13T06:00:00",{"v":-2,"d":"-2.0"},-2.5,-5.1,4.2,0.16,0.0862,0.03,11.61]
["March",13,"7AM to 8AM",7,"March 13, 2019 7:00","2019-03-13T07:00:00",{"v":-4,"d":"-4.0"},-4.5,{"v":-8,"d":"-8.0"},3.6,-0.41,0.0866,0.02,11.56]
["March",13,"8AM to 9AM",8,"March 13, 2019 8:00","2019-03-13T08:00:00",-5.1,-5.6,{"v":-9,"d":"-9.0"},3.4,{"v":-0.7,"d":"-0.70"},0.0868,0.02,11.53]
["March",13,"9AM to 10AM",9,"March 13, 2019 9:00","2019-03-13T09:00:00",-7.1,-7.5,{"v":-11,"d":"-11.0"},3.1,-1.23,0.0872,0.02,11.48]
["March",13,"10AM to 11AM",10,"March 13, 2019 10:00","2019-03-13T10:00:00",{"v":-6,"d":"-6.0"},-6.5,-9.9,3.3,-0.94,{"v":0.087,"d":"0.0870"},0.02,{"v":11.5,"d":"11.50"}]
["March",13,"11AM to 12PM",11,"March 13, 2019 11:00","2019-03-13T11:00:00",{"v":-4,"d":"-4.0"},-4.5,{"v":-8,"d":"-8.0"},3.6,-0.41,0.0866,0.02,11.56]
["March",13,"12PM to 1PM",12,"March 13, 2019 12:00","2019-03-13T12:00:00",-2.9,-3.5,-7.1,3.8,-0.12,0.0864,0.03,11.58]
["March",13,"1PM to 2PM",13,"March 13, 2019 13:00","2019-03-13T13:00:00",{"v":-2,"d":"-2.0"},-2.6,{"v":-6,"d":"-6.0"},{"v":4,"d":"4.0"},0.13,0.0862,0.03,11.61]
["March",13,"2PM to 3PM",14,"March 13, 2019 14:00","2019-03-13T14:00:00",{"v":-2,"d":"-2.0"},-2.5,-5.1,4.2,0.16,0.0862,0.03,11.61]
["March",13,"3PM to 4PM",15,"March 13, 2019 15:00","2019-03-13T15:00:00",-0.9,-1.6,-5.1,4.2,0.42,{"v":0.086,"d":"0.0860"},0.03,11.63]
["March",13,"4PM to 5PM",16,"March 13, 2019 16:00","2019-03-13T16:00:00",-0.9,-1.6,-5.1,4.2,0.42,{"v":0.086,"d":"0.0860"},0.03,11.63]
["March",13,"5PM to 6PM",17,"March 13, 2019 17:00","2019-03-13T17:00:00",{"v":-2,"d":"-2.0"},-2.6,{"v":-6,"d":"-6.0"},{"v":4,"d":"4.0"},0.13,0.0862,0.03,11.61]
["March",13,"6PM to 7PM",18,"March 13, 2019 18:00","2019-03-13T18:00:00",-2.9,-3.5,-7.1,3.8,-0.12,0.0864,0.03,11.58]
["March",13,"7PM to 8PM",19,"March 13, 2019 19:00","2019-03-13T19:00:00",{"v":-4,"d":"-4.0"},-4.5,{"v":-8,"d":"-8.0"},3.6,-0.41,0.0866,0.02,11.56]
["March",13,"8PM to 9PM",20,"March 13, 2019 20:00","2019-03-13T20:00:00",-5.1,-5.6,{"v":-9,"d":"-9.0"},3.4,{"v":-0.7,"d":"-0.70"},0.0868,0.02,11.53]
["March",13,"9PM to 10PM",21,"March 13, 2019 21:00","2019-03-13T21:00:00",{"v":-6,"d":"-6.0"},-6.5,-9.9,3.3,-0.94,{"v":0.087,"d":"0.0870"},0.02,{"v":11.5,"d":"11.50"}]
["March",13,"10PM to 11PM",22,"March 13, 2019 22:00","2019-03-13T22:00:00",-7.1,-7.5,{"v":-11,"d":"-11.0"},3.1,-1.23,0.0872,0.02,11.48]
["March",13,"11PM to 12AM",23,"March 13, 2019 23:00","2019-03-13T23:00:00",{"v":-8,"d":"-8.0"},-8.5,{"v":-13,"d":"-13.0"},2.7,-1.49,0.0873,0.02,11.45]
["March",14,"12AM to 1AM",0,"March 14, 2019 0:00","2019-03-14",{"v":-9,"d":"-9.0"},-9.5,{"v":-13,"d":"-13.0"},2.7,-1.75,0.0876,0.02,11.43]
["March",14,"1AM to 2AM",1,{"$f":"A1737&\" \"&B1737&\", \"&$D$5&\" \"&D1737&\":00\"","v":"March 14, 2019 1:00"},{"$f":"DATEVALUE(E1737)+TIMEVALUE(E1737)","v":"2019-03-14T01:00:00"},-9.9,-10.4,-14.1,2.6,-1.99,0.0877,0.02,{"v":11.4,"d":"11.40"}]
["March",14,"2AM to 3AM",{"$f":"IF(D1737+1>23,0,D1737+1)","v":2},"March 14, 2019 2:00","2019-03-14T02:00:00",{"v":-11,"d":"-11.0"},-11.4,{"v":-15,"d":"-15.0"},2.5,-2.27,0.0879,0.02,11.37]
["March",14,"3AM to 4AM",3,"March 14, 2019 3:00","2019-03-14T03:00:00",-11.9,-12.3,-16.1,2.3,-2.51,0.0881,0.02,11.35]
["March",14,"4AM to 5AM",4,"March 14, 2019 4:00","2019-03-14T04:00:00",{"v":-13,"d":"-13.0"},-13.4,{"v":-18,"d":"-18.0"},2.1,-2.81,0.0883,0.01,11.32]
["March",14,"5AM to 6AM",5,"March 14, 2019 5:00","2019-03-14T05:00:00",-14.1,-14.5,-18.9,{"v":2,"d":"2.0"},-3.08,0.0886,0.01,{"v":11.3,"d":"11.30"}]
["March",14,"6AM to 7AM",6,"March 14, 2019 6:00","2019-03-14T06:00:00",{"v":-17,"d":"-17.0"},-17.3,{"v":-22,"d":"-22.0"},1.7,-3.82,0.0891,0.01,11.22]
["March",14,"7AM to 8AM",7,"March 14, 2019 7:00","2019-03-14T07:00:00",-18.9,-19.3,{"v":-24,"d":"-24.0"},1.5,-4.32,0.0895,0.01,11.17]
["March",14,"8AM to 9AM",8,"March 14, 2019 8:00","2019-03-14T08:00:00",-18.9,-19.2,-23.1,1.6,-4.31,0.0895,0.01,11.17]
["March",14,"9AM to 10AM",9,"March 14, 2019 9:00","2019-03-14T09:00:00",{"v":-17,"d":"-17.0"},-17.3,-20.9,1.8,-3.81,0.0891,0.01,11.22]
["March",14,"10AM to 11AM",10,"March 14, 2019 10:00","2019-03-14T10:00:00",-14.1,-14.3,{"v":-17,"d":"-17.0"},2.2,-3.05,0.0886,0.01,{"v":11.3,"d":"11.30"}]
["March",14,"11AM to 12PM",11,"March 14, 2019 11:00","2019-03-14T11:00:00",{"v":-13,"d":"-13.0"},-13.4,{"v":-17,"d":"-17.0"},2.2,-2.79,0.0883,0.01,11.32]
["March",14,"12PM to 1PM",12,"March 14, 2019 12:00","2019-03-14T12:00:00",-9.9,-10.4,-14.1,2.6,-1.99,0.0877,0.02,{"v":11.4,"d":"11.40"}]
["March",14,"1PM to 2PM",13,"March 14, 2019 13:00","2019-03-14T13:00:00",-7.1,-7.4,-9.9,3.3,{"v":-1.2,"d":"-1.20"},0.0872,0.02,11.48]
["March",14,"2PM to 3PM",14,"March 14, 2019 14:00","2019-03-14T14:00:00",-5.1,-5.6,{"v":-9,"d":"-9.0"},3.4,{"v":-0.7,"d":"-0.70"},0.0868,0.02,11.53]
["March",14,"3PM to 4PM",15,"March 14, 2019 15:00","2019-03-14T15:00:00",{"v":-6,"d":"-6.0"},-6.5,-9.9,3.3,-0.94,{"v":0.087,"d":"0.0870"},0.02,{"v":11.5,"d":"11.50"}]
["March",14,"4PM to 5PM",16,"March 14, 2019 16:00","2019-03-14T16:00:00",{"v":-2,"d":"-2.0"},-2.6,{"v":-6,"d":"-6.0"},{"v":4,"d":"4.0"},0.13,0.0862,0.03,11.61]
["March",14,"5PM to 6PM",17,"March 14, 2019 17:00","2019-03-14T17:00:00",-0.9,-1.6,-5.1,4.2,0.42,{"v":0.086,"d":"0.0860"},0.03,11.63]
["March",14,"6PM to 7PM",18,"March 14, 2019 18:00","2019-03-14T18:00:00",{"v":0,"d":"0.0"},-0.7,{"v":-4,"d":"-4.0"},4.5,0.67,0.0858,0.03,11.66]
["March",14,"7PM to 8PM",19,"March 14, 2019 19:00","2019-03-14T19:00:00",1.9,1.1,-2.9,4.8,1.19,0.0855,0.03,11.71]
["March",14,"8PM to 9PM",20,"March 14, 2019 20:00","2019-03-14T20:00:00",6.1,5.1,{"v":1,"d":"1.0"},5.9,2.35,0.0847,0.04,11.82]
["March",14,"9PM to 10PM",21,"March 14, 2019 21:00","2019-03-14T21:00:00",10.9,{"v":10,"d":"10.0"},{"v":7,"d":"7.0"},7.9,3.84,0.0838,0.05,11.95]
["March",14,"10PM to 11PM",22,"March 14, 2019 22:00","2019-03-14T22:00:00",17.1,16.7,{"v":16,"d":"16.0"},12.5,{"v":6,"d":"6.00"},0.0827,0.08,12.11]
["March",14,"11PM to 12AM",23,"March 14, 2019 23:00","2019-03-14T23:00:00",19.9,19.3,{"v":18,"d":"18.0"},13.7,6.88,0.0822,0.09,12.19]
["March",15,"12AM to 1AM",0,"March 15, 2019 0:00","2019-03-15",{"v":21,"d":"21.0"},20.6,19.9,15.1,7.36,{"v":0.082,"d":"0.0820"},{"v":0.1,"d":"0.10"},12.22]
["March",15,"1AM to 2AM",1,"March 15, 2019 1:00","2019-03-15T01:00:00",21.9,21.6,{"v":21,"d":"21.0"},15.9,{"v":7.7,"d":"7.70"},0.0818,0.11,12.25]
["March",15,"2AM to 3AM",2,"March 15, 2019 2:00","2019-03-15T02:00:00",{"v":23,"d":"23.0"},22.6,21.9,16.6,8.06,0.0816,0.11,12.28]
["March",15,"3AM to 4AM",3,"March 15, 2019 3:00","2019-03-15T03:00:00",24.1,23.7,{"v":23,"d":"23.0"},17.5,8.46,0.0815,0.12,12.31]
["March",15,"4AM to 5AM",4,"March 15, 2019 4:00","2019-03-15T04:00:00",26.1,25.6,{"v":25,"d":"25.0"},19.2,{"v":9.2,"d":"9.20"},0.0811,0.13,12.36]
["March",15,"5AM to 6AM",5,"March 15, 2019 5:00","2019-03-15T05:00:00",{"v":27,"d":"27.0"},26.6,26.1,20.2,9.57,{"v":0.081,"d":"0.0810"},0.14,12.39]
["March",15,"6AM to 7AM",6,"March 15, 2019 6:00","2019-03-15T06:00:00",28.9,28.9,28.9,23.1,{"v":10.5,"d":"10.50"},0.0806,0.16,12.45]
["March",15,"7AM to 8AM",7,"March 15, 2019 7:00","2019-03-15T07:00:00",30.9,30.9,30.9,25.4,11.32,0.0803,0.17,{"v":12.5,"d":"12.50"}]
["March",15,"8AM to 9AM",8,"March 15, 2019 8:00","2019-03-15T08:00:00",30.9,30.9,30.9,25.4,11.32,0.0803,0.17,{"v":12.5,"d":"12.50"}]
["March",15,"9AM to 10AM",9,"March 15, 2019 9:00","2019-03-15T09:00:00",30.9,30.9,30.9,25.4,11.32,0.0803,0.17,{"v":12.5,"d":"12.50"}]
["March",15,"10AM to 11AM",10,"March 15, 2019 10:00","2019-03-15T10:00:00",{"v":30,"d":"30.0"},{"v":30,"d":"30.0"},{"v":30,"d":"30.0"},24.3,10.94,0.0804,0.16,12.48]
["March",15,"11AM to 12PM",11,"March 15, 2019 11:00","2019-03-15T11:00:00",{"v":30,"d":"30.0"},{"v":30,"d":"30.0"},{"v":30,"d":"30.0"},24.3,10.94,0.0804,0.16,12.48]
["March",15,"12PM to 1PM",12,"March 15, 2019 12:00","2019-03-15T12:00:00",{"v":30,"d":"30.0"},{"v":30,"d":"30.0"},{"v":30,"d":"30.0"},24.3,10.94,0.0804,0.16,12.48]
["March",15,"1PM to 2PM",13,"March 15, 2019 13:00","2019-03-15T13:00:00",30.9,{"v":30,"d":"30.0"},28.9,23.1,10.98,0.0803,0.16,{"v":12.5,"d":"12.50"}]
["March",15,"2PM to 3PM",14,"March 15, 2019 14:00","2019-03-15T14:00:00",30.9,30.5,{"v":30,"d":"30.0"},24.3,11.16,0.0803,0.16,{"v":12.5,"d":"12.50"}]
["March",15,"3PM to 4PM",15,"March 15, 2019 15:00","2019-03-15T15:00:00",30.9,30.9,30.9,25.4,11.32,0.0803,0.17,{"v":12.5,"d":"12.50"}]
["March",15,"4PM to 5PM",16,"March 15, 2019 16:00","2019-03-15T16:00:00",30.9,30.9,30.9,25.4,11.32,0.0803,0.17,{"v":12.5,"d":"12.50"}]
["March",15,"5PM to 6PM",17,"March 15, 2019 17:00","2019-03-15T17:00:00",30.9,30.5,{"v":30,"d":"30.0"},24.3,11.16,0.0803,0.16,{"v":12.5,"d":"12.50"}]
["March",15,"6PM to 7PM",18,"March 15, 2019 18:00","2019-03-15T18:00:00",30.9,30.5,{"v":30,"d":"30.0"},24.3,11.16,0.0803,0.16,{"v":12.5,"d":"12.50"}]
["March",15,"7PM to 8PM",19,"March 15, 2019 19:00","2019-03-15T19:00:00",{"v":30,"d":"30.0"},29.5,28.9,23.1,10.76,0.0804,0.16,12.47]
["March",15,"8PM to 9PM",20,"March 15, 2019 20:00","2019-03-15T20:00:00",28.9,28.1,{"v":27,"d":"27.0"},21.1,10.18,0.0806,0.14,12.44]
["March",15,"9PM to 10PM",21,"March 15, 2019 21:00","2019-03-15T21:00:00",28.9,28.1,{"v":27,"d":"27.0"},21.1,10.18,0.0806,0.14,12.44]
["March",15,"10PM to 11PM",22,"March 15, 2019 22:00","2019-03-15T22:00:00",{"v":28,"d":"28.0"},27.2,26.1,20.2,9.83,0.0808,0.14,12.41]
["March",15,"11PM to 12AM",23,"March 15, 2019 23:00","2019-03-15T23:00:00",{"v":28,"d":"28.0"},{"v":28,"d":"28.0"},{"v":28,"d":"28.0"},22.2,10.13,0.0808,0.15,12.42]
["March",16,"12AM to 1AM",0,"March 16, 2019 0:00","2019-03-16",{"v":28,"d":"28.0"},27.2,26.1,20.2,9.83,0.0808,0.14,12.41]
["March",16,"1AM to 2AM",1,"March 16, 2019 1:00","2019-03-16T01:00:00",28.9,28.1,{"v":27,"d":"27.0"},21.1,10.18,0.0806,0.14,12.44]
["March",16,"2AM to 3AM",2,"March 16, 2019 2:00","2019-03-16T02:00:00",30.9,29.7,{"v":28,"d":"28.0"},22.2,10.83,0.0803,0.15,12.49]
["March",16,"3AM to 4AM",3,"March 16, 2019 3:00","2019-03-16T03:00:00",{"v":30,"d":"30.0"},29.2,{"v":28,"d":"28.0"},22.2,10.61,0.0804,0.15,12.47]
["March",16,"4AM to 5AM",4,"March 16, 2019 4:00","2019-03-16T04:00:00",28.9,27.7,26.1,20.2,10.05,0.0806,0.14,12.44]
["March",16,"5AM to 6AM",5,"March 16, 2019 5:00","2019-03-16T05:00:00",28.9,27.3,{"v":25,"d":"25.0"},19.2,{"v":9.9,"d":"9.90"},0.0806,0.13,12.44]
["March",16,"6AM to 7AM",6,"March 16, 2019 6:00","2019-03-16T06:00:00",28.9,27.7,26.1,20.2,10.05,0.0806,0.14,12.44]
["March",16,"7AM to 8AM",7,"March 16, 2019 7:00","2019-03-16T07:00:00",{"v":30,"d":"30.0"},28.7,{"v":27,"d":"27.0"},21.1,10.44,0.0804,0.14,12.47]
["March",16,"8AM to 9AM",8,"March 16, 2019 8:00","2019-03-16T08:00:00",{"v":30,"d":"30.0"},28.7,{"v":27,"d":"27.0"},21.1,10.44,0.0804,0.14,12.47]
["March",16,"9AM to 10AM",9,"March 16, 2019 9:00","2019-03-16T09:00:00",{"v":30,"d":"30.0"},28.7,{"v":27,"d":"27.0"},21.1,10.44,0.0804,0.14,12.47]
["March",16,"10AM to 11AM",10,"March 16, 2019 10:00","2019-03-16T10:00:00",{"v":30,"d":"30.0"},29.2,{"v":28,"d":"28.0"},22.2,10.61,0.0804,0.15,12.47]
["March",16,"11AM to 12PM",11,"March 16, 2019 11:00","2019-03-16T11:00:00",30.9,{"v":30,"d":"30.0"},28.9,23.1,10.98,0.0803,0.16,{"v":12.5,"d":"12.50"}]
["March",16,"12PM to 1PM",12,"March 16, 2019 12:00","2019-03-16T12:00:00",30.9,30.5,{"v":30,"d":"30.0"},24.3,11.16,0.0803,0.16,{"v":12.5,"d":"12.50"}]
["March",16,"1PM to 2PM",13,"March 16, 2019 13:00","2019-03-16T13:00:00",30.9,30.9,30.9,25.4,11.32,0.0803,0.17,{"v":12.5,"d":"12.50"}]
["March",16,"2PM to 3PM",14,"March 16, 2019 14:00","2019-03-16T14:00:00",30.9,30.5,{"v":30,"d":"30.0"},24.3,11.16,0.0803,0.16,{"v":12.5,"d":"12.50"}]
["March",16,"3PM to 4PM",15,"March 16, 2019 15:00","2019-03-16T15:00:00",30.9,30.9,30.9,25.4,11.32,0.0803,0.17,{"v":12.5,"d":"12.50"}]
["March",16,"4PM to 5PM",16,"March 16, 2019 16:00","2019-03-16T16:00:00",{"v":32,"d":"32.0"},31.5,30.9,25.4,11.58,0.0801,0.17,12.53]
["March",16,"5PM to 6PM",17,{"$f":"A1801&\" \"&B1801&\", \"&$D$5&\" \"&D1801&\":00\"","v":"March 16, 2019 17:00"},{"$f":"DATEVALUE(E1801)+TIMEVALUE(E1801)","v":"2019-03-16T17:00:00"},{"v":32,"d":"32.0"},31.5,30.9,25.4,11.58,0.0801,0.17,12.53]
["March",16,"6PM to 7PM",{"$f":"IF(D1801+1>23,0,D1801+1)","v":18},"March 16, 2019 18:00","2019-03-16T18:00:00",30.9,30.9,30.9,25.4,11.32,0.0803,0.17,{"v":12.5,"d":"12.50"}]
["March",16,"7PM to 8PM",19,"March 16, 2019 19:00","2019-03-16T19:00:00",{"v":25,"d":"25.0"},{"v":25,"d":"25.0"},{"v":25,"d":"25.0"},19.2,8.94,0.0813,0.13,12.33]
["March",16,"8PM to 9PM",20,"March 16, 2019 20:00","2019-03-16T20:00:00",{"v":23,"d":"23.0"},{"v":23,"d":"23.0"},{"v":23,"d":"23.0"},17.5,{"v":8.2,"d":"8.20"},0.0816,0.12,12.28]
["March",16,"9PM to 10PM",21,"March 16, 2019 21:00","2019-03-16T21:00:00",{"v":21,"d":"21.0"},{"v":21,"d":"21.0"},{"v":21,"d":"21.0"},15.9,7.48,{"v":0.082,"d":"0.0820"},0.11,12.22]
["March",16,"10PM to 11PM",22,"March 16, 2019 22:00","2019-03-16T22:00:00",19.9,19.6,{"v":19,"d":"19.0"},14.5,{"v":7,"d":"7.00"},0.0822,{"v":0.1,"d":"0.10"},12.19]
["March",16,"11PM to 12AM",23,"March 16, 2019 23:00","2019-03-16T23:00:00",19.9,19.6,{"v":19,"d":"19.0"},14.5,{"v":7,"d":"7.00"},0.0822,{"v":0.1,"d":"0.10"},12.19]
["March",17,"12AM to 1AM",0,"March 17, 2019 0:00","2019-03-17",{"v":19,"d":"19.0"},18.7,{"v":18,"d":"18.0"},13.7,6.67,0.0823,0.09,12.17]
["March",17,"1AM to 2AM",1,"March 17, 2019 1:00","2019-03-17T01:00:00",{"v":18,"d":"18.0"},17.7,17.1,13.1,6.32,0.0825,0.09,12.14]
["March",17,"2AM to 3AM",2,"March 17, 2019 2:00","2019-03-17T02:00:00",{"v":16,"d":"16.0"},15.7,15.1,11.9,5.66,0.0829,0.08,12.09]
["March",17,"3AM to 4AM",3,"March 17, 2019 3:00","2019-03-17T03:00:00",{"v":16,"d":"16.0"},15.7,15.1,11.9,5.66,0.0829,0.08,12.09]
["March",17,"4AM to 5AM",4,"March 17, 2019 4:00","2019-03-17T04:00:00",17.1,16.7,{"v":16,"d":"16.0"},12.5,{"v":6,"d":"6.00"},0.0827,0.08,12.11]
["March",17,"5AM to 6AM",5,"March 17, 2019 5:00","2019-03-17T05:00:00",17.1,16.7,{"v":16,"d":"16.0"},12.5,{"v":6,"d":"6.00"},0.0827,0.08,12.11]
["March",17,"6AM to 7AM",6,"March 17, 2019 6:00","2019-03-17T06:00:00",{"v":18,"d":"18.0"},17.7,17.1,13.1,6.32,0.0825,0.09,12.14]
["March",17,"7AM to 8AM",7,"March 17, 2019 7:00","2019-03-17T07:00:00",{"v":18,"d":"18.0"},17.7,17.1,13.1,6.32,0.0825,0.09,12.14]
["March",17,"8AM to 9AM",8,"March 17, 2019 8:00","2019-03-17T08:00:00",{"v":19,"d":"19.0"},18.7,{"v":18,"d":"18.0"},13.7,6.67,0.0823,0.09,12.17]
["March",17,"9AM to 10AM",9,"March 17, 2019 9:00","2019-03-17T09:00:00",{"v":21,"d":"21.0"},20.6,19.9,15.1,7.36,{"v":0.082,"d":"0.0820"},{"v":0.1,"d":"0.10"},12.22]
["March",17,"10AM to 11AM",10,"March 17, 2019 10:00","2019-03-17T10:00:00",21.9,21.6,{"v":21,"d":"21.0"},15.9,{"v":7.7,"d":"7.70"},0.0818,0.11,12.25]
["March",17,"11AM to 12PM",11,"March 17, 2019 11:00","2019-03-17T11:00:00",24.1,23.7,{"v":23,"d":"23.0"},17.5,8.46,0.0815,0.12,12.31]
["March",17,"12PM to 1PM",12,"March 17, 2019 12:00","2019-03-17T12:00:00",24.1,23.7,{"v":23,"d":"23.0"},17.5,8.46,0.0815,0.12,12.31]
["March",17,"1PM to 2PM",13,"March 17, 2019 13:00","2019-03-17T13:00:00",{"v":25,"d":"25.0"},{"v":25,"d":"25.0"},{"v":25,"d":"25.0"},19.2,8.94,0.0813,0.13,12.33]
["March",17,"2PM to 3PM",14,"March 17, 2019 14:00","2019-03-17T14:00:00",{"v":25,"d":"25.0"},{"v":25,"d":"25.0"},{"v":25,"d":"25.0"},19.2,8.94,0.0813,0.13,12.33]
["March",17,"3PM to 4PM",15,"March 17, 2019 15:00","2019-03-17T15:00:00",{"v":25,"d":"25.0"},24.6,24.1,18.4,8.82,0.0813,0.12,12.33]
["March",17,"4PM to 5PM",16,"March 17, 2019 16:00","2019-03-17T16:00:00",24.1,23.7,{"v":23,"d":"23.0"},17.5,8.46,0.0815,0.12,12.31]
["March",17,"5PM to 6PM",17,"March 17, 2019 17:00","2019-03-17T17:00:00",21.9,21.9,21.9,16.6,{"v":7.8,"d":"7.80"},0.0818,0.11,12.25]
["March",17,"6PM to 7PM",18,"March 17, 2019 18:00","2019-03-17T18:00:00",{"v":21,"d":"21.0"},20.6,19.9,15.1,7.36,{"v":0.082,"d":"0.0820"},{"v":0.1,"d":"0.10"},12.22]
["March",17,"7PM to 8PM",19,"March 17, 2019 19:00","2019-03-17T19:00:00",{"v":21,"d":"21.0"},20.6,19.9,15.1,7.36,{"v":0.082,"d":"0.0820"},{"v":0.1,"d":"0.10"},12.22]
["March",17,"8PM to 9PM",20,"March 17, 2019 20:00","2019-03-17T20:00:00",19.9,19.6,{"v":19,"d":"19.0"},14.5,{"v":7,"d":"7.00"},0.0822,{"v":0.1,"d":"0.10"},12.19]
["March",17,"9PM to 10PM",21,"March 17, 2019 21:00","2019-03-17T21:00:00",19.9,19.6,{"v":19,"d":"19.0"},14.5,{"v":7,"d":"7.00"},0.0822,{"v":0.1,"d":"0.10"},12.19]
["March",17,"10PM to 11PM",22,"March 17, 2019 22:00","2019-03-17T22:00:00",{"v":21,"d":"21.0"},{"v":21,"d":"21.0"},{"v":21,"d":"21.0"},15.9,7.48,{"v":0.082,"d":"0.0820"},0.11,12.22]
["March",17,"11PM to 12AM",23,"March 17, 2019 23:00","2019-03-17T23:00:00",21.9,21.6,{"v":21,"d":"21.0"},15.9,{"v":7.7,"d":"7.70"},0.0818,0.11,12.25]
["March",18,"12AM to 1AM",0,"March 18, 2019 0:00","2019-03-18",21.9,21.6,{"v":21,"d":"21.0"},15.9,{"v":7.7,"d":"7.70"},0.0818,0.11,12.25]
["March",18,"1AM to 2AM",1,"March 18, 2019 1:00","2019-03-18T01:00:00",19.9,19.6,{"v":19,"d":"19.0"},14.5,{"v":7,"d":"7.00"},0.0822,{"v":0.1,"d":"0.10"},12.19]
["March",18,"2AM to 3AM",2,"March 18, 2019 2:00","2019-03-18T02:00:00",{"v":19,"d":"19.0"},18.7,{"v":18,"d":"18.0"},13.7,6.67,0.0823,0.09,12.17]
["March",18,"3AM to 4AM",3,"March 18, 2019 3:00","2019-03-18T03:00:00",{"v":18,"d":"18.0"},17.7,17.1,13.1,6.32,0.0825,0.09,12.14]
["March",18,"4AM to 5AM",4,"March 18, 2019 4:00","2019-03-18T04:00:00",{"v":19,"d":"19.0"},18.4,17.1,13.1,6.58,0.0823,0.09,12.17]
["March",18,"5AM to 6AM",5,"March 18, 2019 5:00","2019-03-18T05:00:00",{"v":19,"d":"19.0"},18.7,{"v":18,"d":"18.0"},13.7,6.67,0.0823,0.09,12.17]
["March",18,"6AM to 7AM",6,"March 18, 2019 6:00","2019-03-18T06:00:00",{"v":18,"d":"18.0"},17.3,{"v":16,"d":"16.0"},12.5,6.21,0.0825,0.08,12.14]
["March",18,"7AM to 8AM",7,"March 18, 2019 7:00","2019-03-18T07:00:00",15.1,14.8,{"v":14,"d":"14.0"},11.3,5.34,{"v":0.083,"d":"0.0830"},0.08,12.06]
["March",18,"8AM to 9AM",8,"March 18, 2019 8:00","2019-03-18T08:00:00",{"v":14,"d":"14.0"},13.5,{"v":12,"d":"12.0"},10.2,4.92,0.0832,0.07,12.03]
["March",18,"9AM to 10AM",9,"March 18, 2019 9:00","2019-03-18T09:00:00",15.1,14.8,{"v":14,"d":"14.0"},11.3,5.34,{"v":0.083,"d":"0.0830"},0.08,12.06]
["March",18,"10AM to 11AM",10,"March 18, 2019 10:00","2019-03-18T10:00:00",17.1,16.5,15.1,11.9,5.92,0.0827,0.08,12.11]
["March",18,"11AM to 12PM",11,"March 18, 2019 11:00","2019-03-18T11:00:00",{"v":19,"d":"19.0"},18.7,{"v":18,"d":"18.0"},13.7,6.67,0.0823,0.09,12.17]
["March",18,"12PM to 1PM",12,"March 18, 2019 12:00","2019-03-18T12:00:00",{"v":25,"d":"25.0"},24.2,{"v":23,"d":"23.0"},17.5,8.68,0.0813,0.12,12.33]
["March",18,"1PM to 2PM",13,"March 18, 2019 13:00","2019-03-18T13:00:00",{"v":27,"d":"27.0"},{"v":25,"d":"25.0"},21.9,16.6,9.02,{"v":0.081,"d":"0.0810"},0.11,12.38]
["March",18,"2PM to 3PM",14,"March 18, 2019 14:00","2019-03-18T14:00:00",{"v":27,"d":"27.0"},{"v":25,"d":"25.0"},21.9,16.6,9.02,{"v":0.081,"d":"0.0810"},0.11,12.38]
["March",18,"3PM to 4PM",15,"March 18, 2019 15:00","2019-03-18T15:00:00",{"v":28,"d":"28.0"},25.7,21.9,16.6,9.28,0.0808,0.11,{"v":12.4,"d":"12.40"}]
["March",18,"4PM to 5PM",16,"March 18, 2019 16:00","2019-03-18T16:00:00",{"v":25,"d":"25.0"},23.8,21.9,16.6,8.54,0.0813,0.11,12.33]
["March",18,"5PM to 6PM",17,"March 18, 2019 17:00","2019-03-18T17:00:00",{"v":23,"d":"23.0"},22.3,{"v":21,"d":"21.0"},15.9,7.96,0.0817,0.11,12.27]
["March",18,"6PM to 7PM",18,"March 18, 2019 18:00","2019-03-18T18:00:00",21.9,20.9,{"v":19,"d":"19.0"},14.5,7.47,0.0818,{"v":0.1,"d":"0.10"},12.24]
["March",18,"7PM to 8PM",19,"March 18, 2019 19:00","2019-03-18T19:00:00",{"v":19,"d":"19.0"},18.4,17.1,13.1,6.58,0.0823,0.09,12.17]
["March",18,"8PM to 9PM",20,"March 18, 2019 20:00","2019-03-18T20:00:00",17.1,16.1,{"v":14,"d":"14.0"},11.3,5.82,0.0827,0.08,12.11]
["March",18,"9PM to 10PM",21,"March 18, 2019 21:00","2019-03-18T21:00:00",15.1,14.2,{"v":12,"d":"12.0"},10.2,5.18,0.0831,0.07,12.06]
["March",18,"10PM to 11PM",22,"March 18, 2019 22:00","2019-03-18T22:00:00",{"v":14,"d":"14.0"},13.2,10.9,9.7,4.84,0.0833,0.07,12.03]
["March",18,"11PM to 12AM",23,"March 18, 2019 23:00","2019-03-18T23:00:00",12.9,11.9,{"v":9,"d":"9.0"},8.8,4.44,0.0834,0.06,{"v":12,"d":"12.00"}]
["March",19,"12AM to 1AM",0,"March 19, 2019 0:00","2019-03-19",12.9,12.2,{"v":10,"d":"10.0"},9.3,4.52,0.0834,0.06,{"v":12,"d":"12.00"}]
["March",19,"1AM to 2AM",1,"March 19, 2019 1:00","2019-03-19T01:00:00",{"v":12,"d":"12.0"},11.2,{"v":9,"d":"9.0"},8.8,4.22,0.0836,0.06,11.98]
["March",19,"2AM to 3AM",2,"March 19, 2019 2:00","2019-03-19T02:00:00",10.9,10.2,8.1,8.4,{"v":3.9,"d":"3.90"},0.0838,0.06,11.95]
["March",19,"3AM to 4AM",3,"March 19, 2019 3:00","2019-03-19T03:00:00",{"v":10,"d":"10.0"},9.1,6.1,7.6,3.57,{"v":0.084,"d":"0.0840"},0.05,11.92]
["March",19,"4AM to 5AM",4,"March 19, 2019 4:00","2019-03-19T04:00:00",8.1,7.4,{"v":5,"d":"5.0"},7.2,3.03,0.0843,0.05,11.87]
["March",19,"5AM to 6AM",5,"March 19, 2019 5:00","2019-03-19T05:00:00",8.1,7.2,3.9,6.8,2.97,0.0843,0.05,11.87]
["March",19,"6AM to 7AM",6,"March 19, 2019 6:00","2019-03-19T06:00:00",6.1,5.5,{"v":3,"d":"3.0"},6.5,2.45,0.0847,0.04,11.82]
["March",19,"7AM to 8AM",7,"March 19, 2019 7:00","2019-03-19T07:00:00",6.1,5.2,1.9,6.1,2.39,0.0847,0.04,11.82]
["March",19,"8AM to 9AM",8,"March 19, 2019 8:00","2019-03-19T08:00:00",8.1,7.2,3.9,6.8,2.97,0.0843,0.05,11.87]
["March",19,"9AM to 10AM",9,{"$f":"A1865&\" \"&B1865&\", \"&$D$5&\" \"&D1865&\":00\"","v":"March 19, 2019 9:00"},{"$f":"DATEVALUE(E1865)+TIMEVALUE(E1865)","v":"2019-03-19T09:00:00"},8.1,7.2,3.9,6.8,2.97,0.0843,0.05,11.87]
["March",19,"10AM to 11AM",{"$f":"IF(D1865+1>23,0,D1865+1)","v":10},"March 19, 2019 10:00","2019-03-19T10:00:00",10.9,9.8,6.1,7.6,3.78,0.0838,0.05,11.95]
["March",19,"11AM to 12PM",11,"March 19, 2019 11:00","2019-03-19T11:00:00",{"v":14,"d":"14.0"},12.9,{"v":10,"d":"10.0"},9.3,4.78,0.0833,0.06,12.03]
["March",19,"12PM to 1PM",12,"March 19, 2019 12:00","2019-03-19T12:00:00",17.1,15.6,{"v":12,"d":"12.0"},10.2,5.66,0.0827,0.07,12.11]
["March",19,"1PM to 2PM",13,"March 19, 2019 13:00","2019-03-19T13:00:00",{"v":18,"d":"18.0"},16.8,{"v":14,"d":"14.0"},11.3,6.04,0.0825,0.08,12.13]
["March",19,"2PM to 3PM",14,"March 19, 2019 14:00","2019-03-19T14:00:00",19.9,18.7,{"v":16,"d":"16.0"},12.5,6.69,0.0822,0.08,12.19]
["March",19,"3PM to 4PM",15,"March 19, 2019 15:00","2019-03-19T15:00:00",{"v":21,"d":"21.0"},19.4,{"v":16,"d":"16.0"},12.5,6.95,{"v":0.082,"d":"0.0820"},0.08,12.21]
["March",19,"4PM to 5PM",16,"March 19, 2019 16:00","2019-03-19T16:00:00",{"v":21,"d":"21.0"},19.4,{"v":16,"d":"16.0"},12.5,6.95,{"v":0.082,"d":"0.0820"},0.08,12.21]
["March",19,"5PM to 6PM",17,"March 19, 2019 17:00","2019-03-19T17:00:00",19.9,18.4,15.1,11.9,6.61,0.0822,0.08,12.19]
["March",19,"6PM to 7PM",18,"March 19, 2019 18:00","2019-03-19T18:00:00",{"v":19,"d":"19.0"},17.5,{"v":14,"d":"14.0"},11.3,{"v":6.3,"d":"6.30"},0.0824,0.08,12.16]
["March",19,"7PM to 8PM",19,"March 19, 2019 19:00","2019-03-19T19:00:00",{"v":16,"d":"16.0"},14.9,{"v":12,"d":"12.0"},10.2,{"v":5.4,"d":"5.40"},0.0829,0.07,12.08]
["March",19,"8PM to 9PM",20,"March 19, 2019 20:00","2019-03-19T20:00:00",15.1,13.5,{"v":9,"d":"9.0"},8.8,4.96,0.0831,0.06,12.05]
["March",19,"9PM to 10PM",21,"March 19, 2019 21:00","2019-03-19T21:00:00",12.9,11.7,8.1,8.4,4.38,0.0835,0.06,{"v":12,"d":"12.00"}]
["March",19,"10PM to 11PM",22,"March 19, 2019 22:00","2019-03-19T22:00:00",10.9,{"v":10,"d":"10.0"},{"v":7,"d":"7.0"},7.9,3.84,0.0838,0.05,11.95]
["March",19,"11PM to 12AM",23,"March 19, 2019 23:00","2019-03-19T23:00:00",{"v":10,"d":"10.0"},8.9,{"v":5,"d":"5.0"},7.2,{"v":3.5,"d":"3.50"},{"v":0.084,"d":"0.0840"},0.05,11.92]
["March",20,"12AM to 1AM",0,"March 20, 2019 0:00","2019-03-20",{"v":9,"d":"9.0"},7.9,3.9,6.8,3.18,0.0842,0.05,11.89]
["March",20,"1AM to 2AM",1,"March 20, 2019 1:00","2019-03-20T01:00:00",{"v":9,"d":"9.0"},7.9,3.9,6.8,3.18,0.0842,0.05,11.89]
["March",20,"2AM to 3AM",2,"March 20, 2019 2:00","2019-03-20T02:00:00",{"v":7,"d":"7.0"},{"v":6,"d":"6.0"},1.9,6.1,2.61,0.0845,0.04,11.84]
["March",20,"3AM to 4AM",3,"March 20, 2019 3:00","2019-03-20T03:00:00",{"v":10,"d":"10.0"},8.7,3.9,6.8,3.44,{"v":0.084,"d":"0.0840"},0.05,11.92]
["March",20,"4AM to 5AM",4,"March 20, 2019 4:00","2019-03-20T04:00:00",{"v":10,"d":"10.0"},8.7,3.9,6.8,3.44,{"v":0.084,"d":"0.0840"},0.05,11.92]
["March",20,"5AM to 6AM",5,"March 20, 2019 5:00","2019-03-20T05:00:00",8.1,6.8,1.9,6.1,2.87,0.0843,0.04,11.87]
["March",20,"6AM to 7AM",6,"March 20, 2019 6:00","2019-03-20T06:00:00",6.1,5.1,{"v":1,"d":"1.0"},5.9,2.35,0.0847,0.04,11.82]
["March",20,"7AM to 8AM",7,"March 20, 2019 7:00","2019-03-20T07:00:00",{"v":5,"d":"5.0"},{"v":4,"d":"4.0"},{"v":0,"d":"0.0"},5.5,2.04,0.0849,0.04,11.79]
["March",20,"8AM to 9AM",8,"March 20, 2019 8:00","2019-03-20T08:00:00",8.1,6.8,1.9,6.1,2.87,0.0843,0.04,11.87]
["March",20,"9AM to 10AM",9,"March 20, 2019 9:00","2019-03-20T09:00:00",6.1,5.1,{"v":1,"d":"1.0"},5.9,2.35,0.0847,0.04,11.82]
["March",20,"10AM to 11AM",10,"March 20, 2019 10:00","2019-03-20T10:00:00",{"v":9,"d":"9.0"},7.7,{"v":3,"d":"3.0"},6.5,3.14,0.0842,0.04,11.89]
["March",20,"11AM to 12PM",11,"March 20, 2019 11:00","2019-03-20T11:00:00",{"v":12,"d":"12.0"},10.4,{"v":5,"d":"5.0"},7.2,3.98,0.0836,0.05,11.97]
["March",20,"12PM to 1PM",12,"March 20, 2019 12:00","2019-03-20T12:00:00",{"v":14,"d":"14.0"},12.5,8.1,8.4,4.64,0.0833,0.06,12.03]
["March",20,"1PM to 2PM",13,"March 20, 2019 13:00","2019-03-20T13:00:00",{"v":19,"d":"19.0"},{"v":17,"d":"17.0"},{"v":12,"d":"12.0"},10.2,6.14,0.0824,0.07,12.16]
["March",20,"2PM to 3PM",14,"March 20, 2019 14:00","2019-03-20T14:00:00",21.9,19.7,15.1,11.9,7.09,0.0819,0.08,12.24]
["March",20,"3PM to 4PM",15,"March 20, 2019 15:00","2019-03-20T15:00:00",{"v":23,"d":"23.0"},{"v":21,"d":"21.0"},17.1,13.1,7.53,0.0817,0.09,12.27]
["March",20,"4PM to 5PM",16,"March 20, 2019 16:00","2019-03-20T16:00:00",{"v":23,"d":"23.0"},{"v":21,"d":"21.0"},17.1,13.1,7.53,0.0817,0.09,12.27]
["March",20,"5PM to 6PM",17,"March 20, 2019 17:00","2019-03-20T17:00:00",21.9,20.3,17.1,13.1,7.27,0.0819,0.09,12.24]
["March",20,"6PM to 7PM",18,"March 20, 2019 18:00","2019-03-20T18:00:00",{"v":21,"d":"21.0"},18.8,{"v":14,"d":"14.0"},11.3,6.77,{"v":0.082,"d":"0.0820"},0.08,12.21]
["March",20,"7PM to 8PM",19,"March 20, 2019 19:00","2019-03-20T19:00:00",17.1,15.3,10.9,9.7,5.58,0.0827,0.07,12.11]
["March",20,"8PM to 9PM",20,"March 20, 2019 20:00","2019-03-20T20:00:00",{"v":16,"d":"16.0"},14.1,{"v":9,"d":"9.0"},8.8,5.18,0.0829,0.06,12.08]
["March",20,"9PM to 10PM",21,"March 20, 2019 21:00","2019-03-20T21:00:00",15.1,12.8,6.1,7.6,4.78,0.0831,0.05,12.05]
["March",20,"10PM to 11PM",22,"March 20, 2019 22:00","2019-03-20T22:00:00",12.9,11.5,{"v":7,"d":"7.0"},7.9,4.31,0.0835,0.05,{"v":12,"d":"12.00"}]
["March",20,"11PM to 12AM",23,"March 20, 2019 23:00","2019-03-20T23:00:00",{"v":12,"d":"12.0"},10.4,{"v":5,"d":"5.0"},7.2,3.98,0.0836,0.05,11.97]
["March",21,"12AM to 1AM",0,"March 21, 2019 0:00","2019-03-21",{"v":9,"d":"9.0"},7.7,{"v":3,"d":"3.0"},6.5,3.14,0.0842,0.04,11.89]
["March",21,"1AM to 2AM",1,"March 21, 2019 1:00","2019-03-21T01:00:00",6.1,4.8,-0.9,5.3,2.26,0.0847,0.04,11.82]
["March",21,"2AM to 3AM",2,"March 21, 2019 2:00","2019-03-21T02:00:00",{"v":7,"d":"7.0"},5.6,{"v":0,"d":"0.0"},5.5,2.52,0.0845,0.04,11.84]
["March",21,"3AM to 4AM",3,"March 21, 2019 3:00","2019-03-21T03:00:00",3.9,3.4,{"v":1,"d":"1.0"},5.9,1.83,0.0851,0.04,11.76]
["March",21,"4AM to 5AM",4,"March 21, 2019 4:00","2019-03-21T04:00:00",{"v":3,"d":"3.0"},2.3,-0.9,5.3,1.53,0.0853,0.04,11.74]
["March",21,"5AM to 6AM",5,"March 21, 2019 5:00","2019-03-21T05:00:00",{"v":3,"d":"3.0"},2.3,-0.9,5.3,1.53,0.0853,0.04,11.74]
["March",21,"6AM to 7AM",6,"March 21, 2019 6:00","2019-03-21T06:00:00",{"v":3,"d":"3.0"},2.3,-0.9,5.3,1.53,0.0853,0.04,11.74]
["March",21,"7AM to 8AM",7,"March 21, 2019 7:00","2019-03-21T07:00:00",3.9,{"v":3,"d":"3.0"},-0.9,5.3,1.74,0.0851,0.04,11.76]
["March",21,"8AM to 9AM",8,"March 21, 2019 8:00","2019-03-21T08:00:00",{"v":5,"d":"5.0"},3.9,-0.9,5.3,{"v":2,"d":"2.00"},0.0849,0.04,11.79]
["March",21,"9AM to 10AM",9,"March 21, 2019 9:00","2019-03-21T09:00:00",{"v":5,"d":"5.0"},{"v":4,"d":"4.0"},{"v":0,"d":"0.0"},5.5,2.04,0.0849,0.04,11.79]
["March",21,"10AM to 11AM",10,"March 21, 2019 10:00","2019-03-21T10:00:00",{"v":10,"d":"10.0"},8.3,1.9,6.1,3.34,{"v":0.084,"d":"0.0840"},0.04,11.92]
["March",21,"11AM to 12PM",11,"March 21, 2019 11:00","2019-03-21T11:00:00",12.9,11.3,6.1,7.6,4.26,0.0835,0.05,{"v":12,"d":"12.00"}]
["March",21,"12PM to 1PM",12,"March 21, 2019 12:00","2019-03-21T12:00:00",{"v":18,"d":"18.0"},{"v":16,"d":"16.0"},10.9,9.7,5.79,0.0826,0.07,12.13]
["March",21,"1PM to 2PM",13,"March 21, 2019 13:00","2019-03-21T13:00:00",{"v":21,"d":"21.0"},18.8,{"v":14,"d":"14.0"},11.3,6.77,{"v":0.082,"d":"0.0820"},0.08,12.21]
["March",21,"2PM to 3PM",14,"March 21, 2019 14:00","2019-03-21T14:00:00",24.1,21.7,17.1,13.1,7.79,0.0815,0.09,12.29]
["March",21,"3PM to 4PM",15,"March 21, 2019 15:00","2019-03-21T15:00:00",{"v":27,"d":"27.0"},23.8,{"v":18,"d":"18.0"},13.7,8.58,{"v":0.081,"d":"0.0810"},0.09,12.37]
["March",21,"4PM to 5PM",16,"March 21, 2019 16:00","2019-03-21T16:00:00",{"v":25,"d":"25.0"},22.9,{"v":19,"d":"19.0"},14.5,8.21,0.0813,{"v":0.1,"d":"0.10"},12.32]
["March",21,"5PM to 6PM",17,"March 21, 2019 17:00","2019-03-21T17:00:00",26.1,23.5,{"v":19,"d":"19.0"},14.5,8.47,0.0812,{"v":0.1,"d":"0.10"},12.35]
["March",21,"6PM to 7PM",18,"March 21, 2019 18:00","2019-03-21T18:00:00",{"v":25,"d":"25.0"},22.5,{"v":18,"d":"18.0"},13.7,{"v":8.1,"d":"8.10"},0.0813,0.09,12.32]
["March",21,"7PM to 8PM",19,"March 21, 2019 19:00","2019-03-21T19:00:00",{"v":25,"d":"25.0"},22.3,17.1,13.1,8.01,0.0813,0.09,12.32]
["March",21,"8PM to 9PM",20,"March 21, 2019 20:00","2019-03-21T20:00:00",{"v":28,"d":"28.0"},24.2,17.1,13.1,8.74,0.0808,0.09,12.39]
["March",21,"9PM to 10PM",21,"March 21, 2019 21:00","2019-03-21T21:00:00",{"v":28,"d":"28.0"},23.9,{"v":16,"d":"16.0"},12.5,8.64,0.0808,0.08,12.39]
["March",21,"10PM to 11PM",22,"March 21, 2019 22:00","2019-03-21T22:00:00",{"v":27,"d":"27.0"},22.9,15.1,11.9,{"v":8.3,"d":"8.30"},{"v":0.081,"d":"0.0810"},0.08,12.36]
["March",21,"11PM to 12AM",23,"March 21, 2019 23:00","2019-03-21T23:00:00",{"v":23,"d":"23.0"},19.4,10.9,9.7,7.01,0.0817,0.07,12.26]
["March",22,"12AM to 1AM",0,"March 22, 2019 0:00","2019-03-22",{"v":21,"d":"21.0"},18.1,10.9,9.7,6.53,{"v":0.082,"d":"0.0820"},0.07,12.21]
["March",22,"1AM to 2AM",1,{"$f":"A1929&\" \"&B1929&\", \"&$D$5&\" \"&D1929&\":00\"","v":"March 22, 2019 1:00"},{"$f":"DATEVALUE(E1929)+TIMEVALUE(E1929)","v":"2019-03-22T01:00:00"},{"v":19,"d":"19.0"},16.5,{"v":10,"d":"10.0"},9.3,5.99,0.0824,0.06,12.16]
["March",22,"2AM to 3AM",{"$f":"IF(D1929+1>23,0,D1929+1)","v":2},"March 22, 2019 2:00","2019-03-22T02:00:00",{"v":19,"d":"19.0"},{"v":17,"d":"17.0"},{"v":12,"d":"12.0"},10.2,6.14,0.0824,0.07,12.16]
["March",22,"3AM to 4AM",3,"March 22, 2019 3:00","2019-03-22T03:00:00",{"v":18,"d":"18.0"},16.2,{"v":12,"d":"12.0"},10.2,5.88,0.0826,0.07,12.13]
["March",22,"4AM to 5AM",4,"March 22, 2019 4:00","2019-03-22T04:00:00",{"v":18,"d":"18.0"},16.2,{"v":12,"d":"12.0"},10.2,5.88,0.0826,0.07,12.13]
["March",22,"5AM to 6AM",5,"March 22, 2019 5:00","2019-03-22T05:00:00",{"v":19,"d":"19.0"},{"v":17,"d":"17.0"},{"v":12,"d":"12.0"},10.2,6.14,0.0824,0.07,12.16]
["March",22,"6AM to 7AM",6,"March 22, 2019 6:00","2019-03-22T06:00:00",19.9,17.8,12.9,10.7,6.42,0.0822,0.07,12.18]
["March",22,"7AM to 8AM",7,"March 22, 2019 7:00","2019-03-22T07:00:00",{"v":19,"d":"19.0"},17.5,{"v":14,"d":"14.0"},11.3,{"v":6.3,"d":"6.30"},0.0824,0.08,12.16]
["March",22,"8AM to 9AM",8,"March 22, 2019 8:00","2019-03-22T08:00:00",{"v":18,"d":"18.0"},16.2,{"v":12,"d":"12.0"},10.2,5.88,0.0826,0.07,12.13]
["March",22,"9AM to 10AM",9,"March 22, 2019 9:00","2019-03-22T09:00:00",21.9,19.7,15.1,11.9,7.09,0.0819,0.08,12.24]
["March",22,"10AM to 11AM",10,"March 22, 2019 10:00","2019-03-22T10:00:00",{"v":28,"d":"28.0"},24.4,{"v":18,"d":"18.0"},13.7,8.84,0.0808,0.09,{"v":12.4,"d":"12.40"}]
["March",22,"11AM to 12PM",11,"March 22, 2019 11:00","2019-03-22T11:00:00",28.9,25.6,19.9,15.1,9.26,0.0807,{"v":0.1,"d":"0.10"},12.42]
["March",22,"12PM to 1PM",12,"March 22, 2019 12:00","2019-03-22T12:00:00",39.9,33.6,24.1,18.4,12.42,0.0789,0.12,12.71]
["March",22,"1PM to 2PM",13,"March 22, 2019 13:00","2019-03-22T13:00:00",{"v":37,"d":"37.0"},32.9,{"v":27,"d":"27.0"},21.1,12.14,0.0793,0.14,12.65]
["March",22,"2PM to 3PM",14,"March 22, 2019 14:00","2019-03-22T14:00:00",{"v":37,"d":"37.0"},32.9,{"v":27,"d":"27.0"},21.1,12.14,0.0793,0.14,12.65]
["March",22,"3PM to 4PM",15,"March 22, 2019 15:00","2019-03-22T15:00:00",{"v":36,"d":"36.0"},{"v":32,"d":"32.0"},{"v":27,"d":"27.0"},21.1,11.88,0.0795,0.14,12.62]
["March",22,"4PM to 5PM",16,"March 22, 2019 16:00","2019-03-22T16:00:00",35.1,32.1,{"v":28,"d":"28.0"},22.2,11.83,0.0796,0.15,{"v":12.6,"d":"12.60"}]
["March",22,"5PM to 6PM",17,"March 22, 2019 17:00","2019-03-22T17:00:00",37.9,33.1,26.1,20.2,12.22,0.0792,0.14,12.67]
["March",22,"6PM to 7PM",18,"March 22, 2019 18:00","2019-03-22T18:00:00",30.9,28.5,{"v":25,"d":"25.0"},19.2,10.37,0.0803,0.13,12.49]
["March",22,"7PM to 8PM",19,"March 22, 2019 19:00","2019-03-22T19:00:00",{"v":28,"d":"28.0"},25.7,21.9,16.6,9.28,0.0808,0.11,{"v":12.4,"d":"12.40"}]
["March",22,"8PM to 9PM",20,"March 22, 2019 20:00","2019-03-22T20:00:00",26.1,23.8,19.9,15.1,8.57,0.0811,{"v":0.1,"d":"0.10"},12.35]
["March",22,"9PM to 10PM",21,"March 22, 2019 21:00","2019-03-22T21:00:00",24.1,{"v":22,"d":"22.0"},{"v":18,"d":"18.0"},13.7,7.88,0.0815,0.09,{"v":12.3,"d":"12.30"}]
["March",22,"10PM to 11PM",22,"March 22, 2019 22:00","2019-03-22T22:00:00",26.1,22.4,15.1,11.9,8.08,0.0812,0.08,12.34]
["March",22,"11PM to 12AM",23,"March 22, 2019 23:00","2019-03-22T23:00:00",{"v":28,"d":"28.0"},22.9,{"v":12,"d":"12.0"},10.2,{"v":8.3,"d":"8.30"},0.0809,0.07,12.39]
["March",23,"12AM to 1AM",0,"March 23, 2019 0:00","2019-03-23",{"v":28,"d":"28.0"},22.9,{"v":12,"d":"12.0"},10.2,{"v":8.3,"d":"8.30"},0.0809,0.07,12.39]
["March",23,"1AM to 2AM",1,"March 23, 2019 1:00","2019-03-23T01:00:00",{"v":23,"d":"23.0"},19.2,{"v":10,"d":"10.0"},9.3,6.94,0.0817,0.06,12.26]
["March",23,"2AM to 3AM",2,"March 23, 2019 2:00","2019-03-23T02:00:00",24.1,20.3,{"v":12,"d":"12.0"},10.2,7.35,0.0815,0.07,12.29]
["March",23,"3AM to 4AM",3,"March 23, 2019 3:00","2019-03-23T03:00:00",{"v":18,"d":"18.0"},{"v":16,"d":"16.0"},10.9,9.7,5.79,0.0826,0.07,12.13]
["March",23,"4AM to 5AM",4,"March 23, 2019 4:00","2019-03-23T04:00:00",{"v":21,"d":"21.0"},17.6,{"v":9,"d":"9.0"},8.8,6.39,{"v":0.082,"d":"0.0820"},0.06,{"v":12.2,"d":"12.20"}]
["March",23,"5AM to 6AM",5,"March 23, 2019 5:00","2019-03-23T05:00:00",{"v":19,"d":"19.0"},16.3,{"v":9,"d":"9.0"},8.8,5.91,0.0824,0.06,12.15]
["March",23,"6AM to 7AM",6,"March 23, 2019 6:00","2019-03-23T06:00:00",{"v":21,"d":"21.0"},17.6,{"v":9,"d":"9.0"},8.8,6.39,{"v":0.082,"d":"0.0820"},0.06,{"v":12.2,"d":"12.20"}]
["March",23,"7AM to 8AM",7,"March 23, 2019 7:00","2019-03-23T07:00:00",{"v":14,"d":"14.0"},12.2,{"v":7,"d":"7.0"},7.9,4.57,0.0833,0.05,12.02]
["March",23,"8AM to 9AM",8,"March 23, 2019 8:00","2019-03-23T08:00:00",15.1,13.3,8.1,8.4,{"v":4.9,"d":"4.90"},0.0831,0.06,12.05]
["March",23,"9AM to 10AM",9,"March 23, 2019 9:00","2019-03-23T09:00:00",17.1,14.9,{"v":9,"d":"9.0"},8.8,5.44,0.0827,0.06,{"v":12.1,"d":"12.10"}]
["March",23,"10AM to 11AM",10,"March 23, 2019 10:00","2019-03-23T10:00:00",19.9,17.3,10.9,9.7,6.27,0.0822,0.07,12.18]
["March",23,"11AM to 12PM",11,"March 23, 2019 11:00","2019-03-23T11:00:00",21.9,19.4,{"v":14,"d":"14.0"},11.3,6.99,0.0819,0.08,12.23]
["March",23,"12PM to 1PM",12,"March 23, 2019 12:00","2019-03-23T12:00:00",{"v":25,"d":"25.0"},21.9,{"v":16,"d":"16.0"},12.5,{"v":7.9,"d":"7.90"},0.0813,0.08,12.32]
["March",23,"1PM to 2PM",13,"March 23, 2019 13:00","2019-03-23T13:00:00",{"v":28,"d":"28.0"},{"v":25,"d":"25.0"},19.9,15.1,9.05,0.0808,{"v":0.1,"d":"0.10"},{"v":12.4,"d":"12.40"}]
["March",23,"2PM to 3PM",14,"March 23, 2019 14:00","2019-03-23T14:00:00",{"v":39,"d":"39.0"},32.1,{"v":21,"d":"21.0"},15.9,11.82,{"v":0.079,"d":"0.0790"},0.11,12.68]
["March",23,"3PM to 4PM",15,"March 23, 2019 15:00","2019-03-23T15:00:00",{"v":36,"d":"36.0"},29.9,{"v":21,"d":"21.0"},15.9,11.08,0.0795,0.11,{"v":12.6,"d":"12.60"}]
["March",23,"4PM to 5PM",16,"March 23, 2019 16:00","2019-03-23T16:00:00",{"v":34,"d":"34.0"},29.8,24.1,18.4,10.99,0.0798,0.12,12.56]
["March",23,"5PM to 6PM",17,"March 23, 2019 17:00","2019-03-23T17:00:00",33.1,29.3,24.1,18.4,10.77,{"v":0.08,"d":"0.0800"},0.12,12.54]
["March",23,"6PM to 7PM",18,"March 23, 2019 18:00","2019-03-23T18:00:00",30.9,28.1,24.1,18.4,10.25,0.0803,0.12,12.48]
["March",23,"7PM to 8PM",19,"March 23, 2019 19:00","2019-03-23T19:00:00",{"v":32,"d":"32.0"},26.5,17.1,13.1,{"v":9.7,"d":"9.70"},0.0802,0.09,{"v":12.5,"d":"12.50"}]
["March",23,"8PM to 9PM",20,"March 23, 2019 20:00","2019-03-23T20:00:00",{"v":32,"d":"32.0"},26.2,{"v":16,"d":"16.0"},12.5,9.59,0.0802,0.08,12.49]
["March",23,"9PM to 10PM",21,"March 23, 2019 21:00","2019-03-23T21:00:00",{"v":28,"d":"28.0"},23.3,{"v":14,"d":"14.0"},11.3,8.46,0.0808,0.08,12.39]
["March",23,"10PM to 11PM",22,"March 23, 2019 22:00","2019-03-23T22:00:00",24.1,20.3,{"v":12,"d":"12.0"},10.2,7.35,0.0815,0.07,12.29]
["March",23,"11PM to 12AM",23,"March 23, 2019 23:00","2019-03-23T23:00:00",{"v":23,"d":"23.0"},19.9,12.9,10.7,7.16,0.0817,0.07,12.26]
["March",24,"12AM to 1AM",0,"March 24, 2019 0:00","2019-03-24",21.9,18.9,{"v":12,"d":"12.0"},10.2,6.83,0.0819,0.07,12.23]
["March",24,"1AM to 2AM",1,"March 24, 2019 1:00","2019-03-24T01:00:00",19.9,17.3,10.9,9.7,6.27,0.0822,0.07,12.18]
["March",24,"2AM to 3AM",2,"March 24, 2019 2:00","2019-03-24T02:00:00",{"v":21,"d":"21.0"},18.8,{"v":14,"d":"14.0"},11.3,6.77,{"v":0.082,"d":"0.0820"},0.08,12.21]
["March",24,"3AM to 4AM",3,"March 24, 2019 3:00","2019-03-24T03:00:00",15.1,13.7,{"v":10,"d":"10.0"},9.3,5.04,0.0831,0.06,12.05]
["March",24,"4AM to 5AM",4,"March 24, 2019 4:00","2019-03-24T04:00:00",{"v":14,"d":"14.0"},12.7,{"v":9,"d":"9.0"},8.8,{"v":4.7,"d":"4.70"},0.0833,0.06,12.03]
["March",24,"5AM to 6AM",5,"March 24, 2019 5:00","2019-03-24T05:00:00",12.9,11.7,8.1,8.4,4.38,0.0835,0.06,{"v":12,"d":"12.00"}]
["March",24,"6AM to 7AM",6,"March 24, 2019 6:00","2019-03-24T06:00:00",{"v":14,"d":"14.0"},12.7,{"v":9,"d":"9.0"},8.8,{"v":4.7,"d":"4.70"},0.0833,0.06,12.03]
["March",24,"7AM to 8AM",7,"March 24, 2019 7:00","2019-03-24T07:00:00",{"v":12,"d":"12.0"},10.8,{"v":7,"d":"7.0"},7.9,{"v":4.1,"d":"4.10"},0.0836,0.05,11.97]
["March",24,"8AM to 9AM",8,"March 24, 2019 8:00","2019-03-24T08:00:00",{"v":12,"d":"12.0"},10.8,{"v":7,"d":"7.0"},7.9,{"v":4.1,"d":"4.10"},0.0836,0.05,11.97]
["March",24,"9AM to 10AM",9,"March 24, 2019 9:00","2019-03-24T09:00:00",12.9,11.7,8.1,8.4,4.38,0.0835,0.06,{"v":12,"d":"12.00"}]
["March",24,"10AM to 11AM",10,"March 24, 2019 10:00","2019-03-24T10:00:00",15.1,13.7,{"v":10,"d":"10.0"},9.3,5.04,0.0831,0.06,12.05]
["March",24,"11AM to 12PM",11,"March 24, 2019 11:00","2019-03-24T11:00:00",{"v":21,"d":"21.0"},19.1,15.1,11.9,6.87,{"v":0.082,"d":"0.0820"},0.08,12.21]
["March",24,"12PM to 1PM",12,"March 24, 2019 12:00","2019-03-24T12:00:00",26.1,23.5,{"v":19,"d":"19.0"},14.5,8.47,0.0812,{"v":0.1,"d":"0.10"},12.35]
["March",24,"1PM to 2PM",13,"March 24, 2019 13:00","2019-03-24T13:00:00",{"v":30,"d":"30.0"},27.6,24.1,18.4,10.03,0.0805,0.12,12.46]
["March",24,"2PM to 3PM",14,"March 24, 2019 14:00","2019-03-24T14:00:00",33.1,30.4,{"v":27,"d":"27.0"},21.1,11.18,0.0799,0.14,12.55]
["March",24,"3PM to 4PM",15,"March 24, 2019 15:00","2019-03-24T15:00:00",{"v":34,"d":"34.0"},30.9,{"v":27,"d":"27.0"},21.1,{"v":11.4,"d":"11.40"},0.0798,0.14,12.57]
["March",24,"4PM to 5PM",16,"March 24, 2019 16:00","2019-03-24T16:00:00",{"v":36,"d":"36.0"},{"v":32,"d":"32.0"},{"v":27,"d":"27.0"},21.1,11.88,0.0795,0.14,12.62]
["March",24,"5PM to 6PM",17,{"$f":"A1993&\" \"&B1993&\", \"&$D$5&\" \"&D1993&\":00\"","v":"March 24, 2019 17:00"},{"$f":"DATEVALUE(E1993)+TIMEVALUE(E1993)","v":"2019-03-24T17:00:00"},{"v":37,"d":"37.0"},32.6,26.1,20.2,{"v":12,"d":"12.00"},0.0793,0.14,12.64]
["March",24,"6PM to 7PM",{"$f":"IF(D1993+1>23,0,D1993+1)","v":18},"March 24, 2019 18:00","2019-03-24T18:00:00",30.9,28.9,26.1,20.2,10.53,0.0803,0.14,12.49]
["March",24,"7PM to 8PM",19,"March 24, 2019 19:00","2019-03-24T19:00:00",{"v":30,"d":"30.0"},27.9,{"v":25,"d":"25.0"},19.2,10.16,0.0805,0.13,12.46]
["March",24,"8PM to 9PM",20,"March 24, 2019 20:00","2019-03-24T20:00:00",{"v":27,"d":"27.0"},24.7,{"v":21,"d":"21.0"},15.9,8.91,{"v":0.081,"d":"0.0810"},0.11,12.38]
["March",24,"9PM to 10PM",21,"March 24, 2019 21:00","2019-03-24T21:00:00",26.1,24.9,{"v":23,"d":"23.0"},17.5,8.94,0.0811,0.12,12.36]
["March",24,"10PM to 11PM",22,"March 24, 2019 22:00","2019-03-24T22:00:00",{"v":27,"d":"27.0"},{"v":25,"d":"25.0"},21.9,16.6,9.02,{"v":0.081,"d":"0.0810"},0.11,12.38]
["March",24,"11PM to 12AM",23,"March 24, 2019 23:00","2019-03-24T23:00:00",{"v":23,"d":"23.0"},21.9,19.9,15.1,7.83,0.0817,{"v":0.1,"d":"0.10"},12.27]
["March",25,"12AM to 1AM",0,"March 25, 2019 0:00","2019-03-25",24.1,{"v":23,"d":"23.0"},{"v":21,"d":"21.0"},15.9,8.22,0.0815,0.11,{"v":12.3,"d":"12.30"}]
["March",25,"1AM to 2AM",1,"March 25, 2019 1:00","2019-03-25T01:00:00",{"v":28,"d":"28.0"},25.7,21.9,16.6,9.28,0.0808,0.11,{"v":12.4,"d":"12.40"}]
["March",25,"5AM to 6AM",5,"March 25, 2019 5:00","2019-03-25T05:00:00",{"v":30,"d":"30.0"},27.9,{"v":25,"d":"25.0"},19.2,10.16,0.0805,0.13,12.46]
["March",25,"8AM to 9AM",8,"March 25, 2019 8:00","2019-03-25T08:00:00",{"v":34,"d":"34.0"},32.3,{"v":30,"d":"30.0"},24.3,{"v":11.9,"d":"11.90"},0.0798,0.16,12.58]
["March",25,"12PM to 1PM",12,"March 25, 2019 12:00","2019-03-25T12:00:00",37.9,34.2,28.9,23.1,12.67,0.0792,0.16,12.68]
["March",25,"3PM to 4PM",15,"March 25, 2019 15:00","2019-03-25T15:00:00",{"v":39,"d":"39.0"},35.2,{"v":30,"d":"30.0"},24.3,13.12,{"v":0.079,"d":"0.0790"},0.16,12.71]
["March",25,"6PM to 7PM",18,"March 25, 2019 18:00","2019-03-25T18:00:00",{"v":39,"d":"39.0"},35.2,{"v":30,"d":"30.0"},24.3,13.12,{"v":0.079,"d":"0.0790"},0.16,12.71]
["March",25,"7PM to 8PM",19,"March 25, 2019 19:00","2019-03-25T19:00:00",37.9,34.6,{"v":30,"d":"30.0"},24.3,12.85,0.0791,0.16,12.68]
["March",25,"10PM to 11PM",22,"March 25, 2019 22:00","2019-03-25T22:00:00",35.1,33.3,30.9,25.4,12.32,0.0796,0.17,12.61]
["March",26,"3AM to 4AM",3,"March 26, 2019 3:00","2019-03-26T03:00:00",{"v":36,"d":"36.0"},33.8,30.9,25.4,12.54,0.0795,0.17,12.63]
["March",26,"6AM to 7AM",6,"March 26, 2019 6:00","2019-03-26T06:00:00",33.1,32.2,30.9,25.4,11.84,0.0799,0.17,12.56]
["March",26,"9AM to 10AM",9,"March 26, 2019 9:00","2019-03-26T09:00:00",30.9,{"v":30,"d":"30.0"},28.9,23.1,10.98,0.0803,0.16,{"v":12.5,"d":"12.50"}]
["March",26,"1PM to 2PM",13,"March 26, 2019 13:00","2019-03-26T13:00:00",39.9,36.5,{"v":32,"d":"32.0"},26.7,13.69,0.0788,0.18,12.74]
["March",26,"4PM to 5PM",16,"March 26, 2019 16:00","2019-03-26T16:00:00",37.9,{"v":35,"d":"35.0"},30.9,25.4,13.01,0.0791,0.17,12.68]
["March",26,"7PM to 8PM",19,"March 26, 2019 19:00","2019-03-26T19:00:00",{"v":37,"d":"37.0"},34.1,{"v":30,"d":"30.0"},24.3,12.64,0.0793,0.16,12.66]
["March",26,"11PM to 12AM",23,"March 26, 2019 23:00","2019-03-26T23:00:00",{"v":36,"d":"36.0"},33.5,{"v":30,"d":"30.0"},24.3,12.38,0.0795,0.16,12.63]
["March",27,"12AM to 1AM",0,"March 27, 2019 0:00","2019-03-27",35.1,33.3,30.9,25.4,12.32,0.0796,0.17,12.61]
["March",27,"4AM to 5AM",4,"March 27, 2019 4:00","2019-03-27T04:00:00",35.1,33.8,{"v":32,"d":"32.0"},26.7,12.52,0.0796,0.18,12.61]
["March",27,"7AM to 8AM",7,"March 27, 2019 7:00","2019-03-27T07:00:00",35.1,33.3,30.9,25.4,12.32,0.0796,0.17,12.61]
["March",27,"10AM to 11AM",{"$f":"IF(D2057+1>23,0,D2057+1)","v":10},"March 27, 2019 10:00","2019-03-27T10:00:00",{"v":37,"d":"37.0"},34.9,{"v":32,"d":"32.0"},26.7,{"v":13,"d":"13.00"},0.0793,0.18,12.66]
["March",27,"2PM to 3PM",14,"March 27, 2019 14:00","2019-03-27T14:00:00",37.9,36.2,{"v":34,"d":"34.0"},28.9,13.56,0.0791,{"v":0.2,"d":"0.20"},12.69]
["March",27,"5PM to 6PM",17,"March 27, 2019 17:00","2019-03-27T17:00:00",35.1,34.2,33.1,27.9,{"v":12.7,"d":"12.70"},0.0796,0.19,12.62]
["March",27,"6PM to 7PM",18,"March 27, 2019 18:00","2019-03-27T18:00:00",35.1,34.6,{"v":34,"d":"34.0"},28.9,12.86,0.0796,{"v":0.2,"d":"0.20"},12.62]
["March",28,"12AM to 1AM",0,"March 28, 2019 0:00","2019-03-28",33.1,32.6,{"v":32,"d":"32.0"},26.7,12.04,0.0799,0.18,12.56]
["March",28,"1AM to 2AM",1,"March 28, 2019 1:00","2019-03-28T01:00:00",{"v":32,"d":"32.0"},31.5,30.9,25.4,11.58,0.0801,0.17,12.53]
["March",28,"5AM to 6AM",5,"March 28, 2019 5:00","2019-03-28T05:00:00",33.1,32.6,{"v":32,"d":"32.0"},26.7,12.04,0.0799,0.18,12.56]
["March",28,"8AM to 9AM",8,"March 28, 2019 8:00","2019-03-28T08:00:00",33.1,32.6,{"v":32,"d":"32.0"},26.7,12.04,0.0799,0.18,12.56]
["March",28,"11AM to 12PM",11,"March 28, 2019 11:00","2019-03-28T11:00:00",{"v":37,"d":"37.0"},34.5,30.9,25.4,{"v":12.8,"d":"12.80"},0.0793,0.17,12.66]
["March",28,"3PM to 4PM",15,"March 28, 2019 15:00","2019-03-28T15:00:00",35.1,33.8,{"v":32,"d":"32.0"},26.7,12.52,0.0796,0.18,12.61]
["March",28,"6PM to 7PM",18,"March 28, 2019 18:00","2019-03-28T18:00:00",33.1,32.6,{"v":32,"d":"32.0"},26.7,12.04,0.0799,0.18,12.56]
["March",28,"9PM to 10PM",21,"March 28, 2019 21:00","2019-03-28T21:00:00",{"v":32,"d":"32.0"},{"v":32,"d":"32.0"},{"v":32,"d":"32.0"},26.7,11.78,0.0801,0.18,12.53]
["March",28,"11PM to 12AM",23,"March 28, 2019 23:00","2019-03-28T23:00:00",33.1,32.6,{"v":32,"d":"32.0"},26.7,12.04,0.0799,0.18,12.56]
["March",29,"2AM to 3AM",2,"March 29, 2019 2:00","2019-03-29T02:00:00",{"v":32,"d":"32.0"},{"v":32,"d":"32.0"},{"v":32,"d":"32.0"},26.7,11.78,0.0801,0.18,12.53]
["March",29,"6AM to 7AM",6,"March 29, 2019 6:00","2019-03-29T06:00:00",{"v":32,"d":"32.0"},31.5,30.9,25.4,11.58,0.0801,0.17,12.53]
["March",29,"9AM to 10AM",9,"March 29, 2019 9:00","2019-03-29T09:00:00",33.1,32.6,{"v":32,"d":"32.0"},26.7,12.04,0.0799,0.18,12.56]
["March",29,"12PM to 1PM",12,"March 29, 2019 12:00","2019-03-29T12:00:00",{"v":34,"d":"34.0"},33.6,33.1,27.9,12.44,0.0798,0.19,12.59]
["March",29,"4PM to 5PM",16,"March 29, 2019 16:00","2019-03-29T16:00:00",{"v":34,"d":"34.0"},33.2,{"v":32,"d":"32.0"},26.7,12.26,0.0798,0.18,12.58]
["March",29,"7PM to 8PM",19,"March 29, 2019 19:00","2019-03-29T19:00:00",{"v":32,"d":"32.0"},{"v":32,"d":"32.0"},{"v":32,"d":"32.0"},26.7,11.78,0.0801,0.18,12.53]
["March",29,"10PM to 11PM",22,"March 29, 2019 22:00","2019-03-29T22:00:00",{"v":32,"d":"32.0"},31.5,30.9,25.4,11.58,0.0801,0.17,12.53]
["March",30,"12AM to 1AM",0,"March 30, 2019 0:00","2019-03-30",{"v":32,"d":"32.0"},{"v":32,"d":"32.0"},{"v":32,"d":"32.0"},26.7,11.78,0.0801,0.18,12.53]
["March",30,"3AM to 4AM",3,"March 30, 2019 3:00","2019-03-30T03:00:00",30.9,30.9,30.9,25.4,11.32,0.0803,0.17,{"v":12.5,"d":"12.50"}]
["March",30,"7AM to 8AM",7,"March 30, 2019 7:00","2019-03-30T07:00:00",{"v":30,"d":"30.0"},{"v":30,"d":"30.0"},{"v":30,"d":"30.0"},24.3,10.94,0.0804,0.16,12.48]
["March",30,"10AM to 11AM",10,"March 30, 2019 10:00","2019-03-30T10:00:00",30.9,30.5,{"v":30,"d":"30.0"},24.3,11.16,0.0803,0.16,{"v":12.5,"d":"12.50"}]
["March",30,"2PM to 3PM",14,"March 30, 2019 14:00","2019-03-30T14:00:00",30.9,30.5,{"v":30,"d":"30.0"},24.3,11.16,0.0803,0.16,{"v":12.5,"d":"12.50"}]
["March",30,"5PM to 6PM",17,"March 30, 2019 17:00","2019-03-30T17:00:00",{"v":28,"d":"28.0"},27.2,26.1,20.2,9.83,0.0808,0.14,12.41]
["March",30,"7PM to 8PM",19,"March 30, 2019 19:00","2019-03-30T19:00:00",{"v":25,"d":"25.0"},{"v":25,"d":"25.0"},{"v":25,"d":"25.0"},19.2,8.94,0.0813,0.13,12.33]
["March",30,"10PM to 11PM",22,"March 30, 2019 22:00","2019-03-30T22:00:00",{"v":23,"d":"23.0"},22.6,21.9,16.6,8.06,0.0816,0.11,12.28]
["March",31,"1AM to 2AM",1,"March 31, 2019 1:00","2019-03-31T01:00:00",{"v":19,"d":"19.0"},18.4,17.1,13.1,6.58,0.0823,0.09,12.17]
["March",31,"4AM to 5AM",4,"March 31, 2019 4:00","2019-03-31T04:00:00",{"v":16,"d":"16.0"},15.1,12.9,10.7,5.47,0.0829,0.07,12.08]
["March",31,"8AM to 9AM",8,"March 31, 2019 8:00","2019-03-31T08:00:00",15.1,13.5,{"v":9,"d":"9.0"},8.8,4.96,0.0831,0.06,12.05]
["March",31,"11AM to 12PM",11,"March 31, 2019 11:00","2019-03-31T11:00:00",17.1,15.3,10.9,9.7,5.58,0.0827,0.07,12.11]
["March",31,"3PM to 4PM",15,"March 31, 2019 15:00","2019-03-31T15:00:00",{"v":18,"d":"18.0"},{"v":16,"d":"16.0"},10.9,9.7,5.79,0.0826,0.07,12.13]
["March",31,"6PM to 7PM",18,"March 31, 2019 18:00","2019-03-31T18:00:00",18.9,17.1,12.9,10.7,6.16,0.0824,0.07,12.15]
["March",31,"8PM to 9PM",20,"March 31, 2019 20:00","2019-03-31T20:00:00",17.6,16.5,13.8,11.2,5.94,0.0826,0.08,12.12]
["March",31,"11PM to 12AM",23,"March 31, 2019 23:00","2019-03-31T23:00:00",21.9,20.4,17.2,13.3,7.29,0.0819,0.09,12.24]
["April",1,"2AM to 3AM",2,"April 1, 2019 2:00","2019-04-01T02:00:00",30.4,27.7,23.7,18.1,10.07,0.0804,0.12,12.47]
["April",1,"6AM to 7AM",6,"April 1, 2019 6:00","2019-04-01T06:00:00",{"v":39,"d":"39.0"},35.2,{"v":30,"d":"30.0"},24.3,13.12,{"v":0.079,"d":"0.0790"},0.16,12.71]
["April",1,"9AM to 10AM",9,"April 1, 2019 9:00","2019-04-01T09:00:00",37.9,34.6,{"v":30,"d":"30.0"},24.3,12.85,0.0791,0.16,12.68]
["April",1,"12PM to 1PM",12,"April 1, 2019 12:00","2019-04-01T12:00:00",42.1,37.3,30.9,25.4,14.01,0.0785,0.17,12.79]
["April",1,"4PM to 5PM",16,"April 1, 2019 16:00","2019-04-01T16:00:00",{"v":43,"d":"43.0"},38.2,{"v":32,"d":"32.0"},26.7,14.43,0.0783,0.18,12.81]
["April",1,"5PM to 6PM",17,{"$f":"A2185&\" \"&B2185&\", \"&$D$5&\" \"&D2185&\":00\"","v":"April 1, 2019 17:00"},{"$f":"DATEVALUE(E2185)+TIMEVALUE(E2185)","v":"2019-04-01T17:00:00"},44.1,{"v":38,"d":"38.0"},{"v":30,"d":"30.0"},24.3,14.33,0.0782,0.16,12.83]
["April",1,"11PM to 12AM",23,"April 1, 2019 23:00","2019-04-01T23:00:00",{"v":36,"d":"36.0"},33.5,{"v":30,"d":"30.0"},24.3,12.38,0.0795,0.16,12.63]
["April",2,"12AM to 1AM",0,"April 2, 2019 0:00","2019-04-02",{"v":34,"d":"34.0"},32.7,30.9,25.4,12.06,0.0798,0.17,12.58]
["April",2,"3AM to 4AM",3,"April 2, 2019 3:00","2019-04-02T03:00:00",{"v":32,"d":"32.0"},29.8,{"v":27,"d":"27.0"},21.1,10.92,0.0801,0.14,12.52]
["April",2,"7AM to 8AM",7,"April 2, 2019 7:00","2019-04-02T07:00:00",{"v":28,"d":"28.0"},26.8,{"v":25,"d":"25.0"},19.2,9.68,0.0808,0.13,12.41]
["April",2,"10AM to 11AM",10,"April 2, 2019 10:00","2019-04-02T10:00:00",{"v":34,"d":"34.0"},31.7,28.9,23.1,11.71,0.0798,0.16,12.57]
["April",2,"1PM to 2PM",13,"April 2, 2019 13:00","2019-04-02T13:00:00",{"v":37,"d":"37.0"},34.9,{"v":32,"d":"32.0"},26.7,{"v":13,"d":"13.00"},0.0793,0.18,12.66]
["April",2,"5PM to 6PM",17,"April 2, 2019 17:00","2019-04-02T17:00:00",39.9,37.8,35.1,30.2,14.23,0.0788,{"v":0.2,"d":"0.20"},12.75]
["April",2,"6PM to 7PM",18,"April 2, 2019 18:00","2019-04-02T18:00:00",37.9,35.4,{"v":32,"d":"32.0"},26.7,13.21,0.0791,0.18,12.69]
["April",3,"12AM to 1AM",0,"April 3, 2019 0:00","2019-04-03",35.1,33.3,30.9,25.4,12.32,0.0796,0.17,12.61]
["April",3,"1AM to 2AM",1,"April 3, 2019 1:00","2019-04-03T01:00:00",{"v":34,"d":"34.0"},32.7,30.9,25.4,12.06,0.0798,0.17,12.58]
["April",3,"4AM to 5AM",4,"April 3, 2019 4:00","2019-04-03T04:00:00",{"v":34,"d":"34.0"},31.7,28.9,23.1,11.71,0.0798,0.16,12.57]
["April",3,"8AM to 9AM",8,"April 3, 2019 8:00","2019-04-03T08:00:00",{"v":32,"d":"32.0"},30.6,28.9,23.1,11.24,0.0801,0.16,12.52]
["April",3,"11AM to 12PM",11,"April 3, 2019 11:00","2019-04-03T11:00:00",33.1,30.8,{"v":28,"d":"28.0"},22.2,11.35,0.0799,0.15,12.55]
["April",3,"2PM to 3PM",14,"April 3, 2019 14:00","2019-04-03T14:00:00",{"v":34,"d":"34.0"},32.7,30.9,25.4,12.06,0.0798,0.17,12.58]
["April",3,"7PM to 8PM",19,"April 3, 2019 19:00","2019-04-03T19:00:00",{"v":34,"d":"34.0"},33.2,{"v":32,"d":"32.0"},26.7,12.26,0.0798,0.18,12.58]
["April",3,"10PM to 11PM",22,"April 3, 2019 22:00","2019-04-03T22:00:00",30.9,29.2,{"v":27,"d":"27.0"},21.1,10.66,0.0803,0.14,12.49]
["April",3,"11PM to 12AM",23,"April 3, 2019 23:00","2019-04-03T23:00:00",30.9,28.9,26.1,20.2,10.53,0.0803,0.14,12.49]
["April",4,"2AM to 3AM",2,"April 4, 2019 2:00","2019-04-04T02:00:00",{"v":28,"d":"28.0"},26.8,{"v":25,"d":"25.0"},19.2,9.68,0.0808,0.13,12.41]
["April",4,"5AM to 6AM",5,"April 4, 2019 5:00","2019-04-04T05:00:00",26.1,24.5,21.9,16.6,{"v":8.8,"d":"8.80"},0.0811,0.11,12.35]
["April",4,"9AM to 10AM",9,{"$f":"A2249&\" \"&B2249&\", \"&$D$5&\" \"&D2249&\":00\"","v":"April 4, 2019 9:00"},{"$f":"DATEVALUE(E2249)+TIMEVALUE(E2249)","v":"2019-04-04T09:00:00"},26.1,24.9,{"v":23,"d":"23.0"},17.5,8.94,0.0811,0.12,12.36]
["April",4,"12PM to 1PM",12,"April 4, 2019 12:00","2019-04-04T12:00:00",{"v":34,"d":"34.0"},31.7,28.9,23.1,11.71,0.0798,0.16,12.57]
["April",4,"3PM to 4PM",15,"April 4, 2019 15:00","2019-04-04T15:00:00",{"v":36,"d":"36.0"},34.3,{"v":32,"d":"32.0"},26.7,12.74,0.0794,0.18,12.64]
["April",4,"8PM to 9PM",20,"April 4, 2019 20:00","2019-04-04T20:00:00",{"v":34,"d":"34.0"},32.7,30.9,25.4,12.06,0.0798,0.17,12.58]
["April",4,"11PM to 12AM",23,"April 4, 2019 23:00","2019-04-04T23:00:00",{"v":30,"d":"30.0"},28.7,{"v":27,"d":"27.0"},21.1,10.44,0.0804,0.14,12.47]
["April",5,"12AM to 1AM",0,"April 5, 2019 0:00","2019-04-05",{"v":30,"d":"30.0"},28.4,26.1,20.2,10.31,0.0805,0.14,12.47]
["April",5,"3AM to 4AM",3,"April 5, 2019 3:00","2019-04-05T03:00:00",30.9,{"v":30,"d":"30.0"},28.9,23.1,10.98,0.0803,0.16,{"v":12.5,"d":"12.50"}]
["April",5,"6AM to 7AM",6,"April 5, 2019 6:00","2019-04-05T06:00:00",{"v":28,"d":"28.0"},27.6,{"v":27,"d":"27.0"},21.1,9.97,0.0808,0.14,12.42]
["April",5,"10AM to 11AM",10,"April 5, 2019 10:00","2019-04-05T10:00:00",33.1,31.7,{"v":30,"d":"30.0"},24.3,11.68,0.0799,0.16,12.56]
["April",5,"1PM to 2PM",13,"April 5, 2019 13:00","2019-04-05T13:00:00",44.1,39.5,{"v":34,"d":"34.0"},28.9,15.04,0.0782,{"v":0.2,"d":"0.20"},12.85]
["April",5,"5PM to 6PM",17,"April 5, 2019 17:00","2019-04-05T17:00:00",37.9,35.9,33.1,27.9,{"v":13.4,"d":"13.40"},0.0791,0.19,12.69]
["April",5,"9PM to 10PM",21,"April 5, 2019 21:00","2019-04-05T21:00:00",{"v":32,"d":"32.0"},31.1,{"v":30,"d":"30.0"},24.3,11.42,0.0801,0.16,12.53]
["April",6,"12AM to 1AM",0,"April 6, 2019 0:00","2019-04-06",28.9,27.7,26.1,20.2,10.05,0.0806,0.14,12.44]
["April",6,"1AM to 2AM",1,"April 6, 2019 1:00","2019-04-06T01:00:00",{"v":28,"d":"28.0"},26.8,{"v":25,"d":"25.0"},19.2,9.68,0.0808,0.13,12.41]
["April",6,"4AM to 5AM",4,"April 6, 2019 4:00","2019-04-06T04:00:00",{"v":25,"d":"25.0"},23.8,21.9,16.6,8.54,0.0813,0.11,12.33]
["April",6,"7AM to 8AM",7,"April 6, 2019 7:00","2019-04-06T07:00:00",{"v":25,"d":"25.0"},24.2,{"v":23,"d":"23.0"},17.5,8.68,0.0813,0.12,12.33]
["April",6,"11AM to 12PM",11,"April 6, 2019 11:00","2019-04-06T11:00:00",{"v":27,"d":"27.0"},26.6,26.1,20.2,9.57,{"v":0.081,"d":"0.0810"},0.14,12.39]
["April",6,"2PM to 3PM",14,"April 6, 2019 14:00","2019-04-06T14:00:00",{"v":30,"d":"30.0"},27.6,24.1,18.4,10.03,0.0805,0.12,12.46]
["April",6,"6PM to 7PM",18,"April 6, 2019 18:00","2019-04-06T18:00:00",{"v":32,"d":"32.0"},30.6,28.9,23.1,11.24,0.0801,0.16,12.52]
["April",6,"10PM to 11PM",22,"April 6, 2019 22:00","2019-04-06T22:00:00",30.9,{"v":30,"d":"30.0"},28.9,23.1,10.98,0.0803,0.16,{"v":12.5,"d":"12.50"}]
["April",7,"1AM to 2AM",1,{"$f":"A2313&\" \"&B2313&\", \"&$D$5&\" \"&D2313&\":00\"","v":"April 7, 2019 1:00"},{"$f":"DATEVALUE(E2313)+TIMEVALUE(E2313)","v":"2019-04-07T01:00:00"},30.9,29.7,{"v":28,"d":"28.0"},22.2,10.83,0.0803,0.15,12.49]
["April",7,"2AM to 3AM",{"$f":"IF(D2313+1>23,0,D2313+1)","v":2},"April 7, 2019 2:00","2019-04-07T02:00:00",30.9,30.5,{"v":30,"d":"30.0"},24.3,11.16,0.0803,0.16,{"v":12.5,"d":"12.50"}]
["April",7,"5AM to 6AM",5,"April 7, 2019 5:00","2019-04-07T05:00:00",{"v":34,"d":"34.0"},32.7,30.9,25.4,12.06,0.0798,0.17,12.58]
["April",7,"8AM to 9AM",8,"April 7, 2019 8:00","2019-04-07T08:00:00",35.1,33.8,{"v":32,"d":"32.0"},26.7,12.52,0.0796,0.18,12.61]
["April",7,"12PM to 1PM",12,"April 7, 2019 12:00","2019-04-07T12:00:00",33.1,31.7,{"v":30,"d":"30.0"},24.3,11.68,0.0799,0.16,12.56]
["April",7,"3PM to 4PM",15,"April 7, 2019 15:00","2019-04-07T15:00:00",{"v":32,"d":"32.0"},31.1,{"v":30,"d":"30.0"},24.3,11.42,0.0801,0.16,12.53]
["April",7,"8PM to 9PM",20,"April 7, 2019 20:00","2019-04-07T20:00:00",33.1,32.2,30.9,25.4,11.84,0.0799,0.17,12.56]
["April",7,"11PM to 12AM",23,"April 7, 2019 23:00","2019-04-07T23:00:00",30.9,30.5,{"v":30,"d":"30.0"},24.3,11.16,0.0803,0.16,{"v":12.5,"d":"12.50"}]
["April",8,"2AM to 3AM",2,"April 8, 2019 2:00","2019-04-08T02:00:00",30.9,29.7,{"v":28,"d":"28.0"},22.2,10.83,0.0803,0.15,12.49]
["April",8,"3AM to 4AM",3,"April 8, 2019 3:00","2019-04-08T03:00:00",28.9,27.7,26.1,20.2,10.05,0.0806,0.14,12.44]
["April",8,"6AM to 7AM",6,"April 8, 2019 6:00","2019-04-08T06:00:00",24.1,23.3,21.9,16.6,8.32,0.0815,0.11,{"v":12.3,"d":"12.30"}]
["April",8,"10AM to 11AM",10,"April 8, 2019 10:00","2019-04-08T10:00:00",28.9,27.7,26.1,20.2,10.05,0.0806,0.14,12.44]
["April",8,"1PM to 2PM",13,"April 8, 2019 13:00","2019-04-08T13:00:00",{"v":30,"d":"30.0"},27.2,{"v":23,"d":"23.0"},17.5,9.89,0.0805,0.12,12.46]
["April",8,"4PM to 5PM",16,"April 8, 2019 16:00","2019-04-08T16:00:00",{"v":34,"d":"34.0"},28.2,{"v":19,"d":"19.0"},14.5,10.38,0.0798,{"v":0.1,"d":"0.10"},12.55]
["April",8,"9PM to 10PM",21,"April 8, 2019 21:00","2019-04-08T21:00:00",{"v":28,"d":"28.0"},26.5,24.1,18.4,9.56,0.0808,0.12,12.41]
["April",9,"12AM to 1AM",0,"April 9, 2019 0:00","2019-04-09",{"v":28,"d":"28.0"},26.1,{"v":23,"d":"23.0"},17.5,9.41,0.0808,0.12,12.41]
["April",9,"3AM to 4AM",3,"April 9, 2019 3:00","2019-04-09T03:00:00",{"v":27,"d":"27.0"},25.4,{"v":23,"d":"23.0"},17.5,9.15,{"v":0.081,"d":"0.0810"},0.12,12.38]
["April",9,"4AM to 5AM",4,"April 9, 2019 4:00","2019-04-09T04:00:00",{"v":27,"d":"27.0"},25.4,{"v":23,"d":"23.0"},17.5,9.15,{"v":0.081,"d":"0.0810"},0.12,12.38]
["April",9,"7AM to 8AM",7,"April 9, 2019 7:00","2019-04-09T07:00:00",{"v":27,"d":"27.0"},25.4,{"v":23,"d":"23.0"},17.5,9.15,{"v":0.081,"d":"0.0810"},0.12,12.38]
["April",9,"11AM to 12PM",11,"April 9, 2019 11:00","2019-04-09T11:00:00",{"v":30,"d":"30.0"},26.2,19.9,15.1,9.52,0.0805,{"v":0.1,"d":"0.10"},12.45]
["April",9,"1PM to 2PM",13,"April 9, 2019 13:00","2019-04-09T13:00:00",30.9,28.5,{"v":25,"d":"25.0"},19.2,10.37,0.0803,0.13,12.49]
["April",9,"6PM to 7PM",{"$f":"IF(D2377+1>23,0,D2377+1)","v":18},"April 9, 2019 18:00","2019-04-09T18:00:00",{"v":30,"d":"30.0"},27.6,24.1,18.4,10.03,0.0805,0.12,12.46]
["April",9,"10PM to 11PM",22,"April 9, 2019 22:00","2019-04-09T22:00:00",{"v":28,"d":"28.0"},26.8,{"v":25,"d":"25.0"},19.2,9.68,0.0808,0.13,12.41]
["April",10,"1AM to 2AM",1,"April 10, 2019 1:00","2019-04-10T01:00:00",28.9,28.6,{"v":28,"d":"28.0"},22.2,10.35,0.0806,0.15,12.44]
["April",10,"4AM to 5AM",4,"April 10, 2019 4:00","2019-04-10T04:00:00",28.9,28.6,{"v":28,"d":"28.0"},22.2,10.35,0.0806,0.15,12.44]
["April",10,"5AM to 6AM",5,"April 10, 2019 5:00","2019-04-10T05:00:00",28.9,28.6,{"v":28,"d":"28.0"},22.2,10.35,0.0806,0.15,12.44]
["April",10,"8AM to 9AM",8,"April 10, 2019 8:00","2019-04-10T08:00:00",30.9,{"v":30,"d":"30.0"},28.9,23.1,10.98,0.0803,0.16,{"v":12.5,"d":"12.50"}]
["April",10,"12PM to 1PM",12,"April 10, 2019 12:00","2019-04-10T12:00:00",{"v":32,"d":"32.0"},31.5,30.9,25.4,11.58,0.0801,0.17,12.53]
["April",10,"2PM to 3PM",14,"April 10, 2019 14:00","2019-04-10T14:00:00",33.1,32.2,30.9,25.4,11.84,0.0799,0.17,12.56]
["April",10,"7PM to 8PM",19,"April 10, 2019 19:00","2019-04-10T19:00:00",{"v":32,"d":"32.0"},{"v":32,"d":"32.0"},{"v":32,"d":"32.0"},26.7,11.78,0.0801,0.18,12.53]
["April",10,"11PM to 12AM",23,"April 10, 2019 23:00","2019-04-10T23:00:00",{"v":27,"d":"27.0"},25.4,{"v":23,"d":"23.0"},17.5,9.15,{"v":0.081,"d":"0.0810"},0.12,12.38]
["April",11,"2AM to 3AM",2,"April 11, 2019 2:00","2019-04-11T02:00:00",21.9,20.6,{"v":18,"d":"18.0"},13.7,7.36,0.0819,0.09,12.24]
["April",11,"3AM to 4AM",3,"April 11, 2019 3:00","2019-04-11T03:00:00",{"v":18,"d":"18.0"},17.3,{"v":16,"d":"16.0"},12.5,6.21,0.0825,0.08,12.14]
["April",11,"6AM to 7AM",6,"April 11, 2019 6:00","2019-04-11T06:00:00",10.9,{"v":10,"d":"10.0"},{"v":7,"d":"7.0"},7.9,3.84,0.0838,0.05,11.95]
["April",11,"9AM to 10AM",9,"April 11, 2019 9:00","2019-04-11T09:00:00",{"v":9,"d":"9.0"},7.9,3.9,6.8,3.18,0.0842,0.05,11.89]
["April",11,"3PM to 4PM",15,"April 11, 2019 15:00","2019-04-11T15:00:00",{"v":16,"d":"16.0"},14.6,10.9,9.7,5.32,0.0829,0.07,12.08]
["April",11,"5PM to 6PM",17,"April 11, 2019 17:00","2019-04-11T17:00:00",{"v":21,"d":"21.0"},19.1,15.1,11.9,6.87,{"v":0.082,"d":"0.0820"},0.08,12.21]
["April",11,"8PM to 9PM",20,"April 11, 2019 20:00","2019-04-11T20:00:00",{"v":12,"d":"12.0"},9.8,1.9,6.1,3.82,0.0836,0.04,11.97]
["April",12,"12AM to 1AM",0,"April 12, 2019 0:00","2019-04-12",3.9,2.9,{"v":-2,"d":"-2.0"},{"v":5,"d":"5.0"},{"v":1.7,"d":"1.70"},0.0851,0.03,11.76]
["April",12,"3AM to 4AM",3,"April 12, 2019 3:00","2019-04-12T03:00:00",{"v":1,"d":"1.0"},-0.3,{"v":-8,"d":"-8.0"},3.6,{"v":0.8,"d":"0.80"},0.0856,0.02,11.68]
["April",12,"4AM to 5AM",4,"April 12, 2019 4:00","2019-04-12T04:00:00",{"v":0,"d":"0.0"},-1.2,{"v":-8,"d":"-8.0"},3.6,0.54,0.0858,0.02,11.66]
["April",12,"7AM to 8AM",7,"April 12, 2019 7:00","2019-04-12T07:00:00",{"v":-2,"d":"-2.0"},-2.7,-7.1,3.8,0.09,0.0862,0.03,11.61]
["April",12,"10AM to 11AM",{"$f":"IF(D2441+1>23,0,D2441+1)","v":10},"April 12, 2019 10:00","2019-04-12T10:00:00",{"v":0,"d":"0.0"},-1.4,-9.9,3.3,0.48,0.0858,0.02,11.65]
["April",12,"4PM to 5PM",16,"April 12, 2019 16:00","2019-04-12T16:00:00",8.1,6.3,-0.9,5.3,2.74,0.0843,0.04,11.87]
["April",12,"6PM to 7PM",18,"April 12, 2019 18:00","2019-04-12T18:00:00",8.1,6.3,-0.9,5.3,2.74,0.0843,0.04,11.87]
["April",12,"10PM to 11PM",22,"April 12, 2019 22:00","2019-04-12T22:00:00",{"v":3,"d":"3.0"},2.3,-0.9,5.3,1.53,0.0853,0.04,11.74]
["April",13,"1AM to 2AM",1,"April 13, 2019 1:00","2019-04-13T01:00:00",{"v":1,"d":"1.0"},{"v":0,"d":"0.0"},{"v":-6,"d":"-6.0"},{"v":4,"d":"4.0"},0.86,0.0856,0.03,11.68]
["April",13,"4AM to 5AM",4,"April 13, 2019 4:00","2019-04-13T04:00:00",-0.9,-2.2,-9.9,3.3,0.27,{"v":0.086,"d":"0.0860"},0.02,11.63]
["April",13,"5AM to 6AM",5,"April 13, 2019 5:00","2019-04-13T05:00:00",{"v":-2,"d":"-2.0"},-2.6,{"v":-6,"d":"-6.0"},{"v":4,"d":"4.0"},0.13,0.0862,0.03,11.61]
["April",13,"8AM to 9AM",8,"April 13, 2019 8:00","2019-04-13T08:00:00",-0.9,-2.2,-9.9,3.3,0.27,{"v":0.086,"d":"0.0860"},0.02,11.63]
["April",13,"1PM to 2PM",13,"April 13, 2019 13:00","2019-04-13T13:00:00",{"v":14,"d":"14.0"},11.5,{"v":3,"d":"3.0"},6.5,4.35,0.0833,0.04,12.02]
["April",13,"4PM to 5PM",16,"April 13, 2019 16:00","2019-04-13T16:00:00",{"v":18,"d":"18.0"},14.9,6.1,7.6,5.47,0.0826,0.05,12.12]
["April",13,"7PM to 8PM",19,"April 13, 2019 19:00","2019-04-13T19:00:00",{"v":21,"d":"21.0"},18.1,10.9,9.7,6.53,{"v":0.082,"d":"0.0820"},0.07,12.21]
["April",13,"11PM to 12AM",23,"April 13, 2019 23:00","2019-04-13T23:00:00",19.9,17.3,10.9,9.7,6.27,0.0822,0.07,12.18]
["April",14,"2AM to 3AM",2,"April 14, 2019 2:00","2019-04-14T02:00:00",{"v":19,"d":"19.0"},17.2,12.9,10.7,6.21,0.0824,0.07,12.16]
["April",14,"5AM to 6AM",5,"April 14, 2019 5:00","2019-04-14T05:00:00",{"v":16,"d":"16.0"},14.1,{"v":9,"d":"9.0"},8.8,5.18,0.0829,0.06,12.08]
["April",14,"6AM to 7AM",6,"April 14, 2019 6:00","2019-04-14T06:00:00",{"v":16,"d":"16.0"},14.4,{"v":10,"d":"10.0"},9.3,5.25,0.0829,0.06,12.08]
["April",14,"9AM to 10AM",9,"April 14, 2019 9:00","2019-04-14T09:00:00",15.1,13.7,{"v":10,"d":"10.0"},9.3,5.04,0.0831,0.06,12.05]
["April",14,"2PM to 3PM",14,"April 14, 2019 14:00","2019-04-14T14:00:00",21.9,19.4,{"v":14,"d":"14.0"},11.3,6.99,0.0819,0.08,12.23]
["April",14,"5PM to 6PM",17,"April 14, 2019 17:00","2019-04-14T17:00:00",24.1,20.1,10.9,9.7,7.27,0.0815,0.07,12.28]
["April",14,"8PM to 9PM",20,"April 14, 2019 20:00","2019-04-14T20:00:00",{"v":21,"d":"21.0"},19.1,15.1,11.9,6.87,{"v":0.082,"d":"0.0820"},0.08,12.21]
["April",15,"12AM to 1AM",0,"April 15, 2019 0:00","2019-04-15",15.1,{"v":13,"d":"13.0"},{"v":7,"d":"7.0"},7.9,4.83,0.0831,0.05,12.05]
["April",15,"3AM to 4AM",3,"April 15, 2019 3:00","2019-04-15T03:00:00",{"v":12,"d":"12.0"},{"v":11,"d":"11.0"},8.1,8.4,4.16,0.0836,0.06,11.97]
["April",15,"6AM to 7AM",6,"April 15, 2019 6:00","2019-04-15T06:00:00",{"v":14,"d":"14.0"},12.9,{"v":10,"d":"10.0"},9.3,4.78,0.0833,0.06,12.03]
["April",15,"7AM to 8AM",7,"April 15, 2019 7:00","2019-04-15T07:00:00",15.1,13.5,{"v":9,"d":"9.0"},8.8,4.96,0.0831,0.06,12.05]
["April",15,"11AM to 12PM",11,"April 15, 2019 11:00","2019-04-15T11:00:00",{"v":18,"d":"18.0"},16.5,12.9,10.7,5.95,0.0826,0.07,12.13]
["April",15,"3PM to 4PM",15,"April 15, 2019 15:00","2019-04-15T15:00:00",21.9,19.1,12.9,10.7,{"v":6.9,"d":"6.90"},0.0819,0.07,12.23]
["April",15,"6PM to 7PM",18,"April 15, 2019 18:00","2019-04-15T18:00:00",19.9,17.6,{"v":12,"d":"12.0"},10.2,6.35,0.0822,0.07,12.18]
["April",15,"9PM to 10PM",21,"April 15, 2019 21:00","2019-04-15T21:00:00",15.1,13.9,10.9,9.7,{"v":5.1,"d":"5.10"},0.0831,0.07,12.06]
["April",16,"1AM to 2AM",1,"April 16, 2019 1:00","2019-04-16T01:00:00",{"v":9,"d":"9.0"},8.1,{"v":5,"d":"5.0"},7.2,3.24,0.0842,0.05,11.89]
["April",16,"4AM to 5AM",4,"April 16, 2019 4:00","2019-04-16T04:00:00",6.1,5.5,{"v":3,"d":"3.0"},6.5,2.45,0.0847,0.04,11.82]
["April",16,"7AM to 8AM",7,"April 16, 2019 7:00","2019-04-16T07:00:00",3.9,{"v":3,"d":"3.0"},-0.9,5.3,1.74,0.0851,0.04,11.76]
["April",16,"8AM to 9AM",8,"April 16, 2019 8:00","2019-04-16T08:00:00",{"v":5,"d":"5.0"},3.7,{"v":-2,"d":"-2.0"},{"v":5,"d":"5.0"},1.96,0.0849,0.03,11.79]
["April",16,"12PM to 1PM",12,"April 16, 2019 12:00","2019-04-16T12:00:00",{"v":10,"d":"10.0"},8.9,{"v":5,"d":"5.0"},7.2,{"v":3.5,"d":"3.50"},{"v":0.084,"d":"0.0840"},0.05,11.92]
["April",16,"4PM to 5PM",16,"April 16, 2019 16:00","2019-04-16T16:00:00",17.1,15.1,{"v":10,"d":"10.0"},9.3,5.51,0.0827,0.06,12.11]
["April",16,"7PM to 8PM",19,"April 16, 2019 19:00","2019-04-16T19:00:00",{"v":18,"d":"18.0"},{"v":16,"d":"16.0"},10.9,9.7,5.79,0.0826,0.07,12.13]
["April",16,"10PM to 11PM",22,"April 16, 2019 22:00","2019-04-16T22:00:00",12.9,11.7,8.1,8.4,4.38,0.0835,0.06,{"v":12,"d":"12.00"}]
["April",17,"2AM to 3AM",2,"April 17, 2019 2:00","2019-04-17T02:00:00",{"v":9,"d":"9.0"},8.1,{"v":5,"d":"5.0"},7.2,3.24,0.0842,0.05,11.89]
["April",17,"5AM to 6AM",5,"April 17, 2019 5:00","2019-04-17T05:00:00",{"v":5,"d":"5.0"},4.4,1.9,6.1,2.13,0.0849,0.04,11.79]
["April",17,"8AM to 9AM",8,"April 17, 2019 8:00","2019-04-17T08:00:00",6.1,5.1,{"v":1,"d":"1.0"},5.9,2.35,0.0847,0.04,11.82]
["April",17,"9AM to 10AM",9,"April 17, 2019 9:00","2019-04-17T09:00:00",8.1,7.2,3.9,6.8,2.97,0.0843,0.05,11.87]
["April",17,"1PM to 2PM",13,"April 17, 2019 13:00","2019-04-17T13:00:00",{"v":18,"d":"18.0"},16.2,{"v":12,"d":"12.0"},10.2,5.88,0.0826,0.07,12.13]
["April",17,"5PM to 6PM",17,{"$f":"A2569&\" \"&B2569&\", \"&$D$5&\" \"&D2569&\":00\"","v":"April 17, 2019 17:00"},{"$f":"DATEVALUE(E2569)+TIMEVALUE(E2569)","v":"2019-04-17T17:00:00"},{"v":23,"d":"23.0"},21.3,{"v":18,"d":"18.0"},13.7,7.62,0.0817,0.09,12.27]
["April",17,"8PM to 9PM",20,"April 17, 2019 20:00","2019-04-17T20:00:00",24.1,22.6,19.9,15.1,8.09,0.0815,{"v":0.1,"d":"0.10"},{"v":12.3,"d":"12.30"}]
["April",17,"11PM to 12AM",23,"April 17, 2019 23:00","2019-04-17T23:00:00",21.9,20.9,{"v":19,"d":"19.0"},14.5,7.47,0.0818,{"v":0.1,"d":"0.10"},12.24]
["April",18,"3AM to 4AM",3,"April 18, 2019 3:00","2019-04-18T03:00:00",{"v":23,"d":"23.0"},21.6,{"v":19,"d":"19.0"},14.5,7.73,0.0817,{"v":0.1,"d":"0.10"},12.27]
["April",18,"6AM to 7AM",6,"April 18, 2019 6:00","2019-04-18T06:00:00",{"v":23,"d":"23.0"},22.3,{"v":21,"d":"21.0"},15.9,7.96,0.0817,0.11,12.27]
["April",18,"7AM to 8AM",7,"April 18, 2019 7:00","2019-04-18T07:00:00",{"v":23,"d":"23.0"},22.3,{"v":21,"d":"21.0"},15.9,7.96,0.0817,0.11,12.27]
["April",18,"10AM to 11AM",10,"April 18, 2019 10:00","2019-04-18T10:00:00",{"v":27,"d":"27.0"},26.2,{"v":25,"d":"25.0"},19.2,9.42,{"v":0.081,"d":"0.0810"},0.13,12.38]
["April",18,"2PM to 3PM",14,"April 18, 2019 14:00","2019-04-18T14:00:00",{"v":30,"d":"30.0"},28.7,{"v":27,"d":"27.0"},21.1,10.44,0.0804,0.14,12.47]
["April",18,"6PM to 7PM",18,"April 18, 2019 18:00","2019-04-18T18:00:00",{"v":30,"d":"30.0"},28.7,{"v":27,"d":"27.0"},21.1,10.44,0.0804,0.14,12.47]
["April",18,"9PM to 10PM",21,"April 18, 2019 21:00","2019-04-18T21:00:00",{"v":30,"d":"30.0"},29.5,28.9,23.1,10.76,0.0804,0.16,12.47]
["April",19,"12AM to 1AM",0,"April 19, 2019 0:00","2019-04-19",28.9,27.7,26.1,20.2,10.05,0.0806,0.14,12.44]
["April",19,"4AM to 5AM",4,"April 19, 2019 4:00","2019-04-19T04:00:00",{"v":25,"d":"25.0"},24.2,{"v":23,"d":"23.0"},17.5,8.68,0.0813,0.12,12.33]
["April",19,"7AM to 8AM",7,"April 19, 2019 7:00","2019-04-19T07:00:00",19.9,18.4,15.1,11.9,6.61,0.0822,0.08,12.19]
["April",19,"11AM to 12PM",11,"April 19, 2019 11:00","2019-04-19T11:00:00",21.9,20.3,17.1,13.1,7.27,0.0819,0.09,12.24]
["April",19,"12PM to 1PM",12,"April 19, 2019 12:00","2019-04-19T12:00:00",21.9,20.9,{"v":19,"d":"19.0"},14.5,7.47,0.0818,{"v":0.1,"d":"0.10"},12.24]
["April",19,"3PM to 4PM",15,"April 19, 2019 15:00","2019-04-19T15:00:00",{"v":25,"d":"25.0"},23.5,{"v":21,"d":"21.0"},15.9,8.43,0.0813,0.11,12.32]
["April",19,"7PM to 8PM",19,"April 19, 2019 19:00","2019-04-19T19:00:00",{"v":25,"d":"25.0"},23.5,{"v":21,"d":"21.0"},15.9,8.43,0.0813,0.11,12.32]
["April",19,"10PM to 11PM",22,"April 19, 2019 22:00","2019-04-19T22:00:00",{"v":21,"d":"21.0"},19.1,15.1,11.9,6.87,{"v":0.082,"d":"0.0820"},0.08,12.21]
["April",20,"2AM to 3AM",2,"April 20, 2019 2:00","2019-04-20T02:00:00",{"v":14,"d":"14.0"},13.2,10.9,9.7,4.84,0.0833,0.07,12.03]
["April",20,"5AM to 6AM",5,"April 20, 2019 5:00","2019-04-20T05:00:00",{"v":12,"d":"12.0"},11.2,{"v":9,"d":"9.0"},8.8,4.22,0.0836,0.06,11.98]
["April",20,"8AM to 9AM",8,"April 20, 2019 8:00","2019-04-20T08:00:00",{"v":12,"d":"12.0"},{"v":11,"d":"11.0"},8.1,8.4,4.16,0.0836,0.06,11.97]
["April",20,"12PM to 1PM",12,"April 20, 2019 12:00","2019-04-20T12:00:00",19.9,19.3,{"v":18,"d":"18.0"},13.7,6.88,0.0822,0.09,12.19]
["April",20,"1PM to 2PM",13,"April 20, 2019 13:00","2019-04-20T13:00:00",21.9,20.6,{"v":18,"d":"18.0"},13.7,7.36,0.0819,0.09,12.24]
["April",20,"4PM to 5PM",16,"April 20, 2019 16:00","2019-04-20T16:00:00",{"v":25,"d":"25.0"},23.2,19.9,15.1,8.31,0.0813,{"v":0.1,"d":"0.10"},12.32]
["April",20,"8PM to 9PM",20,"April 20, 2019 20:00","2019-04-20T20:00:00",19.9,18.4,15.1,11.9,6.61,0.0822,0.08,12.19]
["April",20,"11PM to 12AM",23,"April 20, 2019 23:00","2019-04-20T23:00:00",{"v":14,"d":"14.0"},13.2,10.9,9.7,4.84,0.0833,0.07,12.03]
["April",21,"3AM to 4AM",3,"April 21, 2019 3:00","2019-04-21T03:00:00",{"v":9,"d":"9.0"},8.1,{"v":5,"d":"5.0"},7.2,3.24,0.0842,0.05,11.89]
["April",21,"6AM to 7AM",6,"April 21, 2019 6:00","2019-04-21T06:00:00",8.1,{"v":7,"d":"7.0"},{"v":3,"d":"3.0"},6.5,2.92,0.0843,0.04,11.87]
["April",21,"9AM to 10AM",9,"April 21, 2019 9:00","2019-04-21T09:00:00",{"v":10,"d":"10.0"},8.7,3.9,6.8,3.44,{"v":0.084,"d":"0.0840"},0.05,11.92]
["April",21,"11AM to 12PM",11,"April 21, 2019 11:00","2019-04-21T11:00:00",{"v":14,"d":"14.0"},12.5,8.1,8.4,4.64,0.0833,0.06,12.03]
["April",21,"2PM to 3PM",14,"April 21, 2019 14:00","2019-04-21T14:00:00",{"v":21,"d":"21.0"},18.8,{"v":14,"d":"14.0"},11.3,6.77,{"v":0.082,"d":"0.0820"},0.08,12.21]
["April",21,"5PM to 6PM",17,"April 21, 2019 17:00","2019-04-21T17:00:00",{"v":25,"d":"25.0"},22.5,{"v":18,"d":"18.0"},13.7,{"v":8.1,"d":"8.10"},0.0813,0.09,12.32]
["April",21,"9PM to 10PM",21,"April 21, 2019 21:00","2019-04-21T21:00:00",{"v":21,"d":"21.0"},19.7,17.1,13.1,7.05,{"v":0.082,"d":"0.0820"},0.09,12.22]
["April",22,"12AM to 1AM",0,"April 22, 2019 0:00","2019-04-22",15.1,14.2,{"v":12,"d":"12.0"},10.2,5.18,0.0831,0.07,12.06]
["April",22,"4AM to 5AM",4,"April 22, 2019 4:00","2019-04-22T04:00:00",10.9,10.2,8.1,8.4,{"v":3.9,"d":"3.90"},0.0838,0.06,11.95]
["April",22,"7AM to 8AM",7,"April 22, 2019 7:00","2019-04-22T07:00:00",12.9,12.2,{"v":10,"d":"10.0"},9.3,4.52,0.0834,0.06,{"v":12,"d":"12.00"}]
["April",22,"10AM to 11AM",10,"April 22, 2019 10:00","2019-04-22T10:00:00",15.1,14.2,{"v":12,"d":"12.0"},10.2,5.18,0.0831,0.07,12.06]
["April",22,"12PM to 1PM",12,"April 22, 2019 12:00","2019-04-22T12:00:00",19.9,{"v":19,"d":"19.0"},17.1,13.1,6.79,0.0822,0.09,12.19]
["April",22,"3PM to 4PM",15,"April 22, 2019 15:00","2019-04-22T15:00:00",24.1,22.6,19.9,15.1,8.09,0.0815,{"v":0.1,"d":"0.10"},{"v":12.3,"d":"12.30"}]
["April",22,"7PM to 8PM",19,"April 22, 2019 19:00","2019-04-22T19:00:00",26.1,24.5,21.9,16.6,{"v":8.8,"d":"8.80"},0.0811,0.11,12.35]
["April",22,"10PM to 11PM",22,"April 22, 2019 22:00","2019-04-22T22:00:00",{"v":25,"d":"25.0"},24.2,{"v":23,"d":"23.0"},17.5,8.68,0.0813,0.12,12.33]
["April",23,"1AM to 2AM",1,{"$f":"A2697&\" \"&B2697&\", \"&$D$5&\" \"&D2697&\":00\"","v":"April 23, 2019 1:00"},{"$f":"DATEVALUE(E2697)+TIMEVALUE(E2697)","v":"2019-04-23T01:00:00"},{"v":25,"d":"25.0"},24.2,{"v":23,"d":"23.0"},17.5,8.68,0.0813,0.12,12.33]
["April",23,"5AM to 6AM",5,"April 23, 2019 5:00","2019-04-23T05:00:00",{"v":25,"d":"25.0"},24.6,24.1,18.4,8.82,0.0813,0.12,12.33]
["April",23,"7AM to 8AM",7,"April 23, 2019 7:00","2019-04-23T07:00:00",{"v":25,"d":"25.0"},24.6,24.1,18.4,8.82,0.0813,0.12,12.33]
["April",23,"12PM to 1PM",12,"April 23, 2019 12:00","2019-04-23T12:00:00",28.9,27.3,{"v":25,"d":"25.0"},19.2,{"v":9.9,"d":"9.90"},0.0806,0.13,12.44]
["April",23,"1PM to 2PM",13,"April 23, 2019 13:00","2019-04-23T13:00:00",{"v":30,"d":"30.0"},28.7,{"v":27,"d":"27.0"},21.1,10.44,0.0804,0.14,12.47]
["April",23,"4PM to 5PM",16,"April 23, 2019 16:00","2019-04-23T16:00:00",{"v":30,"d":"30.0"},27.9,{"v":25,"d":"25.0"},19.2,10.16,0.0805,0.13,12.46]
["April",23,"8PM to 9PM",20,"April 23, 2019 20:00","2019-04-23T20:00:00",{"v":28,"d":"28.0"},26.8,{"v":25,"d":"25.0"},19.2,9.68,0.0808,0.13,12.41]
["April",23,"11PM to 12AM",23,"April 23, 2019 23:00","2019-04-23T23:00:00",24.1,{"v":23,"d":"23.0"},{"v":21,"d":"21.0"},15.9,8.22,0.0815,0.11,{"v":12.3,"d":"12.30"}]
["April",24,"2AM to 3AM",2,"April 24, 2019 2:00","2019-04-24T02:00:00",{"v":23,"d":"23.0"},22.3,{"v":21,"d":"21.0"},15.9,7.96,0.0817,0.11,12.27]
["April",24,"6AM to 7AM",6,"April 24, 2019 6:00","2019-04-24T06:00:00",19.9,19.3,{"v":18,"d":"18.0"},13.7,6.88,0.0822,0.09,12.19]
["April",24,"8AM to 9AM",8,"April 24, 2019 8:00","2019-04-24T08:00:00",26.1,25.6,{"v":25,"d":"25.0"},19.2,{"v":9.2,"d":"9.20"},0.0811,0.13,12.36]
["April",24,"1PM to 2PM",13,"April 24, 2019 13:00","2019-04-24T13:00:00",{"v":32,"d":"32.0"},30.6,28.9,23.1,11.24,0.0801,0.16,12.52]
["April",24,"2PM to 3PM",14,"April 24, 2019 14:00","2019-04-24T14:00:00",{"v":32,"d":"32.0"},31.1,{"v":30,"d":"30.0"},24.3,11.42,0.0801,0.16,12.53]
["April",24,"5PM to 6PM",17,"April 24, 2019 17:00","2019-04-24T17:00:00",30.9,{"v":30,"d":"30.0"},28.9,23.1,10.98,0.0803,0.16,{"v":12.5,"d":"12.50"}]
["April",24,"9PM to 10PM",21,"April 24, 2019 21:00","2019-04-24T21:00:00",28.9,27.7,26.1,20.2,10.05,0.0806,0.14,12.44]
["April",25,"12AM to 1AM",0,"April 25, 2019 0:00","2019-04-25",{"v":28,"d":"28.0"},27.6,{"v":27,"d":"27.0"},21.1,9.97,0.0808,0.14,12.42]
["April",25,"3AM to 4AM",3,"April 25, 2019 3:00","2019-04-25T03:00:00",28.9,28.1,{"v":27,"d":"27.0"},21.1,10.18,0.0806,0.14,12.44]
["April",25,"5AM to 6AM",5,"April 25, 2019 5:00","2019-04-25T05:00:00",{"v":28,"d":"28.0"},27.6,{"v":27,"d":"27.0"},21.1,9.97,0.0808,0.14,12.42]
["April",25,"11AM to 12PM",11,"April 25, 2019 11:00","2019-04-25T11:00:00",{"v":30,"d":"30.0"},27.9,{"v":25,"d":"25.0"},19.2,10.16,0.0805,0.13,12.46]
["April",25,"12PM to 1PM",12,"April 25, 2019 12:00","2019-04-25T12:00:00",{"v":30,"d":"30.0"},27.9,{"v":25,"d":"25.0"},19.2,10.16,0.0805,0.13,12.46]
["April",25,"3PM to 4PM",15,"April 25, 2019 15:00","2019-04-25T15:00:00",35.1,31.1,26.1,20.2,11.53,0.0796,0.14,12.59]
["April",25,"6PM to 7PM",{"$f":"IF(D2761+1>23,0,D2761+1)","v":18},"April 25, 2019 18:00","2019-04-25T18:00:00",33.1,31.7,{"v":30,"d":"30.0"},24.3,11.68,0.0799,0.16,12.56]
["April",25,"10PM to 11PM",22,"April 25, 2019 22:00","2019-04-25T22:00:00",30.9,30.9,30.9,25.4,11.32,0.0803,0.17,{"v":12.5,"d":"12.50"}]
["April",26,"1AM to 2AM",1,"April 26, 2019 1:00","2019-04-26T01:00:00",{"v":32,"d":"32.0"},31.5,30.9,25.4,11.58,0.0801,0.17,12.53]
["April",26,"4AM to 5AM",4,"April 26, 2019 4:00","2019-04-26T04:00:00",{"v":32,"d":"32.0"},31.5,30.9,25.4,11.58,0.0801,0.17,12.53]
["April",26,"6AM to 7AM",6,"April 26, 2019 6:00","2019-04-26T06:00:00",{"v":32,"d":"32.0"},{"v":32,"d":"32.0"},{"v":32,"d":"32.0"},26.7,11.78,0.0801,0.18,12.53]
["April",26,"12PM to 1PM",12,"April 26, 2019 12:00","2019-04-26T12:00:00",{"v":32,"d":"32.0"},{"v":32,"d":"32.0"},{"v":32,"d":"32.0"},26.7,11.78,0.0801,0.18,12.53]
["April",26,"1PM to 2PM",13,"April 26, 2019 13:00","2019-04-26T13:00:00",{"v":32,"d":"32.0"},30.6,28.9,23.1,11.24,0.0801,0.16,12.52]
["April",26,"4PM to 5PM",16,"April 26, 2019 16:00","2019-04-26T16:00:00",33.1,31.2,28.9,23.1,{"v":11.5,"d":"11.50"},0.0799,0.16,12.55]
["April",26,"7PM to 8PM",19,"April 26, 2019 19:00","2019-04-26T19:00:00",33.1,31.2,28.9,23.1,{"v":11.5,"d":"11.50"},0.0799,0.16,12.55]
["April",26,"11PM to 12AM",23,"April 26, 2019 23:00","2019-04-26T23:00:00",30.9,{"v":30,"d":"30.0"},28.9,23.1,10.98,0.0803,0.16,{"v":12.5,"d":"12.50"}]
["April",27,"2AM to 3AM",2,"April 27, 2019 2:00","2019-04-27T02:00:00",30.9,30.5,{"v":30,"d":"30.0"},24.3,11.16,0.0803,0.16,{"v":12.5,"d":"12.50"}]
["April",27,"7AM to 8AM",7,"April 27, 2019 7:00","2019-04-27T07:00:00",{"v":32,"d":"32.0"},{"v":32,"d":"32.0"},{"v":32,"d":"32.0"},26.7,11.78,0.0801,0.18,12.53]
["April",27,"10AM to 11AM",10,"April 27, 2019 10:00","2019-04-27T10:00:00",{"v":34,"d":"34.0"},33.6,33.1,27.9,12.44,0.0798,0.19,12.59]
["April",27,"1PM to 2PM",13,"April 27, 2019 13:00","2019-04-27T13:00:00",30.9,{"v":30,"d":"30.0"},28.9,23.1,10.98,0.0803,0.16,{"v":12.5,"d":"12.50"}]
["April",27,"2PM to 3PM",14,"April 27, 2019 14:00","2019-04-27T14:00:00",{"v":32,"d":"32.0"},30.3,{"v":28,"d":"28.0"},22.2,11.09,0.0801,0.15,12.52]
["April",27,"5PM to 6PM",17,"April 27, 2019 17:00","2019-04-27T17:00:00",28.9,27.3,{"v":25,"d":"25.0"},19.2,{"v":9.9,"d":"9.90"},0.0806,0.13,12.44]
["April",27,"8PM to 9PM",20,"April 27, 2019 20:00","2019-04-27T20:00:00",{"v":25,"d":"25.0"},23.8,21.9,16.6,8.54,0.0813,0.11,12.33]
["April",28,"12AM to 1AM",0,"April 28, 2019 0:00","2019-04-28",21.9,{"v":20,"d":"20.0"},{"v":16,"d":"16.0"},12.5,7.17,0.0819,0.08,12.24]
["April",28,"3AM to 4AM",3,"April 28, 2019 3:00","2019-04-28T03:00:00",{"v":19,"d":"19.0"},17.5,{"v":14,"d":"14.0"},11.3,{"v":6.3,"d":"6.30"},0.0824,0.08,12.16]
["April",28,"8AM to 9AM",8,"April 28, 2019 8:00","2019-04-28T08:00:00",{"v":16,"d":"16.0"},14.9,{"v":12,"d":"12.0"},10.2,{"v":5.4,"d":"5.40"},0.0829,0.07,12.08]
["April",28,"11AM to 12PM",11,"April 28, 2019 11:00","2019-04-28T11:00:00",{"v":19,"d":"19.0"},17.5,{"v":14,"d":"14.0"},11.3,{"v":6.3,"d":"6.30"},0.0824,0.08,12.16]
["April",28,"2PM to 3PM",14,"April 28, 2019 14:00","2019-04-28T14:00:00",{"v":23,"d":"23.0"},{"v":21,"d":"21.0"},17.1,13.1,7.53,0.0817,0.09,12.27]
["April",28,"3PM to 4PM",15,"April 28, 2019 15:00","2019-04-28T15:00:00",24.1,21.4,{"v":16,"d":"16.0"},12.5,7.69,0.0815,0.08,12.29]
["April",28,"6PM to 7PM",18,"April 28, 2019 18:00","2019-04-28T18:00:00",{"v":23,"d":"23.0"},20.7,{"v":16,"d":"16.0"},12.5,7.43,0.0817,0.08,12.26]
["April",28,"9PM to 10PM",21,"April 28, 2019 21:00","2019-04-28T21:00:00",19.9,18.4,15.1,11.9,6.61,0.0822,0.08,12.19]
["April",29,"1AM to 2AM",1,"April 29, 2019 1:00","2019-04-29T01:00:00",{"v":14,"d":"14.0"},12.9,{"v":10,"d":"10.0"},9.3,4.78,0.0833,0.06,12.03]
["April",29,"5AM to 6AM",5,"April 29, 2019 5:00","2019-04-29T05:00:00",{"v":12,"d":"12.0"},{"v":11,"d":"11.0"},8.1,8.4,4.16,0.0836,0.06,11.97]
["April",29,"9AM to 10AM",9,"April 29, 2019 9:00","2019-04-29T09:00:00",{"v":12,"d":"12.0"},10.6,6.1,7.6,4.04,0.0836,0.05,11.97]
["April",29,"12PM to 1PM",12,"April 29, 2019 12:00","2019-04-29T12:00:00",17.1,15.3,10.9,9.7,5.58,0.0827,0.07,12.11]
["April",29,"3PM to 4PM",15,"April 29, 2019 15:00","2019-04-29T15:00:00",{"v":21,"d":"21.0"},18.8,{"v":14,"d":"14.0"},11.3,6.77,{"v":0.082,"d":"0.0820"},0.08,12.21]
["April",29,"4PM to 5PM",16,"April 29, 2019 16:00","2019-04-29T16:00:00",21.9,19.7,15.1,11.9,7.09,0.0819,0.08,12.24]
["April",29,"7PM to 8PM",19,"April 29, 2019 19:00","2019-04-29T19:00:00",{"v":21,"d":"21.0"},19.1,15.1,11.9,6.87,{"v":0.082,"d":"0.0820"},0.08,12.21]
["April",29,"11PM to 12AM",23,"April 29, 2019 23:00","2019-04-29T23:00:00",{"v":14,"d":"14.0"},13.2,10.9,9.7,4.84,0.0833,0.07,12.03]
["April",30,"2AM to 3AM",2,"April 30, 2019 2:00","2019-04-30T02:00:00",{"v":12,"d":"12.0"},11.2,{"v":9,"d":"9.0"},8.8,4.22,0.0836,0.06,11.98]
["April",30,"6AM to 7AM",6,"April 30, 2019 6:00","2019-04-30T06:00:00",{"v":10,"d":"10.0"},8.9,{"v":5,"d":"5.0"},7.2,{"v":3.5,"d":"3.50"},{"v":0.084,"d":"0.0840"},0.05,11.92]
["April",30,"10AM to 11AM",10,"April 30, 2019 10:00","2019-04-30T10:00:00",{"v":16,"d":"16.0"},14.9,{"v":12,"d":"12.0"},10.2,{"v":5.4,"d":"5.40"},0.0829,0.07,12.08]
["April",30,"1PM to 2PM",13,"April 30, 2019 13:00","2019-04-30T13:00:00",{"v":23,"d":"23.0"},20.7,{"v":16,"d":"16.0"},12.5,7.43,0.0817,0.08,12.26]
["April",30,"4PM to 5PM",16,"April 30, 2019 16:00","2019-04-30T16:00:00",26.1,23.5,{"v":19,"d":"19.0"},14.5,8.47,0.0812,{"v":0.1,"d":"0.10"},12.35]
["April",30,"5PM to 6PM",17,"April 30, 2019 17:00","2019-04-30T17:00:00",{"v":25,"d":"25.0"},23.2,19.9,15.1,8.31,0.0813,{"v":0.1,"d":"0.10"},12.32]
["April",30,"8PM to 9PM",20,"April 30, 2019 20:00","2019-04-30T20:00:00",24.4,22.5,{"v":19,"d":"19.0"},14.5,8.08,0.0814,{"v":0.1,"d":"0.10"},12.31]
["May",1,"12AM to 1AM",0,"May 1, 2019 0:00","2019-05-01",24.3,23.3,21.6,16.3,8.32,0.0814,0.11,12.31]
["May",1,"3AM to 4AM",3,"May 1, 2019 3:00","2019-05-01T03:00:00",23.9,23.4,22.5,17.1,8.35,0.0815,0.12,{"v":12.3,"d":"12.30"}]
["May",1,"7AM to 8AM",7,"May 1, 2019 7:00","2019-05-01T07:00:00",21.9,21.2,19.9,15.1,7.57,0.0818,{"v":0.1,"d":"0.10"},12.24]
["May",1,"11AM to 12PM",11,"May 1, 2019 11:00","2019-05-01T11:00:00",{"v":21,"d":"21.0"},20.6,19.9,15.1,7.36,{"v":0.082,"d":"0.0820"},{"v":0.1,"d":"0.10"},12.22]
["May",1,"2PM to 3PM",14,"May 1, 2019 14:00","2019-05-01T14:00:00",24.1,22.6,19.9,15.1,8.09,0.0815,{"v":0.1,"d":"0.10"},{"v":12.3,"d":"12.30"}]
["May",1,"3PM to 4PM",15,"May 1, 2019 15:00","2019-05-01T15:00:00",{"v":25,"d":"25.0"},23.8,21.9,16.6,8.54,0.0813,0.11,12.33]
["May",1,"6PM to 7PM",18,"May 1, 2019 18:00","2019-05-01T18:00:00",{"v":28,"d":"28.0"},26.1,{"v":23,"d":"23.0"},17.5,9.41,0.0808,0.12,12.41]
["May",1,"9PM to 10PM",21,"May 1, 2019 21:00","2019-05-01T21:00:00",{"v":28,"d":"28.0"},26.1,{"v":23,"d":"23.0"},17.5,9.41,0.0808,0.12,12.41]
["May",2,"1AM to 2AM",1,"May 2, 2019 1:00","2019-05-02T01:00:00",{"v":27,"d":"27.0"},26.2,{"v":25,"d":"25.0"},19.2,9.42,{"v":0.081,"d":"0.0810"},0.13,12.38]
["May",2,"4AM to 5AM",4,"May 2, 2019 4:00","2019-05-02T04:00:00",{"v":27,"d":"27.0"},25.8,24.1,18.4,9.29,{"v":0.081,"d":"0.0810"},0.12,12.38]
["May",2,"8AM to 9AM",8,"May 2, 2019 8:00","2019-05-02T08:00:00",{"v":27,"d":"27.0"},26.6,26.1,20.2,9.57,{"v":0.081,"d":"0.0810"},0.14,12.39]
["May",2,"12PM to 1PM",12,"May 2, 2019 12:00","2019-05-02T12:00:00",30.9,28.1,24.1,18.4,10.25,0.0803,0.12,12.48]
["May",2,"3PM to 4PM",15,"May 2, 2019 15:00","2019-05-02T15:00:00",30.9,27.4,21.9,16.6,9.97,0.0803,0.11,12.48]
["May",2,"4PM to 5PM",16,"May 2, 2019 16:00","2019-05-02T16:00:00",30.9,27.7,{"v":23,"d":"23.0"},17.5,10.11,0.0803,0.12,12.48]
["May",2,"7PM to 8PM",19,"May 2, 2019 19:00","2019-05-02T19:00:00",30.9,28.1,24.1,18.4,10.25,0.0803,0.12,12.48]
["May",2,"10PM to 11PM",22,"May 2, 2019 22:00","2019-05-02T22:00:00",{"v":30,"d":"30.0"},27.6,24.1,18.4,10.03,0.0805,0.12,12.46]
["May",3,"1AM to 2AM",1,"May 3, 2019 1:00","2019-05-03T01:00:00",{"v":30,"d":"30.0"},26.8,21.9,16.6,9.76,0.0805,0.11,12.46]
["May",3,"6AM to 7AM",6,"May 3, 2019 6:00","2019-05-03T06:00:00",{"v":27,"d":"27.0"},25.8,24.1,18.4,9.29,{"v":0.081,"d":"0.0810"},0.12,12.38]
["May",3,"9AM to 10AM",9,"May 3, 2019 9:00","2019-05-03T09:00:00",26.1,24.5,21.9,16.6,{"v":8.8,"d":"8.80"},0.0811,0.11,12.35]
["May",3,"1PM to 2PM",13,"May 3, 2019 13:00","2019-05-03T13:00:00",30.9,28.5,{"v":25,"d":"25.0"},19.2,10.37,0.0803,0.13,12.49]
["May",3,"4PM to 5PM",16,"May 3, 2019 16:00","2019-05-03T16:00:00",35.1,32.1,{"v":28,"d":"28.0"},22.2,11.83,0.0796,0.15,{"v":12.6,"d":"12.60"}]
["May",3,"5PM to 6PM",17,{"$f":"A2953&\" \"&B2953&\", \"&$D$5&\" \"&D2953&\":00\"","v":"May 3, 2019 17:00"},{"$f":"DATEVALUE(E2953)+TIMEVALUE(E2953)","v":"2019-05-03T17:00:00"},35.1,32.1,{"v":28,"d":"28.0"},22.2,11.83,0.0796,0.15,{"v":12.6,"d":"12.60"}]
["May",3,"8PM to 9PM",20,"May 3, 2019 20:00","2019-05-03T20:00:00",33.1,31.7,{"v":30,"d":"30.0"},24.3,11.68,0.0799,0.16,12.56]
["May",3,"11PM to 12AM",23,"May 3, 2019 23:00","2019-05-03T23:00:00",{"v":28,"d":"28.0"},27.2,26.1,20.2,9.83,0.0808,0.14,12.41]
["May",4,"2AM to 3AM",2,"May 4, 2019 2:00","2019-05-04T02:00:00",26.1,25.6,{"v":25,"d":"25.0"},19.2,{"v":9.2,"d":"9.20"},0.0811,0.13,12.36]
["May",4,"7AM to 8AM",7,"May 4, 2019 7:00","2019-05-04T07:00:00",26.1,25.6,{"v":25,"d":"25.0"},19.2,{"v":9.2,"d":"9.20"},0.0811,0.13,12.36]
["May",4,"11AM to 12PM",11,"May 4, 2019 11:00","2019-05-04T11:00:00",30.9,29.7,{"v":28,"d":"28.0"},22.2,10.83,0.0803,0.15,12.49]
["May",4,"2PM to 3PM",14,"May 4, 2019 14:00","2019-05-04T14:00:00",35.1,32.9,{"v":30,"d":"30.0"},24.3,12.16,0.0796,0.16,12.61]
["May",4,"5PM to 6PM",17,"May 4, 2019 17:00","2019-05-04T17:00:00",35.1,33.3,30.9,25.4,12.32,0.0796,0.17,12.61]
["May",4,"6PM to 7PM",18,"May 4, 2019 18:00","2019-05-04T18:00:00",35.1,33.8,{"v":32,"d":"32.0"},26.7,12.52,0.0796,0.18,12.61]
["May",4,"9PM to 10PM",21,"May 4, 2019 21:00","2019-05-04T21:00:00",33.1,32.6,{"v":32,"d":"32.0"},26.7,12.04,0.0799,0.18,12.56]
["May",5,"3AM to 4AM",3,"May 5, 2019 3:00","2019-05-05T03:00:00",{"v":32,"d":"32.0"},{"v":32,"d":"32.0"},{"v":32,"d":"32.0"},26.7,11.78,0.0801,0.18,12.53]
["May",5,"5AM to 6AM",5,"May 5, 2019 5:00","2019-05-05T05:00:00",{"v":32,"d":"32.0"},{"v":32,"d":"32.0"},{"v":32,"d":"32.0"},26.7,11.78,0.0801,0.18,12.53]
["May",5,"8AM to 9AM",8,"May 5, 2019 8:00","2019-05-05T08:00:00",33.1,33.1,33.1,27.9,12.22,0.0799,0.19,12.57]
["May",5,"12PM to 1PM",12,"May 5, 2019 12:00","2019-05-05T12:00:00",{"v":34,"d":"34.0"},{"v":34,"d":"34.0"},{"v":34,"d":"34.0"},28.9,{"v":12.6,"d":"12.60"},0.0797,{"v":0.2,"d":"0.20"},12.59]
["May",5,"3PM to 4PM",15,"May 5, 2019 15:00","2019-05-05T15:00:00",{"v":34,"d":"34.0"},{"v":34,"d":"34.0"},{"v":34,"d":"34.0"},28.9,{"v":12.6,"d":"12.60"},0.0797,{"v":0.2,"d":"0.20"},12.59]
["May",5,"6PM to 7PM",18,"May 5, 2019 18:00","2019-05-05T18:00:00",{"v":34,"d":"34.0"},{"v":34,"d":"34.0"},{"v":34,"d":"34.0"},28.9,{"v":12.6,"d":"12.60"},0.0797,{"v":0.2,"d":"0.20"},12.59]
["May",5,"7PM to 8PM",19,"May 5, 2019 19:00","2019-05-05T19:00:00",{"v":34,"d":"34.0"},{"v":34,"d":"34.0"},{"v":34,"d":"34.0"},28.9,{"v":12.6,"d":"12.60"},0.0797,{"v":0.2,"d":"0.20"},12.59]
["May",5,"10PM to 11PM",22,"May 5, 2019 22:00","2019-05-05T22:00:00",33.1,33.1,33.1,27.9,12.22,0.0799,0.19,12.57]
["May",6,"4AM to 5AM",4,"May 6, 2019 4:00","2019-05-06T04:00:00",{"v":34,"d":"34.0"},{"v":34,"d":"34.0"},{"v":34,"d":"34.0"},28.9,{"v":12.6,"d":"12.60"},0.0797,{"v":0.2,"d":"0.20"},12.59]
["May",6,"6AM to 7AM",6,"May 6, 2019 6:00","2019-05-06T06:00:00",35.1,35.1,35.1,30.2,13.06,0.0796,{"v":0.2,"d":"0.20"},12.62]
["May",6,"9AM to 10AM",9,{"$f":"A3017&\" \"&B3017&\", \"&$D$5&\" \"&D3017&\":00\"","v":"May 6, 2019 9:00"},{"$f":"DATEVALUE(E3017)+TIMEVALUE(E3017)","v":"2019-05-06T09:00:00"},33.1,32.6,{"v":32,"d":"32.0"},26.7,12.04,0.0799,0.18,12.56]
["May",6,"1PM to 2PM",13,"May 6, 2019 13:00","2019-05-06T13:00:00",35.1,33.3,30.9,25.4,12.32,0.0796,0.17,12.61]
["May",6,"4PM to 5PM",16,"May 6, 2019 16:00","2019-05-06T16:00:00",35.1,33.8,{"v":32,"d":"32.0"},26.7,12.52,0.0796,0.18,12.61]
["May",6,"7PM to 8PM",19,"May 6, 2019 19:00","2019-05-06T19:00:00",{"v":34,"d":"34.0"},32.3,{"v":30,"d":"30.0"},24.3,{"v":11.9,"d":"11.90"},0.0798,0.16,12.58]
["May",6,"8PM to 9PM",20,"May 6, 2019 20:00","2019-05-06T20:00:00",{"v":34,"d":"34.0"},31.7,28.9,23.1,11.71,0.0798,0.16,12.57]
["May",7,"1AM to 2AM",1,"May 7, 2019 1:00","2019-05-07T01:00:00",33.1,32.6,{"v":32,"d":"32.0"},26.7,12.04,0.0799,0.18,12.56]
["May",7,"4AM to 5AM",4,"May 7, 2019 4:00","2019-05-07T04:00:00",33.1,30.8,{"v":28,"d":"28.0"},22.2,11.35,0.0799,0.15,12.55]
["May",7,"7AM to 8AM",7,"May 7, 2019 7:00","2019-05-07T07:00:00",33.1,30.8,{"v":28,"d":"28.0"},22.2,11.35,0.0799,0.15,12.55]
["May",7,"10AM to 11AM",10,"May 7, 2019 10:00","2019-05-07T10:00:00",33.1,31.2,28.9,23.1,{"v":11.5,"d":"11.50"},0.0799,0.16,12.55]
["May",7,"2PM to 3PM",14,"May 7, 2019 14:00","2019-05-07T14:00:00",35.1,32.1,{"v":28,"d":"28.0"},22.2,11.83,0.0796,0.15,{"v":12.6,"d":"12.60"}]
["May",7,"5PM to 6PM",17,"May 7, 2019 17:00","2019-05-07T17:00:00",{"v":34,"d":"34.0"},32.7,30.9,25.4,12.06,0.0798,0.17,12.58]
["May",7,"8PM to 9PM",20,"May 7, 2019 20:00","2019-05-07T20:00:00",{"v":34,"d":"34.0"},33.6,33.1,27.9,12.44,0.0798,0.19,12.59]
["May",7,"9PM to 10PM",21,"May 7, 2019 21:00","2019-05-07T21:00:00",{"v":34,"d":"34.0"},33.2,{"v":32,"d":"32.0"},26.7,12.26,0.0798,0.18,12.58]
["May",8,"2AM to 3AM",2,"May 8, 2019 2:00","2019-05-08T02:00:00",{"v":32,"d":"32.0"},{"v":32,"d":"32.0"},{"v":32,"d":"32.0"},26.7,11.78,0.0801,0.18,12.53]
["May",8,"5AM to 6AM",5,"May 8, 2019 5:00","2019-05-08T05:00:00",{"v":32,"d":"32.0"},{"v":32,"d":"32.0"},{"v":32,"d":"32.0"},26.7,11.78,0.0801,0.18,12.53]
["May",8,"8AM to 9AM",8,"May 8, 2019 8:00","2019-05-08T08:00:00",30.9,{"v":30,"d":"30.0"},28.9,23.1,10.98,0.0803,0.16,{"v":12.5,"d":"12.50"}]
["May",8,"11AM to 12PM",11,"May 8, 2019 11:00","2019-05-08T11:00:00",{"v":32,"d":"32.0"},30.6,28.9,23.1,11.24,0.0801,0.16,12.52]
["May",8,"3PM to 4PM",15,"May 8, 2019 15:00","2019-05-08T15:00:00",{"v":34,"d":"34.0"},30.6,26.1,20.2,11.27,0.0798,0.14,12.57]
["May",8,"6PM to 7PM",18,"May 8, 2019 18:00","2019-05-08T18:00:00",35.1,32.1,{"v":28,"d":"28.0"},22.2,11.83,0.0796,0.15,{"v":12.6,"d":"12.60"}]
["May",8,"7PM to 8PM",19,"May 8, 2019 19:00","2019-05-08T19:00:00",33.1,30.8,{"v":28,"d":"28.0"},22.2,11.35,0.0799,0.15,12.55]
["May",8,"11PM to 12AM",23,"May 8, 2019 23:00","2019-05-08T23:00:00",30.9,{"v":30,"d":"30.0"},28.9,23.1,10.98,0.0803,0.16,{"v":12.5,"d":"12.50"}]
["May",9,"2AM to 3AM",{"$f":"IF(D3081+1>23,0,D3081+1)","v":2},"May 9, 2019 2:00","2019-05-09T02:00:00",28.9,28.6,{"v":28,"d":"28.0"},22.2,10.35,0.0806,0.15,12.44]
["May",9,"6AM to 7AM",6,"May 9, 2019 6:00","2019-05-09T06:00:00",{"v":27,"d":"27.0"},26.6,26.1,20.2,9.57,{"v":0.081,"d":"0.0810"},0.14,12.39]
["May",9,"9AM to 10AM",9,"May 9, 2019 9:00","2019-05-09T09:00:00",30.9,29.7,{"v":28,"d":"28.0"},22.2,10.83,0.0803,0.15,12.49]
["May",9,"12PM to 1PM",12,"May 9, 2019 12:00","2019-05-09T12:00:00",{"v":32,"d":"32.0"},29.5,26.1,20.2,10.79,0.0801,0.14,12.52]
["May",9,"4PM to 5PM",16,"May 9, 2019 16:00","2019-05-09T16:00:00",33.1,30.8,{"v":28,"d":"28.0"},22.2,11.35,0.0799,0.15,12.55]
["May",9,"7PM to 8PM",19,"May 9, 2019 19:00","2019-05-09T19:00:00",{"v":34,"d":"34.0"},30.9,{"v":27,"d":"27.0"},21.1,{"v":11.4,"d":"11.40"},0.0798,0.14,12.57]
["May",9,"8PM to 9PM",20,"May 9, 2019 20:00","2019-05-09T20:00:00",{"v":34,"d":"34.0"},30.9,{"v":27,"d":"27.0"},21.1,{"v":11.4,"d":"11.40"},0.0798,0.14,12.57]
["May",10,"12AM to 1AM",0,"May 10, 2019 0:00","2019-05-10",28.9,27.7,26.1,20.2,10.05,0.0806,0.14,12.44]
["May",10,"3AM to 4AM",3,"May 10, 2019 3:00","2019-05-10T03:00:00",{"v":30,"d":"30.0"},28.4,26.1,20.2,10.31,0.0805,0.14,12.47]
["May",10,"7AM to 8AM",7,"May 10, 2019 7:00","2019-05-10T07:00:00",28.9,27.3,{"v":25,"d":"25.0"},19.2,{"v":9.9,"d":"9.90"},0.0806,0.13,12.44]
["May",10,"10AM to 11AM",10,"May 10, 2019 10:00","2019-05-10T10:00:00",{"v":34,"d":"34.0"},32.3,{"v":30,"d":"30.0"},24.3,{"v":11.9,"d":"11.90"},0.0798,0.16,12.58]
["May",10,"1PM to 2PM",13,"May 10, 2019 13:00","2019-05-10T13:00:00",{"v":39,"d":"39.0"},{"v":36,"d":"36.0"},{"v":32,"d":"32.0"},26.7,13.47,{"v":0.079,"d":"0.0790"},0.18,12.71]
["May",10,"5PM to 6PM",17,"May 10, 2019 17:00","2019-05-10T17:00:00",42.1,38.9,35.1,30.2,14.75,0.0785,{"v":0.2,"d":"0.20"},{"v":12.8,"d":"12.80"}]
["May",10,"8PM to 9PM",20,"May 10, 2019 20:00","2019-05-10T20:00:00",{"v":43,"d":"43.0"},{"v":39,"d":"39.0"},{"v":34,"d":"34.0"},28.9,14.77,0.0783,{"v":0.2,"d":"0.20"},12.82]
["May",10,"9PM to 10PM",21,"May 10, 2019 21:00","2019-05-10T21:00:00",{"v":41,"d":"41.0"},38.7,{"v":36,"d":"36.0"},31.3,14.66,0.0786,0.21,12.78]
["May",11,"1AM to 2AM",1,"May 11, 2019 1:00","2019-05-11T01:00:00",{"v":30,"d":"30.0"},{"v":30,"d":"30.0"},{"v":30,"d":"30.0"},24.3,10.94,0.0804,0.16,12.48]
["May",11,"4AM to 5AM",4,"May 11, 2019 4:00","2019-05-11T04:00:00",{"v":28,"d":"28.0"},{"v":28,"d":"28.0"},{"v":28,"d":"28.0"},22.2,10.13,0.0808,0.15,12.42]
["May",11,"8AM to 9AM",8,"May 11, 2019 8:00","2019-05-11T08:00:00",{"v":27,"d":"27.0"},{"v":27,"d":"27.0"},{"v":27,"d":"27.0"},21.1,9.71,{"v":0.081,"d":"0.0810"},0.14,12.39]
["May",11,"11AM to 12PM",11,"May 11, 2019 11:00","2019-05-11T11:00:00",28.9,28.9,28.9,23.1,{"v":10.5,"d":"10.50"},0.0806,0.16,12.45]
["May",11,"3PM to 4PM",15,"May 11, 2019 15:00","2019-05-11T15:00:00",35.1,33.8,{"v":32,"d":"32.0"},26.7,12.52,0.0796,0.18,12.61]
["May",11,"6PM to 7PM",{"$f":"IF(D3145+1>23,0,D3145+1)","v":18},"May 11, 2019 18:00","2019-05-11T18:00:00",{"v":39,"d":"39.0"},37.3,35.1,30.2,14.01,0.0789,{"v":0.2,"d":"0.20"},12.72]
["May",11,"9PM to 10PM",21,"May 11, 2019 21:00","2019-05-11T21:00:00",37.9,36.7,35.1,30.2,13.75,0.0791,{"v":0.2,"d":"0.20"},{"v":12.7,"d":"12.70"}]
["May",11,"10PM to 11PM",22,"May 11, 2019 22:00","2019-05-11T22:00:00",{"v":37,"d":"37.0"},35.3,33.1,27.9,13.18,0.0793,0.19,12.67]
["May",12,"2AM to 3AM",2,"May 12, 2019 2:00","2019-05-12T02:00:00",33.1,32.2,30.9,25.4,11.84,0.0799,0.17,12.56]
["May",12,"5AM to 6AM",5,"May 12, 2019 5:00","2019-05-12T05:00:00",33.1,32.2,30.9,25.4,11.84,0.0799,0.17,12.56]
["May",12,"9AM to 10AM",9,"May 12, 2019 9:00","2019-05-12T09:00:00",{"v":36,"d":"36.0"},34.7,33.1,27.9,12.92,0.0794,0.19,12.64]
["May",12,"12PM to 1PM",12,"May 12, 2019 12:00","2019-05-12T12:00:00",{"v":43,"d":"43.0"},41.1,{"v":39,"d":"39.0"},35.3,15.77,0.0783,0.24,12.84]
["May",12,"4PM to 5PM",16,"May 12, 2019 16:00","2019-05-12T16:00:00",{"v":45,"d":"45.0"},{"v":43,"d":"43.0"},{"v":41,"d":"41.0"},38.2,16.69,{"v":0.078,"d":"0.0780"},0.26,{"v":12.9,"d":"12.90"}]
["May",12,"7PM to 8PM",19,"May 12, 2019 19:00","2019-05-12T19:00:00",{"v":46,"d":"46.0"},40.6,{"v":34,"d":"34.0"},28.9,15.51,0.0778,{"v":0.2,"d":"0.20"},{"v":12.9,"d":"12.90"}]
["May",12,"11PM to 12AM",23,"May 12, 2019 23:00","2019-05-12T23:00:00",{"v":37,"d":"37.0"},34.9,{"v":32,"d":"32.0"},26.7,{"v":13,"d":"13.00"},0.0793,0.18,12.66]
["May",13,"12AM to 1AM",0,"May 13, 2019 0:00","2019-05-13",35.1,33.8,{"v":32,"d":"32.0"},26.7,12.52,0.0796,0.18,12.61]
["May",13,"3AM to 4AM",3,"May 13, 2019 3:00","2019-05-13T03:00:00",{"v":32,"d":"32.0"},31.1,{"v":30,"d":"30.0"},24.3,11.42,0.0801,0.16,12.53]
["May",13,"7AM to 8AM",7,"May 13, 2019 7:00","2019-05-13T07:00:00",{"v":32,"d":"32.0"},31.1,{"v":30,"d":"30.0"},24.3,11.42,0.0801,0.16,12.53]
["May",13,"10AM to 11AM",10,"May 13, 2019 10:00","2019-05-13T10:00:00",{"v":37,"d":"37.0"},36.2,35.1,30.2,13.53,0.0792,{"v":0.2,"d":"0.20"},12.67]
["May",13,"1PM to 2PM",13,"May 13, 2019 13:00","2019-05-13T13:00:00",42.1,40.1,37.9,33.8,15.32,0.0784,0.23,12.81]
["May",13,"5PM to 6PM",17,"May 13, 2019 17:00","2019-05-13T17:00:00",{"v":45,"d":"45.0"},42.5,39.9,36.6,16.44,{"v":0.078,"d":"0.0780"},0.25,12.89]
["May",13,"8PM to 9PM",20,"May 13, 2019 20:00","2019-05-13T20:00:00",{"v":43,"d":"43.0"},40.2,{"v":37,"d":"37.0"},32.7,15.35,0.0783,0.22,12.83]
["May",14,"12AM to 1AM",0,"May 14, 2019 0:00","2019-05-14",{"v":34,"d":"34.0"},33.2,{"v":32,"d":"32.0"},26.7,12.26,0.0798,0.18,12.58]
["May",14,"1AM to 2AM",1,"May 14, 2019 1:00","2019-05-14T01:00:00",{"v":32,"d":"32.0"},31.5,30.9,25.4,11.58,0.0801,0.17,12.53]
["May",14,"4AM to 5AM",4,"May 14, 2019 4:00","2019-05-14T04:00:00",30.9,{"v":30,"d":"30.0"},28.9,23.1,10.98,0.0803,0.16,{"v":12.5,"d":"12.50"}]
["May",14,"8AM to 9AM",8,"May 14, 2019 8:00","2019-05-14T08:00:00",30.9,30.5,{"v":30,"d":"30.0"},24.3,11.16,0.0803,0.16,{"v":12.5,"d":"12.50"}]
["May",14,"11AM to 12PM",11,"May 14, 2019 11:00","2019-05-14T11:00:00",{"v":36,"d":"36.0"},35.1,{"v":34,"d":"34.0"},28.9,13.08,0.0794,{"v":0.2,"d":"0.20"},12.64]
["May",14,"2PM to 3PM",14,"May 14, 2019 14:00","2019-05-14T14:00:00",46.9,{"v":44,"d":"44.0"},{"v":41,"d":"41.0"},38.2,17.17,0.0776,0.26,12.95]
["May",14,"6PM to 7PM",18,"May 14, 2019 18:00","2019-05-14T18:00:00",48.9,43.6,37.9,33.8,16.98,0.0774,0.23,12.99]
["May",14,"9PM to 10PM",21,"May 14, 2019 21:00","2019-05-14T21:00:00",44.1,42.1,39.9,36.6,16.22,0.0781,0.25,12.87]
["May",15,"1AM to 2AM",1,"May 15, 2019 1:00","2019-05-15T01:00:00",37.9,37.1,{"v":36,"d":"36.0"},31.3,13.92,0.0791,0.21,{"v":12.7,"d":"12.70"}]
["May",15,"2AM to 3AM",2,"May 15, 2019 2:00","2019-05-15T02:00:00",{"v":37,"d":"37.0"},35.7,{"v":34,"d":"34.0"},28.9,13.34,0.0793,{"v":0.2,"d":"0.20"},12.67]
["May",15,"5AM to 6AM",5,"May 15, 2019 5:00","2019-05-15T05:00:00",33.1,32.6,{"v":32,"d":"32.0"},26.7,12.04,0.0799,0.18,12.56]
["May",15,"9AM to 10AM",9,"May 15, 2019 9:00","2019-05-15T09:00:00",37.9,36.7,35.1,30.2,13.75,0.0791,{"v":0.2,"d":"0.20"},{"v":12.7,"d":"12.70"}]
["May",15,"12PM to 1PM",12,"May 15, 2019 12:00","2019-05-15T12:00:00",{"v":46,"d":"46.0"},42.2,37.9,33.8,16.28,0.0778,0.23,12.91]
["May",15,"3PM to 4PM",15,"May 15, 2019 15:00","2019-05-15T15:00:00",{"v":52,"d":"52.0"},45.5,{"v":39,"d":"39.0"},35.3,17.95,0.0769,0.24,13.07]
["May",15,"7PM to 8PM",19,"May 15, 2019 19:00","2019-05-15T19:00:00",{"v":50,"d":"50.0"},44.1,37.9,33.8,17.24,0.0772,0.23,13.01]
["May",15,"10PM to 11PM",22,"May 15, 2019 22:00","2019-05-15T22:00:00",{"v":43,"d":"43.0"},41.1,{"v":39,"d":"39.0"},35.3,15.77,0.0783,0.24,12.84]
["May",16,"12AM to 1AM",0,"May 16, 2019 0:00","2019-05-16",37.9,37.5,{"v":37,"d":"37.0"},32.7,14.13,0.0791,0.22,{"v":12.7,"d":"12.70"}]
["May",16,"3AM to 4AM",3,"May 16, 2019 3:00","2019-05-16T03:00:00",35.1,34.2,33.1,27.9,{"v":12.7,"d":"12.70"},0.0796,0.19,12.62]
["May",16,"6AM to 7AM",6,"May 16, 2019 6:00","2019-05-16T06:00:00",{"v":34,"d":"34.0"},{"v":34,"d":"34.0"},{"v":34,"d":"34.0"},28.9,{"v":12.6,"d":"12.60"},0.0797,{"v":0.2,"d":"0.20"},12.59]
["May",16,"10AM to 11AM",10,"May 16, 2019 10:00","2019-05-16T10:00:00",{"v":36,"d":"36.0"},35.6,35.1,30.2,13.27,0.0794,{"v":0.2,"d":"0.20"},12.65]
["May",16,"1PM to 2PM",13,"May 16, 2019 13:00","2019-05-16T13:00:00",39.9,{"v":39,"d":"39.0"},37.9,33.8,{"v":14.8,"d":"14.80"},0.0788,0.23,12.76]
["May",16,"4PM to 5PM",16,"May 16, 2019 16:00","2019-05-16T16:00:00",44.1,41.2,37.9,33.8,{"v":15.8,"d":"15.80"},0.0781,0.23,12.86]
["May",16,"7PM to 8PM",19,"May 16, 2019 19:00","2019-05-16T19:00:00",{"v":46,"d":"46.0"},42.6,{"v":39,"d":"39.0"},35.3,16.51,0.0778,0.24,12.92]
["May",17,"12AM to 1AM",0,"May 17, 2019 0:00","2019-05-17",39.9,37.8,35.1,30.2,14.23,0.0788,{"v":0.2,"d":"0.20"},12.75]
["May",17,"1AM to 2AM",1,{"$f":"A3273&\" \"&B3273&\", \"&$D$5&\" \"&D3273&\":00\"","v":"May 17, 2019 1:00"},{"$f":"DATEVALUE(E3273)+TIMEVALUE(E3273)","v":"2019-05-17T01:00:00"},{"v":39,"d":"39.0"},37.3,35.1,30.2,14.01,0.0789,{"v":0.2,"d":"0.20"},12.72]
["May",17,"4AM to 5AM",4,"May 17, 2019 4:00","2019-05-17T04:00:00",{"v":39,"d":"39.0"},36.8,{"v":34,"d":"34.0"},28.9,13.82,0.0789,{"v":0.2,"d":"0.20"},12.72]
["May",17,"7AM to 8AM",7,"May 17, 2019 7:00","2019-05-17T07:00:00",{"v":41,"d":"41.0"},39.2,{"v":37,"d":"37.0"},32.7,14.88,0.0786,0.22,12.78]
["May",17,"11AM to 12PM",11,"May 17, 2019 11:00","2019-05-17T11:00:00",{"v":46,"d":"46.0"},42.6,{"v":39,"d":"39.0"},35.3,16.51,0.0778,0.24,12.92]
["May",17,"2PM to 3PM",14,"May 17, 2019 14:00","2019-05-17T14:00:00",{"v":50,"d":"50.0"},45.5,{"v":41,"d":"41.0"},38.2,17.91,0.0772,0.26,13.03]
["May",17,"4PM to 5PM",16,"May 17, 2019 16:00","2019-05-17T16:00:00",51.1,{"v":46,"d":"46.0"},{"v":41,"d":"41.0"},38.2,18.17,{"v":0.077,"d":"0.0770"},0.26,13.05]
["May",17,"10PM to 11PM",22,"May 17, 2019 22:00","2019-05-17T22:00:00",{"v":46,"d":"46.0"},43.5,{"v":41,"d":"41.0"},38.2,16.95,0.0778,0.26,12.93]
["May",18,"1AM to 2AM",1,"May 18, 2019 1:00","2019-05-18T01:00:00",44.1,42.1,39.9,36.6,16.22,0.0781,0.25,12.87]
["May",18,"2AM to 3AM",2,"May 18, 2019 2:00","2019-05-18T02:00:00",{"v":43,"d":"43.0"},41.1,{"v":39,"d":"39.0"},35.3,15.77,0.0783,0.24,12.84]
["May",18,"5AM to 6AM",5,"May 18, 2019 5:00","2019-05-18T05:00:00",{"v":39,"d":"39.0"},{"v":39,"d":"39.0"},{"v":39,"d":"39.0"},35.3,14.81,0.0789,0.24,12.74]
["May",18,"8AM to 9AM",8,"May 18, 2019 8:00","2019-05-18T08:00:00",39.9,39.9,39.9,36.6,15.22,0.0787,0.25,12.76]
["May",18,"12PM to 1PM",12,"May 18, 2019 12:00","2019-05-18T12:00:00",{"v":46,"d":"46.0"},{"v":45,"d":"45.0"},44.1,{"v":43,"d":"43.0"},17.69,0.0778,0.29,12.94]
["May",18,"3PM to 4PM",15,"May 18, 2019 15:00","2019-05-18T15:00:00",46.9,45.5,44.1,{"v":43,"d":"43.0"},17.91,0.0776,0.29,12.96]
["May",18,"5PM to 6PM",17,"May 18, 2019 17:00","2019-05-18T17:00:00",{"v":45,"d":"45.0"},{"v":44,"d":"44.0"},{"v":43,"d":"43.0"},41.2,17.16,0.0779,0.28,12.91]
["May",18,"11PM to 12AM",23,"May 18, 2019 23:00","2019-05-18T23:00:00",42.1,41.6,{"v":41,"d":"41.0"},38.2,15.99,0.0784,0.26,12.82]
["May",19,"2AM to 3AM",2,"May 19, 2019 2:00","2019-05-19T02:00:00",{"v":41,"d":"41.0"},40.5,39.9,36.6,15.48,0.0786,0.25,12.79]
["May",19,"3AM to 4AM",3,"May 19, 2019 3:00","2019-05-19T03:00:00",{"v":41,"d":"41.0"},40.5,39.9,36.6,15.48,0.0786,0.25,12.79]
["May",19,"6AM to 7AM",6,"May 19, 2019 6:00","2019-05-19T06:00:00",{"v":39,"d":"39.0"},38.5,37.9,33.8,14.58,0.0789,0.23,12.73]
["May",19,"9AM to 10AM",9,"May 19, 2019 9:00","2019-05-19T09:00:00",{"v":39,"d":"39.0"},38.1,{"v":37,"d":"37.0"},32.7,{"v":14.4,"d":"14.40"},0.0789,0.22,12.73]
["May",19,"1PM to 2PM",13,"May 19, 2019 13:00","2019-05-19T13:00:00",{"v":41,"d":"41.0"},40.1,{"v":39,"d":"39.0"},35.3,15.29,0.0786,0.24,12.79]
["May",19,"6PM to 7PM",{"$f":"IF(D3337+1>23,0,D3337+1)","v":18},"May 19, 2019 18:00","2019-05-19T18:00:00",42.1,39.7,{"v":37,"d":"37.0"},32.7,15.14,0.0784,0.22,12.81]
["May",19,"9PM to 10PM",21,"May 19, 2019 21:00","2019-05-19T21:00:00",{"v":39,"d":"39.0"},36.8,{"v":34,"d":"34.0"},28.9,13.82,0.0789,{"v":0.2,"d":"0.20"},12.72]
["May",20,"12AM to 1AM",0,"May 20, 2019 0:00","2019-05-20",{"v":37,"d":"37.0"},35.7,{"v":34,"d":"34.0"},28.9,13.34,0.0793,{"v":0.2,"d":"0.20"},12.67]
["May",20,"3AM to 4AM",3,"May 20, 2019 3:00","2019-05-20T03:00:00",{"v":34,"d":"34.0"},33.2,{"v":32,"d":"32.0"},26.7,12.26,0.0798,0.18,12.58]
["May",20,"4AM to 5AM",4,"May 20, 2019 4:00","2019-05-20T04:00:00",{"v":34,"d":"34.0"},33.6,33.1,27.9,12.44,0.0798,0.19,12.59]
["May",20,"7AM to 8AM",7,"May 20, 2019 7:00","2019-05-20T07:00:00",{"v":36,"d":"36.0"},{"v":36,"d":"36.0"},{"v":36,"d":"36.0"},31.3,13.44,0.0794,0.21,12.65]
["May",20,"11AM to 12PM",11,"May 20, 2019 11:00","2019-05-20T11:00:00",{"v":41,"d":"41.0"},39.6,37.9,33.8,15.06,0.0786,0.23,12.78]
["May",20,"2PM to 3PM",14,"May 20, 2019 14:00","2019-05-20T14:00:00",{"v":48,"d":"48.0"},{"v":44,"d":"44.0"},39.9,36.6,17.18,0.0775,0.25,12.97]
["May",20,"7PM to 8PM",19,"May 20, 2019 19:00","2019-05-20T19:00:00",{"v":52,"d":"52.0"},47.3,{"v":43,"d":"43.0"},41.2,18.86,0.0769,0.28,13.09]
["May",20,"10PM to 11PM",22,"May 20, 2019 22:00","2019-05-20T22:00:00",46.9,42.6,37.9,33.8,{"v":16.5,"d":"16.50"},0.0777,0.23,12.94]
["May",21,"1AM to 2AM",1,"May 21, 2019 1:00","2019-05-21T01:00:00",{"v":45,"d":"45.0"},{"v":40,"d":"40.0"},{"v":34,"d":"34.0"},28.9,15.25,{"v":0.078,"d":"0.0780"},{"v":0.2,"d":"0.20"},12.87]
["May",21,"4AM to 5AM",4,"May 21, 2019 4:00","2019-05-21T04:00:00",42.1,40.1,37.9,33.8,15.32,0.0784,0.23,12.81]
["May",21,"5AM to 6AM",5,"May 21, 2019 5:00","2019-05-21T05:00:00",{"v":43,"d":"43.0"},40.6,37.9,33.8,15.54,0.0783,0.23,12.83]
["May",21,"8AM to 9AM",8,"May 21, 2019 8:00","2019-05-21T08:00:00",{"v":46,"d":"46.0"},42.6,{"v":39,"d":"39.0"},35.3,16.51,0.0778,0.24,12.92]
["May",21,"12PM to 1PM",12,"May 21, 2019 12:00","2019-05-21T12:00:00",{"v":57,"d":"57.0"},50.1,44.1,{"v":43,"d":"43.0"},20.36,0.0761,0.29,13.22]
["May",21,"4PM to 5PM",16,"May 21, 2019 16:00","2019-05-21T16:00:00",{"v":57,"d":"57.0"},49.2,42.1,39.8,19.86,0.0761,0.27,13.21]
["May",21,"7PM to 8PM",19,"May 21, 2019 19:00","2019-05-21T19:00:00",51.1,47.4,44.1,{"v":43,"d":"43.0"},18.91,{"v":0.077,"d":"0.0770"},0.29,13.07]
["May",21,"11PM to 12AM",23,"May 21, 2019 23:00","2019-05-21T23:00:00",44.1,42.6,{"v":41,"d":"41.0"},38.2,16.47,0.0781,0.26,12.88]
["May",22,"2AM to 3AM",2,"May 22, 2019 2:00","2019-05-22T02:00:00",{"v":41,"d":"41.0"},40.1,{"v":39,"d":"39.0"},35.3,15.29,0.0786,0.24,12.79]
["May",22,"5AM to 6AM",5,"May 22, 2019 5:00","2019-05-22T05:00:00",39.9,{"v":39,"d":"39.0"},37.9,33.8,{"v":14.8,"d":"14.80"},0.0788,0.23,12.76]
["May",22,"6AM to 7AM",6,"May 22, 2019 6:00","2019-05-22T06:00:00",{"v":41,"d":"41.0"},39.2,{"v":37,"d":"37.0"},32.7,14.88,0.0786,0.22,12.78]
["May",22,"9AM to 10AM",9,{"$f":"A3401&\" \"&B3401&\", \"&$D$5&\" \"&D3401&\":00\"","v":"May 22, 2019 9:00"},{"$f":"DATEVALUE(E3401)+TIMEVALUE(E3401)","v":"2019-05-22T09:00:00"},42.1,40.6,{"v":39,"d":"39.0"},35.3,15.55,0.0784,0.24,12.82]
["May",22,"1PM to 2PM",13,"May 22, 2019 13:00","2019-05-22T13:00:00",53.1,48.7,{"v":45,"d":"45.0"},44.5,19.63,0.0767,{"v":0.3,"d":"0.30"},13.12]
["May",22,"5PM to 6PM",17,"May 22, 2019 17:00","2019-05-22T17:00:00",{"v":52,"d":"52.0"},47.8,44.1,{"v":43,"d":"43.0"},19.13,0.0769,0.29,13.09]
["May",22,"8PM to 9PM",20,"May 22, 2019 20:00","2019-05-22T20:00:00",48.9,45.9,{"v":43,"d":"43.0"},41.2,18.12,0.0773,0.28,13.01]
["May",23,"12AM to 1AM",0,"May 23, 2019 0:00","2019-05-23",37.9,37.5,{"v":37,"d":"37.0"},32.7,14.13,0.0791,0.22,{"v":12.7,"d":"12.70"}]
["May",23,"3AM to 4AM",3,"May 23, 2019 3:00","2019-05-23T03:00:00",{"v":37,"d":"37.0"},36.6,{"v":36,"d":"36.0"},31.3,{"v":13.7,"d":"13.70"},0.0792,0.21,12.68]
["May",23,"4AM to 5AM",4,"May 23, 2019 4:00","2019-05-23T04:00:00",{"v":37,"d":"37.0"},36.6,{"v":36,"d":"36.0"},31.3,{"v":13.7,"d":"13.70"},0.0792,0.21,12.68]
["May",23,"7AM to 8AM",7,"May 23, 2019 7:00","2019-05-23T07:00:00",{"v":39,"d":"39.0"},38.5,37.9,33.8,14.58,0.0789,0.23,12.73]
["May",23,"10AM to 11AM",10,"May 23, 2019 10:00","2019-05-23T10:00:00",42.1,40.6,{"v":39,"d":"39.0"},35.3,15.55,0.0784,0.24,12.82]
["May",23,"2PM to 3PM",14,"May 23, 2019 14:00","2019-05-23T14:00:00",{"v":48,"d":"48.0"},{"v":44,"d":"44.0"},39.9,36.6,17.18,0.0775,0.25,12.97]
["May",23,"6PM to 7PM",18,"May 23, 2019 18:00","2019-05-23T18:00:00",51.1,{"v":46,"d":"46.0"},{"v":41,"d":"41.0"},38.2,18.17,{"v":0.077,"d":"0.0770"},0.26,13.05]
["May",23,"9PM to 10PM",21,"May 23, 2019 21:00","2019-05-23T21:00:00",{"v":48,"d":"48.0"},44.5,{"v":41,"d":"41.0"},38.2,17.43,0.0775,0.26,12.98]
["May",24,"1AM to 2AM",1,"May 24, 2019 1:00","2019-05-24T01:00:00",{"v":43,"d":"43.0"},41.5,39.9,36.6,15.96,0.0783,0.25,12.84]
["May",24,"4AM to 5AM",4,"May 24, 2019 4:00","2019-05-24T04:00:00",{"v":41,"d":"41.0"},40.1,{"v":39,"d":"39.0"},35.3,15.29,0.0786,0.24,12.79]
["May",24,"5AM to 6AM",5,"May 24, 2019 5:00","2019-05-24T05:00:00",{"v":41,"d":"41.0"},39.6,37.9,33.8,15.06,0.0786,0.23,12.78]
["May",24,"8AM to 9AM",8,"May 24, 2019 8:00","2019-05-24T08:00:00",{"v":43,"d":"43.0"},41.5,39.9,36.6,15.96,0.0783,0.25,12.84]
["May",24,"11AM to 12PM",11,"May 24, 2019 11:00","2019-05-24T11:00:00",51.1,46.9,{"v":43,"d":"43.0"},41.2,18.64,{"v":0.077,"d":"0.0770"},0.28,13.06]
["May",24,"3PM to 4PM",15,"May 24, 2019 15:00","2019-05-24T15:00:00",{"v":59,"d":"59.0"},49.6,{"v":41,"d":"41.0"},38.2,20.09,0.0758,0.26,13.26]
["May",24,"7PM to 8PM",19,"May 24, 2019 19:00","2019-05-24T19:00:00",60.1,50.9,{"v":43,"d":"43.0"},41.2,20.83,0.0757,0.28,13.29]
["May",24,"10PM to 11PM",22,"May 24, 2019 22:00","2019-05-24T22:00:00",48.9,46.4,44.1,{"v":43,"d":"43.0"},18.39,0.0773,0.29,13.01]
["May",25,"2AM to 3AM",{"$f":"IF(D3465+1>23,0,D3465+1)","v":2},"May 25, 2019 2:00","2019-05-25T02:00:00",39.9,39.5,{"v":39,"d":"39.0"},35.3,15.02,0.0788,0.24,12.76]
["May",25,"5AM to 6AM",5,"May 25, 2019 5:00","2019-05-25T05:00:00",{"v":41,"d":"41.0"},40.1,{"v":39,"d":"39.0"},35.3,15.29,0.0786,0.24,12.79]
["May",25,"6AM to 7AM",6,"May 25, 2019 6:00","2019-05-25T06:00:00",{"v":41,"d":"41.0"},40.5,39.9,36.6,15.48,0.0786,0.25,12.79]
["May",25,"9AM to 10AM",9,"May 25, 2019 9:00","2019-05-25T09:00:00",44.1,44.1,44.1,{"v":43,"d":"43.0"},17.21,0.0781,0.29,12.89]
["May",25,"12PM to 1PM",12,"May 25, 2019 12:00","2019-05-25T12:00:00",{"v":50,"d":"50.0"},43.8,{"v":37,"d":"37.0"},32.7,17.05,0.0772,0.22,13.01]
["May",25,"5PM to 6PM",17,"May 25, 2019 17:00","2019-05-25T17:00:00",{"v":50,"d":"50.0"},47.3,{"v":45,"d":"45.0"},44.5,18.89,0.0771,{"v":0.3,"d":"0.30"},13.05]
["May",25,"8PM to 9PM",20,"May 25, 2019 20:00","2019-05-25T20:00:00",{"v":46,"d":"46.0"},44.5,{"v":43,"d":"43.0"},41.2,17.42,0.0778,0.28,12.93]
["May",26,"12AM to 1AM",0,"May 26, 2019 0:00","2019-05-26",{"v":43,"d":"43.0"},42.5,42.1,39.8,16.46,0.0782,0.27,12.85]
["May",26,"3AM to 4AM",3,"May 26, 2019 3:00","2019-05-26T03:00:00",42.1,42.1,42.1,39.8,16.24,0.0784,0.27,12.83]
["May",26,"6AM to 7AM",6,"May 26, 2019 6:00","2019-05-26T06:00:00",{"v":37,"d":"37.0"},{"v":37,"d":"37.0"},{"v":37,"d":"37.0"},32.7,13.92,0.0792,0.22,12.68]
["May",26,"7AM to 8AM",7,"May 26, 2019 7:00","2019-05-26T07:00:00",{"v":41,"d":"41.0"},40.5,39.9,36.6,15.48,0.0786,0.25,12.79]
["May",26,"10AM to 11AM",10,"May 26, 2019 10:00","2019-05-26T10:00:00",48.9,44.5,39.9,36.6,{"v":17.4,"d":"17.40"},0.0774,0.25,12.99]
["May",26,"1PM to 2PM",13,"May 26, 2019 13:00","2019-05-26T13:00:00",55.9,48.7,42.1,39.8,{"v":19.6,"d":"19.60"},0.0763,0.27,13.18]
["May",26,"6PM to 7PM",18,"May 26, 2019 18:00","2019-05-26T18:00:00",60.1,48.5,{"v":37,"d":"37.0"},32.7,19.49,0.0757,0.22,13.27]
["May",26,"9PM to 10PM",21,"May 26, 2019 21:00","2019-05-26T21:00:00",55.9,47.8,39.9,36.6,{"v":19.1,"d":"19.10"},0.0763,0.25,13.17]
["May",27,"1AM to 2AM",1,"May 27, 2019 1:00","2019-05-27T01:00:00",{"v":41,"d":"41.0"},39.6,37.9,33.8,15.06,0.0786,0.23,12.78]
["May",27,"4AM to 5AM",4,"May 27, 2019 4:00","2019-05-27T04:00:00",{"v":36,"d":"36.0"},35.6,35.1,30.2,13.27,0.0794,{"v":0.2,"d":"0.20"},12.65]
["May",27,"7AM to 8AM",7,"May 27, 2019 7:00","2019-05-27T07:00:00",{"v":39,"d":"39.0"},38.5,37.9,33.8,14.58,0.0789,0.23,12.73]
["May",27,"8AM to 9AM",8,"May 27, 2019 8:00","2019-05-27T08:00:00",{"v":45,"d":"45.0"},42.1,{"v":39,"d":"39.0"},35.3,16.24,{"v":0.078,"d":"0.0780"},0.24,12.89]
["May",27,"2PM to 3PM",14,"May 27, 2019 14:00","2019-05-27T14:00:00",57.9,47.9,37.9,33.8,19.16,{"v":0.076,"d":"0.0760"},0.23,13.22]
["May",27,"4PM to 5PM",16,"May 27, 2019 16:00","2019-05-27T16:00:00",60.1,48.9,37.9,33.8,19.68,0.0757,0.23,13.27]
["May",27,"7PM to 8PM",19,"May 27, 2019 19:00","2019-05-27T19:00:00",{"v":61,"d":"61.0"},50.9,42.1,39.8,20.82,0.0755,0.27,13.31]
["May",27,"10PM to 11PM",22,"May 27, 2019 22:00","2019-05-27T22:00:00",{"v":54,"d":"54.0"},47.3,{"v":41,"d":"41.0"},38.2,18.87,0.0766,0.26,13.13]
["May",28,"2AM to 3AM",2,"May 28, 2019 2:00","2019-05-28T02:00:00",39.9,{"v":39,"d":"39.0"},37.9,33.8,{"v":14.8,"d":"14.80"},0.0788,0.23,12.76]
["May",28,"5AM to 6AM",5,"May 28, 2019 5:00","2019-05-28T05:00:00",37.9,37.5,{"v":37,"d":"37.0"},32.7,14.13,0.0791,0.22,{"v":12.7,"d":"12.70"}]
["May",28,"8AM to 9AM",8,"May 28, 2019 8:00","2019-05-28T08:00:00",{"v":43,"d":"43.0"},41.1,{"v":39,"d":"39.0"},35.3,15.77,0.0783,0.24,12.84]
["May",28,"9AM to 10AM",9,"May 28, 2019 9:00","2019-05-28T09:00:00",{"v":45,"d":"45.0"},42.5,39.9,36.6,16.44,{"v":0.078,"d":"0.0780"},0.25,12.89]
["May",28,"3PM to 4PM",15,"May 28, 2019 15:00","2019-05-28T15:00:00",62.1,52.6,{"v":45,"d":"45.0"},44.5,21.82,0.0754,{"v":0.3,"d":"0.30"},13.35]
["May",28,"5PM to 6PM",17,"May 28, 2019 17:00","2019-05-28T17:00:00",62.1,53.6,46.9,{"v":48,"d":"48.0"},22.36,0.0753,0.32,13.37]
["May",28,"8PM to 9PM",20,"May 28, 2019 20:00","2019-05-28T20:00:00",57.9,51.8,46.9,{"v":48,"d":"48.0"},21.35,0.0759,0.32,13.26]
["May",28,"11PM to 12AM",23,"May 28, 2019 23:00","2019-05-28T23:00:00",{"v":50,"d":"50.0"},47.3,{"v":45,"d":"45.0"},44.5,18.89,0.0771,{"v":0.3,"d":"0.30"},13.05]
["May",29,"3AM to 4AM",3,"May 29, 2019 3:00","2019-05-29T03:00:00",{"v":39,"d":"39.0"},38.5,37.9,33.8,14.58,0.0789,0.23,12.73]
["May",29,"6AM to 7AM",6,"May 29, 2019 6:00","2019-05-29T06:00:00",37.9,37.5,{"v":37,"d":"37.0"},32.7,14.13,0.0791,0.22,{"v":12.7,"d":"12.70"}]
["May",29,"9AM to 10AM",9,"May 29, 2019 9:00","2019-05-29T09:00:00",{"v":46,"d":"46.0"},{"v":43,"d":"43.0"},39.9,36.6,{"v":16.7,"d":"16.70"},0.0778,0.25,12.92]
["May",29,"12PM to 1PM",12,"May 29, 2019 12:00","2019-05-29T12:00:00",{"v":57,"d":"57.0"},50.5,{"v":45,"d":"45.0"},44.5,20.59,0.0761,{"v":0.3,"d":"0.30"},13.23]
["May",29,"2PM to 3PM",14,"May 29, 2019 14:00","2019-05-29T14:00:00",{"v":64,"d":"64.0"},52.6,{"v":43,"d":"43.0"},41.2,21.79,0.0751,0.28,{"v":13.4,"d":"13.40"}]
["May",29,"6PM to 7PM",18,"May 29, 2019 18:00","2019-05-29T18:00:00",{"v":66,"d":"66.0"},56.1,48.9,51.8,23.91,0.0747,0.35,13.48]
["May",29,"9PM to 10PM",21,"May 29, 2019 21:00","2019-05-29T21:00:00",62.1,54.1,{"v":48,"d":"48.0"},{"v":50,"d":"50.0"},22.67,0.0753,0.34,13.37]
["May",30,"12AM to 1AM",0,"May 30, 2019 0:00","2019-05-30",{"v":48,"d":"48.0"},{"v":45,"d":"45.0"},42.1,39.8,17.68,0.0775,0.27,12.98]
["May",30,"4AM to 5AM",4,"May 30, 2019 4:00","2019-05-30T04:00:00",{"v":39,"d":"39.0"},38.5,37.9,33.8,14.58,0.0789,0.23,12.73]
["May",30,"7AM to 8AM",7,"May 30, 2019 7:00","2019-05-30T07:00:00",42.1,{"v":41,"d":"41.0"},39.9,36.6,15.74,0.0784,0.25,12.82]
["May",30,"8AM to 9AM",8,"May 30, 2019 8:00","2019-05-30T08:00:00",{"v":46,"d":"46.0"},44.1,42.1,39.8,{"v":17.2,"d":"17.20"},0.0778,0.27,12.93]
["May",30,"1PM to 2PM",13,"May 30, 2019 13:00","2019-05-30T13:00:00",{"v":63,"d":"63.0"},{"v":53,"d":"53.0"},{"v":45,"d":"45.0"},44.5,22.03,0.0752,{"v":0.3,"d":"0.30"},13.38]
["May",30,"3PM to 4PM",15,"May 30, 2019 15:00","2019-05-30T15:00:00",66.9,54.6,{"v":45,"d":"45.0"},44.5,{"v":23,"d":"23.00"},0.0747,{"v":0.3,"d":"0.30"},13.48]
["May",30,"7PM to 8PM",19,"May 30, 2019 19:00","2019-05-30T19:00:00",{"v":63,"d":"63.0"},55.4,{"v":50,"d":"50.0"},53.9,{"v":23.5,"d":"23.50"},0.0752,0.36,13.41]
["May",30,"10PM to 11PM",22,"May 30, 2019 22:00","2019-05-30T22:00:00",48.9,46.8,{"v":45,"d":"45.0"},44.5,18.63,0.0773,{"v":0.3,"d":"0.30"},13.02]
["May",31,"1AM to 2AM",1,"May 31, 2019 1:00","2019-05-31T01:00:00",{"v":43,"d":"43.0"},41.5,39.9,36.6,15.96,0.0783,0.25,12.84]
["May",31,"5AM to 6AM",5,"May 31, 2019 5:00","2019-05-31T05:00:00",{"v":41,"d":"41.0"},40.5,39.9,36.6,15.48,0.0786,0.25,12.79]
["May",31,"8AM to 9AM",8,"May 31, 2019 8:00","2019-05-31T08:00:00",{"v":46,"d":"46.0"},44.1,42.1,39.8,{"v":17.2,"d":"17.20"},0.0778,0.27,12.93]
["May",31,"10AM to 11AM",10,"May 31, 2019 10:00","2019-05-31T10:00:00",{"v":50,"d":"50.0"},{"v":46,"d":"46.0"},42.1,39.8,18.16,0.0772,0.27,13.03]
["May",31,"1PM to 2PM",13,"May 31, 2019 13:00","2019-05-31T13:00:00",{"v":54,"d":"54.0"},46.9,39.9,36.6,18.62,0.0766,0.25,13.12]
["May",31,"4PM to 5PM",16,"May 31, 2019 16:00","2019-05-31T16:00:00",{"v":55,"d":"55.0"},47.4,39.9,36.6,18.88,0.0764,0.25,13.15]
["May",31,"8PM to 9PM",20,"May 31, 2019 20:00","2019-05-31T20:00:00",47.8,44.3,40.6,37.6,{"v":17.3,"d":"17.30"},0.0775,0.25,12.97]
["May",31,"11PM to 12AM",23,"May 31, 2019 23:00","2019-05-31T23:00:00",43.5,41.8,39.9,36.6,16.09,0.0782,0.25,12.86]
["June",1,"3AM to 4AM",3,"June 1, 2019 3:00","2019-06-01T03:00:00",42.3,41.2,40.1,36.8,15.83,0.0784,0.25,12.83]
["June",1,"6AM to 7AM",6,"June 1, 2019 6:00","2019-06-01T06:00:00",43.3,42.3,41.2,38.4,16.33,0.0782,0.26,12.86]
["June",1,"9AM to 10AM",9,"June 1, 2019 9:00","2019-06-01T09:00:00",47.7,{"v":45,"d":"45.0"},42.4,40.4,17.68,0.0775,0.27,12.97]
["June",1,"11AM to 12PM",11,"June 1, 2019 11:00","2019-06-01T11:00:00",51.1,{"v":46,"d":"46.0"},{"v":41,"d":"41.0"},38.2,18.17,{"v":0.077,"d":"0.0770"},0.26,13.05]
["June",1,"2PM to 3PM",14,"June 1, 2019 14:00","2019-06-01T14:00:00",{"v":48,"d":"48.0"},{"v":45,"d":"45.0"},42.1,39.8,17.68,0.0775,0.27,12.98]
["June",1,"5PM to 6PM",17,"June 1, 2019 17:00","2019-06-01T17:00:00",{"v":48,"d":"48.0"},{"v":44,"d":"44.0"},39.9,36.6,17.18,0.0775,0.25,12.97]
["June",1,"9PM to 10PM",21,"June 1, 2019 21:00","2019-06-01T21:00:00",{"v":45,"d":"45.0"},{"v":42,"d":"42.0"},38.8,35.1,16.21,{"v":0.078,"d":"0.0780"},0.24,12.89]
["June",2,"12AM to 1AM",0,"June 2, 2019 0:00","2019-06-02",40.6,39.2,37.6,33.4,{"v":14.9,"d":"14.90"},0.0787,0.23,12.77]
["June",2,"4AM to 5AM",4,"June 2, 2019 4:00","2019-06-02T04:00:00",39.4,38.6,37.8,33.6,14.63,0.0789,0.23,12.74]
["June",2,"7AM to 8AM",7,"June 2, 2019 7:00","2019-06-02T07:00:00",40.3,40.2,40.1,36.8,15.35,0.0787,0.25,12.77]
["June",2,"8AM to 9AM",8,"June 2, 2019 8:00","2019-06-02T08:00:00",{"v":41,"d":"41.0"},{"v":41,"d":"41.0"},{"v":41,"d":"41.0"},38.2,15.73,0.0786,0.26,{"v":12.8,"d":"12.80"}]
["June",2,"12PM to 1PM",12,"June 2, 2019 12:00","2019-06-02T12:00:00",43.3,41.4,39.2,35.6,15.89,0.0782,0.24,12.85]
["June",2,"3PM to 4PM",15,"June 2, 2019 15:00","2019-06-02T15:00:00",44.8,41.6,38.1,34.1,16.01,{"v":0.078,"d":"0.0780"},0.23,12.88]
["June",2,"6PM to 7PM",18,"June 2, 2019 18:00","2019-06-02T18:00:00",45.3,40.8,35.4,30.6,15.61,0.0779,0.21,12.89]
["June",2,"10PM to 11PM",22,"June 2, 2019 22:00","2019-06-02T22:00:00",38.1,36.3,{"v":34,"d":"34.0"},28.9,{"v":13.6,"d":"13.60"},0.0791,{"v":0.2,"d":"0.20"},{"v":12.7,"d":"12.70"}]
["June",3,"1AM to 2AM",1,"June 3, 2019 1:00","2019-06-03T01:00:00",33.8,{"v":33,"d":"33.0"},31.8,26.5,12.18,0.0798,0.18,12.58]
["June",3,"5AM to 6AM",5,"June 3, 2019 5:00","2019-06-03T05:00:00",{"v":34,"d":"34.0"},32.7,30.9,25.4,12.06,0.0798,0.17,12.58]
["June",3,"8AM to 9AM",8,"June 3, 2019 8:00","2019-06-03T08:00:00",{"v":37,"d":"37.0"},34.1,{"v":30,"d":"30.0"},24.3,12.64,0.0793,0.16,12.66]
["June",3,"9AM to 10AM",9,"June 3, 2019 9:00","2019-06-03T09:00:00",37.9,34.7,30.4,24.8,12.92,0.0791,0.17,12.68]
["June",3,"1PM to 2PM",13,"June 3, 2019 13:00","2019-06-03T13:00:00",43.3,37.8,30.6,{"v":25,"d":"25.0"},14.25,0.0783,0.17,12.82]
["June",3,"4PM to 5PM",16,"June 3, 2019 16:00","2019-06-03T16:00:00",46.9,40.3,{"v":32,"d":"32.0"},26.7,15.39,0.0777,0.18,12.92]
["June",3,"8PM to 9PM",20,"June 3, 2019 20:00","2019-06-03T20:00:00",{"v":48,"d":"48.0"},{"v":42,"d":"42.0"},35.1,30.2,16.19,0.0775,{"v":0.2,"d":"0.20"},12.95]
["June",3,"11PM to 12AM",23,"June 3, 2019 23:00","2019-06-03T23:00:00",35.1,33.8,{"v":32,"d":"32.0"},26.7,12.52,0.0796,0.18,12.61]
["June",4,"2AM to 3AM",2,"June 4, 2019 2:00","2019-06-04T02:00:00",{"v":36,"d":"36.0"},35.1,{"v":34,"d":"34.0"},28.9,13.08,0.0794,{"v":0.2,"d":"0.20"},12.64]
["June",4,"6AM to 7AM",6,"June 4, 2019 6:00","2019-06-04T06:00:00",39.4,37.2,34.3,29.3,13.97,0.0789,{"v":0.2,"d":"0.20"},12.73]
["June",4,"10AM to 11AM",10,"June 4, 2019 10:00","2019-06-04T10:00:00",{"v":54,"d":"54.0"},45.4,36.3,31.7,17.87,0.0766,0.21,13.11]
["June",4,"1PM to 2PM",13,"June 4, 2019 13:00","2019-06-04T13:00:00",61.7,49.1,36.5,{"v":32,"d":"32.0"},19.78,0.0755,0.22,13.31]
["June",4,"2PM to 3PM",14,"June 4, 2019 14:00","2019-06-04T14:00:00",{"v":64,"d":"64.0"},49.9,{"v":36,"d":"36.0"},31.3,20.24,0.0752,0.21,13.36]
["June",4,"5PM to 6PM",17,{"$f":"A3721&\" \"&B3721&\", \"&$D$5&\" \"&D3721&\":00\"","v":"June 4, 2019 17:00"},{"$f":"DATEVALUE(E3721)+TIMEVALUE(E3721)","v":"2019-06-04T17:00:00"},{"v":55,"d":"55.0"},47.8,{"v":41,"d":"41.0"},38.2,19.13,0.0764,0.26,13.16]
["June",4,"9PM to 10PM",21,"June 4, 2019 21:00","2019-06-04T21:00:00",46.9,{"v":46,"d":"46.0"},45.1,44.8,18.19,0.0776,{"v":0.3,"d":"0.30"},12.97]
["June",5,"12AM to 1AM",0,"June 5, 2019 0:00","2019-06-05",46.6,45.6,44.8,44.2,18.01,0.0777,{"v":0.3,"d":"0.30"},12.96]
["June",5,"3AM to 4AM",3,"June 5, 2019 3:00","2019-06-05T03:00:00",45.3,44.5,43.7,42.4,17.43,0.0779,0.29,12.92]
["June",5,"7AM to 8AM",7,"June 5, 2019 7:00","2019-06-05T07:00:00",42.1,41.6,{"v":41,"d":"41.0"},38.2,15.99,0.0784,0.26,12.82]
["June",5,"11AM to 12PM",11,"June 5, 2019 11:00","2019-06-05T11:00:00",42.1,40.6,{"v":39,"d":"39.0"},35.3,15.55,0.0784,0.24,12.82]
["June",5,"2PM to 3PM",14,"June 5, 2019 14:00","2019-06-05T14:00:00",{"v":45,"d":"45.0"},41.6,37.9,33.8,16.02,{"v":0.078,"d":"0.0780"},0.23,12.89]
["June",5,"3PM to 4PM",15,"June 5, 2019 15:00","2019-06-05T15:00:00",44.6,41.3,37.6,33.4,15.86,{"v":0.078,"d":"0.0780"},0.23,12.87]
["June",5,"6PM to 7PM",18,"June 5, 2019 18:00","2019-06-05T18:00:00",43.7,40.4,36.7,32.2,15.46,0.0782,0.22,12.85]
["June",5,"10PM to 11PM",22,"June 5, 2019 22:00","2019-06-05T22:00:00",{"v":41,"d":"41.0"},39.5,37.8,33.6,15.02,0.0786,0.23,12.78]
["June",6,"1AM to 2AM",1,"June 6, 2019 1:00","2019-06-06T01:00:00",39.4,38.2,36.7,32.2,14.41,0.0789,0.22,12.74]
["June",6,"4AM to 5AM",4,"June 6, 2019 4:00","2019-06-06T04:00:00",{"v":39,"d":"39.0"},37.7,36.1,31.5,14.22,0.0789,0.21,12.73]
["June",6,"8AM to 9AM",8,"June 6, 2019 8:00","2019-06-06T08:00:00",39.9,38.6,{"v":37,"d":"37.0"},32.7,14.61,0.0788,0.22,12.75]
["June",6,"12PM to 1PM",12,"June 6, 2019 12:00","2019-06-06T12:00:00",40.6,39.9,{"v":39,"d":"39.0"},35.3,{"v":15.2,"d":"15.20"},0.0786,0.24,12.78]
["June",6,"1PM to 2PM",13,"June 6, 2019 13:00","2019-06-06T13:00:00",41.4,40.3,{"v":39,"d":"39.0"},35.3,15.37,0.0785,0.24,{"v":12.8,"d":"12.80"}]
["June",6,"4PM to 5PM",16,"June 6, 2019 16:00","2019-06-06T16:00:00",46.6,{"v":41,"d":"41.0"},34.3,29.3,15.71,0.0778,{"v":0.2,"d":"0.20"},12.91]
["June",6,"7PM to 8PM",19,"June 6, 2019 19:00","2019-06-06T19:00:00",46.2,{"v":40,"d":"40.0"},32.2,26.9,15.24,0.0778,0.18,{"v":12.9,"d":"12.90"}]
["June",6,"11PM to 12AM",23,"June 6, 2019 23:00","2019-06-06T23:00:00",{"v":39,"d":"39.0"},36.5,33.1,27.9,13.66,{"v":0.079,"d":"0.0790"},0.19,12.72]
["June",7,"2AM to 3AM",2,"June 7, 2019 2:00","2019-06-07T02:00:00",{"v":39,"d":"39.0"},37.6,{"v":36,"d":"36.0"},31.3,14.18,0.0789,0.21,12.73]
["June",7,"5AM to 6AM",5,"June 7, 2019 5:00","2019-06-07T05:00:00",{"v":39,"d":"39.0"},37.3,35.1,30.2,14.01,0.0789,{"v":0.2,"d":"0.20"},12.72]
["June",7,"9AM to 10AM",9,{"$f":"A3785&\" \"&B3785&\", \"&$D$5&\" \"&D3785&\":00\"","v":"June 7, 2019 9:00"},{"$f":"DATEVALUE(E3785)+TIMEVALUE(E3785)","v":"2019-06-07T09:00:00"},43.3,39.4,34.5,29.5,14.96,0.0783,{"v":0.2,"d":"0.20"},12.83]
["June",7,"1PM to 2PM",13,"June 7, 2019 13:00","2019-06-07T13:00:00",48.7,42.2,34.7,29.7,{"v":16.3,"d":"16.30"},0.0774,{"v":0.2,"d":"0.20"},12.97]
["June",7,"2PM to 3PM",14,"June 7, 2019 14:00","2019-06-07T14:00:00",{"v":50,"d":"50.0"},{"v":43,"d":"43.0"},35.1,30.2,16.67,0.0772,{"v":0.2,"d":"0.20"},{"v":13,"d":"13.00"}]
["June",7,"5PM to 6PM",17,"June 7, 2019 17:00","2019-06-07T17:00:00",46.9,42.3,{"v":37,"d":"37.0"},32.7,16.31,0.0777,0.22,12.93]
["June",7,"8PM to 9PM",20,"June 7, 2019 20:00","2019-06-07T20:00:00",{"v":43,"d":"43.0"},40.6,37.9,33.8,15.54,0.0783,0.23,12.83]
["June",8,"12AM to 1AM",0,"June 8, 2019 0:00","2019-06-08",{"v":39,"d":"39.0"},37.6,35.8,31.1,14.15,0.0789,0.21,12.73]
["June",8,"3AM to 4AM",3,"June 8, 2019 3:00","2019-06-08T03:00:00",37.9,37.4,36.7,32.2,14.06,0.0791,0.22,{"v":12.7,"d":"12.70"}]
["June",8,"6AM to 7AM",6,"June 8, 2019 6:00","2019-06-08T06:00:00",36.3,35.6,34.7,29.7,13.29,0.0794,{"v":0.2,"d":"0.20"},12.65]
["June",8,"11AM to 12PM",11,"June 8, 2019 11:00","2019-06-08T11:00:00",39.9,38.6,{"v":37,"d":"37.0"},32.7,14.61,0.0788,0.22,12.75]
["June",8,"2PM to 3PM",14,"June 8, 2019 14:00","2019-06-08T14:00:00",39.9,{"v":37,"d":"37.0"},33.1,27.9,13.88,0.0788,0.19,12.74]
["June",8,"3PM to 4PM",15,"June 8, 2019 15:00","2019-06-08T15:00:00",{"v":39,"d":"39.0"},36.5,33.3,28.1,13.69,0.0789,0.19,12.72]
["June",8,"6PM to 7PM",18,"June 8, 2019 18:00","2019-06-08T18:00:00",{"v":37,"d":"37.0"},35.8,34.2,29.1,13.37,0.0793,{"v":0.2,"d":"0.20"},12.67]
["June",8,"9PM to 10PM",21,"June 8, 2019 21:00","2019-06-08T21:00:00",{"v":36,"d":"36.0"},35.2,34.2,29.1,13.11,0.0794,{"v":0.2,"d":"0.20"},12.64]
["June",9,"1AM to 2AM",1,"June 9, 2019 1:00","2019-06-09T01:00:00",33.4,33.1,32.7,27.5,12.25,0.0798,0.19,12.57]
["June",9,"4AM to 5AM",4,"June 9, 2019 4:00","2019-06-09T04:00:00",33.1,32.4,31.5,{"v":26,"d":"26.0"},11.94,0.0799,0.18,12.56]
["June",9,"7AM to 8AM",7,"June 9, 2019 7:00","2019-06-09T07:00:00",35.8,35.5,35.1,30.2,13.23,0.0795,{"v":0.2,"d":"0.20"},12.64]
["June",9,"12PM to 1PM",12,"June 9, 2019 12:00","2019-06-09T12:00:00",43.3,41.6,39.7,36.3,16.01,0.0782,0.25,12.85]
["June",9,"3PM to 4PM",15,"June 9, 2019 15:00","2019-06-09T15:00:00",53.1,46.7,40.5,37.4,18.53,0.0767,0.25,{"v":13.1,"d":"13.10"}]
["June",9,"4PM to 5PM",16,"June 9, 2019 16:00","2019-06-09T16:00:00",55.9,46.8,37.6,33.4,{"v":18.6,"d":"18.60"},0.0763,0.23,13.16]
["June",9,"7PM to 8PM",19,"June 9, 2019 19:00","2019-06-09T19:00:00",56.3,45.9,34.7,29.7,18.13,0.0763,{"v":0.2,"d":"0.20"},13.16]
["June",9,"10PM to 11PM",22,"June 9, 2019 22:00","2019-06-09T22:00:00",46.9,41.6,35.4,30.6,{"v":16,"d":"16.00"},0.0777,0.21,12.93]
["June",10,"2AM to 3AM",{"$f":"IF(D3849+1>23,0,D3849+1)","v":2},"June 10, 2019 2:00","2019-06-10T02:00:00",{"v":37,"d":"37.0"},36.2,35.1,30.2,13.53,0.0792,{"v":0.2,"d":"0.20"},12.67]
["June",10,"4AM to 5AM",4,"June 10, 2019 4:00","2019-06-10T04:00:00",{"v":37,"d":"37.0"},36.1,34.9,{"v":30,"d":"30.0"},{"v":13.5,"d":"13.50"},0.0793,{"v":0.2,"d":"0.20"},12.67]
["June",10,"10AM to 11AM",10,"June 10, 2019 10:00","2019-06-10T10:00:00",49.1,44.3,39.4,35.8,17.33,0.0773,0.24,{"v":13,"d":"13.00"}]
["June",10,"1PM to 2PM",13,"June 10, 2019 13:00","2019-06-10T13:00:00",56.3,47.6,{"v":39,"d":"39.0"},35.3,18.99,0.0763,0.24,13.18]
["June",10,"4PM to 5PM",16,"June 10, 2019 16:00","2019-06-10T16:00:00",62.4,49.6,37.2,32.9,{"v":20.1,"d":"20.10"},0.0754,0.22,13.33]
["June",10,"5PM to 6PM",17,"June 10, 2019 17:00","2019-06-10T17:00:00",{"v":64,"d":"64.0"},49.9,{"v":36,"d":"36.0"},31.3,20.24,0.0752,0.21,13.36]
["June",10,"8PM to 9PM",20,"June 10, 2019 20:00","2019-06-10T20:00:00",{"v":61,"d":"61.0"},48.5,{"v":36,"d":"36.0"},31.3,{"v":19.5,"d":"19.50"},0.0756,0.21,13.29]
["June",11,"12AM to 1AM",0,"June 11, 2019 0:00","2019-06-11",45.7,42.5,39.2,35.6,16.46,0.0779,0.24,12.91]
["June",11,"3AM to 4AM",3,"June 11, 2019 3:00","2019-06-11T03:00:00",42.3,39.8,36.9,32.4,15.14,0.0784,0.22,12.81]
["June",11,"5AM to 6AM",5,"June 11, 2019 5:00","2019-06-11T05:00:00",{"v":41,"d":"41.0"},39.2,{"v":37,"d":"37.0"},32.7,14.88,0.0786,0.22,12.78]
["June",11,"11AM to 12PM",11,"June 11, 2019 11:00","2019-06-11T11:00:00",{"v":66,"d":"66.0"},53.1,42.1,39.8,22.05,0.0748,0.27,13.44]
["June",11,"2PM to 3PM",14,"June 11, 2019 14:00","2019-06-11T14:00:00",{"v":73,"d":"73.0"},57.5,{"v":46,"d":"46.0"},46.4,24.78,0.0738,0.31,13.64]
["June",11,"5PM to 6PM",17,"June 11, 2019 17:00","2019-06-11T17:00:00",{"v":72,"d":"72.0"},{"v":54,"d":"54.0"},37.9,33.8,22.56,{"v":0.074,"d":"0.0740"},0.23,13.57]
["June",11,"6PM to 7PM",18,"June 11, 2019 18:00","2019-06-11T18:00:00",71.1,54.2,39.7,36.3,22.73,0.0741,0.25,13.56]
["June",11,"9PM to 10PM",21,"June 11, 2019 21:00","2019-06-11T21:00:00",64.4,53.6,{"v":45,"d":"45.0"},44.5,22.38,{"v":0.075,"d":"0.0750"},{"v":0.3,"d":"0.30"},13.41]
["June",12,"1AM to 2AM",1,"June 12, 2019 1:00","2019-06-12T01:00:00",52.3,48.5,45.1,44.8,{"v":19.5,"d":"19.50"},0.0768,{"v":0.3,"d":"0.30"},13.11]
["June",12,"6AM to 7AM",6,"June 12, 2019 6:00","2019-06-12T06:00:00",50.5,47.9,45.7,45.8,19.21,0.0771,0.31,13.06]
["June",12,"8AM to 9AM",8,"June 12, 2019 8:00","2019-06-12T08:00:00",{"v":54,"d":"54.0"},50.1,46.9,{"v":48,"d":"48.0"},20.39,0.0765,0.32,13.16]
["June",12,"12PM to 1PM",12,"June 12, 2019 12:00","2019-06-12T12:00:00",72.3,55.8,42.4,40.4,23.66,0.0739,0.27,{"v":13.6,"d":"13.60"}]
["June",12,"3PM to 4PM",15,"June 12, 2019 15:00","2019-06-12T15:00:00",{"v":77,"d":"77.0"},54.1,31.6,26.2,22.59,0.0734,0.18,13.68]
["June",12,"6PM to 7PM",{"$f":"IF(D3913+1>23,0,D3913+1)","v":18},"June 12, 2019 18:00","2019-06-12T18:00:00",73.6,55.1,39.4,35.8,23.26,0.0738,0.24,13.62]
["June",12,"7PM to 8PM",19,"June 12, 2019 19:00","2019-06-12T19:00:00",70.3,55.7,44.2,43.3,23.64,0.0742,0.29,13.56]
["June",12,"10PM to 11PM",22,"June 12, 2019 22:00","2019-06-12T22:00:00",{"v":59,"d":"59.0"},51.9,{"v":46,"d":"46.0"},46.4,21.37,0.0758,0.31,13.28]
["June",13,"2AM to 3AM",2,"June 13, 2019 2:00","2019-06-13T02:00:00",48.9,46.4,44.1,{"v":43,"d":"43.0"},18.39,0.0773,0.29,13.01]
["June",13,"7AM to 8AM",7,"June 13, 2019 7:00","2019-06-13T07:00:00",49.6,45.5,41.4,38.7,{"v":17.9,"d":"17.90"},0.0772,0.26,13.02]
["June",13,"9AM to 10AM",9,"June 13, 2019 9:00","2019-06-13T09:00:00",53.1,46.3,39.6,36.1,18.32,0.0767,0.24,{"v":13.1,"d":"13.10"}]
["June",13,"1PM to 2PM",13,"June 13, 2019 13:00","2019-06-13T13:00:00",{"v":61,"d":"61.0"},49.2,37.8,33.6,19.86,0.0756,0.23,13.29]
["June",13,"4PM to 5PM",16,"June 13, 2019 16:00","2019-06-13T16:00:00",{"v":63,"d":"63.0"},51.5,41.4,38.7,21.13,0.0753,0.26,13.36]
["June",13,"5PM to 6PM",17,"June 13, 2019 17:00","2019-06-13T17:00:00",{"v":63,"d":"63.0"},52.2,{"v":43,"d":"43.0"},41.2,21.52,0.0752,0.28,13.37]
["June",13,"8PM to 9PM",20,"June 13, 2019 20:00","2019-06-13T20:00:00",{"v":59,"d":"59.0"},50.5,{"v":43,"d":"43.0"},41.2,20.56,0.0758,0.28,13.27]
["June",13,"11PM to 12AM",23,"June 13, 2019 23:00","2019-06-13T23:00:00",{"v":50,"d":"50.0"},46.9,44.1,{"v":43,"d":"43.0"},18.65,0.0772,0.29,13.04]
["June",14,"4AM to 5AM",4,"June 14, 2019 4:00","2019-06-14T04:00:00",{"v":50,"d":"50.0"},47.2,44.8,44.2,18.84,0.0771,{"v":0.3,"d":"0.30"},13.04]
["June",14,"7AM to 8AM",7,"June 14, 2019 7:00","2019-06-14T07:00:00",{"v":54,"d":"54.0"},50.7,{"v":48,"d":"48.0"},{"v":50,"d":"50.0"},{"v":20.7,"d":"20.70"},0.0765,0.34,13.16]
["June",14,"10AM to 11AM",10,"June 14, 2019 10:00","2019-06-14T10:00:00",62.6,54.8,49.1,52.1,23.13,0.0752,0.35,13.39]
["June",14,"2PM to 3PM",14,"June 14, 2019 14:00","2019-06-14T14:00:00",66.9,55.1,{"v":46,"d":"46.0"},46.4,23.29,0.0746,0.31,13.48]
["June",14,"5PM to 6PM",17,"June 14, 2019 17:00","2019-06-14T17:00:00",{"v":57,"d":"57.0"},52.4,48.9,51.8,21.72,{"v":0.076,"d":"0.0760"},0.35,13.25]
["June",14,"6PM to 7PM",18,"June 14, 2019 18:00","2019-06-14T18:00:00",55.9,51.6,48.2,50.4,21.24,0.0762,0.34,13.22]
["June",14,"9PM to 10PM",21,"June 14, 2019 21:00","2019-06-14T21:00:00",53.1,49.3,{"v":46,"d":"46.0"},46.4,19.92,0.0767,0.31,13.13]
["June",15,"12AM to 1AM",0,"June 15, 2019 0:00","2019-06-15",50.7,47.8,45.1,44.8,19.11,{"v":0.077,"d":"0.0770"},{"v":0.3,"d":"0.30"},13.07]
["June",15,"5AM to 6AM",5,"June 15, 2019 5:00","2019-06-15T05:00:00",{"v":50,"d":"50.0"},47.9,{"v":46,"d":"46.0"},46.4,19.18,0.0771,0.31,13.05]
["June",15,"8AM to 9AM",8,"June 15, 2019 8:00","2019-06-15T08:00:00",{"v":55,"d":"55.0"},48.7,{"v":43,"d":"43.0"},41.2,{"v":19.6,"d":"19.60"},0.0764,0.28,13.17]
["June",15,"12PM to 1PM",12,"June 15, 2019 12:00","2019-06-15T12:00:00",59.4,50.5,42.8,40.9,20.61,0.0758,0.28,13.27]
["June",15,"3PM to 4PM",15,"June 15, 2019 15:00","2019-06-15T15:00:00",59.7,50.8,43.2,41.5,20.78,0.0757,0.28,13.29]
["June",15,"6PM to 7PM",18,"June 15, 2019 18:00","2019-06-15T18:00:00",53.8,49.9,46.8,47.7,{"v":20.3,"d":"20.30"},0.0766,0.32,13.15]
["June",15,"7PM to 8PM",19,"June 15, 2019 19:00","2019-06-15T19:00:00",52.3,48.8,45.7,45.8,19.65,0.0768,0.31,13.11]
["June",15,"10PM to 11PM",22,"June 15, 2019 22:00","2019-06-15T22:00:00",49.6,46.9,44.4,43.6,18.66,0.0772,0.29,13.03]
["June",16,"2AM to 3AM",2,"June 16, 2019 2:00","2019-06-16T02:00:00",{"v":46,"d":"46.0"},{"v":45,"d":"45.0"},44.1,{"v":43,"d":"43.0"},17.69,0.0778,0.29,12.94]
["June",16,"6AM to 7AM",6,"June 16, 2019 6:00","2019-06-16T06:00:00",47.3,45.3,43.3,41.8,17.82,0.0776,0.28,12.97]
["June",16,"9AM to 10AM",9,"June 16, 2019 9:00","2019-06-16T09:00:00",51.3,47.3,43.7,42.4,18.87,{"v":0.077,"d":"0.0770"},0.29,13.07]
["June",16,"1PM to 2PM",13,"June 16, 2019 13:00","2019-06-16T13:00:00",55.2,48.8,{"v":43,"d":"43.0"},41.2,19.65,0.0764,0.28,13.17]
["June",16,"4PM to 5PM",16,"June 16, 2019 16:00","2019-06-16T16:00:00",55.4,49.3,43.9,42.7,19.92,0.0763,0.29,13.18]
["June",16,"7PM to 8PM",19,"June 16, 2019 19:00","2019-06-16T19:00:00",52.3,49.1,46.4,{"v":47,"d":"47.0"},19.85,0.0768,0.32,13.11]
["June",16,"8PM to 9PM",20,"June 16, 2019 20:00","2019-06-16T20:00:00",51.1,48.8,46.9,{"v":48,"d":"48.0"},19.69,{"v":0.077,"d":"0.0770"},0.32,13.08]
["June",16,"11PM to 12AM",23,"June 16, 2019 23:00","2019-06-16T23:00:00",48.9,47.4,{"v":46,"d":"46.0"},46.4,18.92,0.0773,0.31,13.02]
["June",17,"3AM to 4AM",3,"June 17, 2019 3:00","2019-06-17T03:00:00",46.9,46.1,45.3,45.1,18.24,0.0776,{"v":0.3,"d":"0.30"},12.97]
["June",17,"7AM to 8AM",7,"June 17, 2019 7:00","2019-06-17T07:00:00",{"v":45,"d":"45.0"},44.1,43.3,41.8,17.25,0.0779,0.28,12.91]
["June",17,"10AM to 11AM",10,"June 17, 2019 10:00","2019-06-17T10:00:00",47.7,44.8,41.9,39.5,17.55,0.0775,0.27,12.97]
["June",17,"2PM to 3PM",14,"June 17, 2019 14:00","2019-06-17T14:00:00",{"v":52,"d":"52.0"},46.9,42.1,39.8,18.64,0.0769,0.27,13.08]
["June",17,"5PM to 6PM",17,"June 17, 2019 17:00","2019-06-17T17:00:00",51.1,46.5,42.1,39.8,18.42,{"v":0.077,"d":"0.0770"},0.27,13.06]
["June",17,"8PM to 9PM",20,"June 17, 2019 20:00","2019-06-17T20:00:00",{"v":50,"d":"50.0"},{"v":46,"d":"46.0"},42.1,39.8,18.16,0.0772,0.27,13.03]
["June",17,"9PM to 10PM",21,"June 17, 2019 21:00","2019-06-17T21:00:00",49.3,45.6,42.1,39.8,17.99,0.0773,0.27,13.01]
["June",18,"12AM to 1AM",0,"June 18, 2019 0:00","2019-06-18",46.9,45.1,43.3,41.8,17.73,0.0776,0.28,12.96]
["June",18,"5AM to 6AM",5,"June 18, 2019 5:00","2019-06-18T05:00:00",{"v":45,"d":"45.0"},{"v":44,"d":"44.0"},{"v":43,"d":"43.0"},41.2,17.16,0.0779,0.28,12.91]
["June",18,"8AM to 9AM",8,"June 18, 2019 8:00","2019-06-18T08:00:00",{"v":45,"d":"45.0"},{"v":43,"d":"43.0"},{"v":41,"d":"41.0"},38.2,16.69,{"v":0.078,"d":"0.0780"},0.26,{"v":12.9,"d":"12.90"}]
["June",18,"11AM to 12PM",11,"June 18, 2019 11:00","2019-06-18T11:00:00",46.9,43.5,39.9,36.6,16.92,0.0777,0.25,12.94]
["June",18,"3PM to 4PM",15,"June 18, 2019 15:00","2019-06-18T15:00:00",{"v":50,"d":"50.0"},44.8,39.6,36.1,17.58,0.0772,0.24,13.02]
["June",18,"6PM to 7PM",18,"June 18, 2019 18:00","2019-06-18T18:00:00",49.6,44.8,39.9,36.6,17.58,0.0772,0.25,13.01]
["June",18,"9PM to 10PM",21,"June 18, 2019 21:00","2019-06-18T21:00:00",47.3,43.4,39.4,35.8,16.89,0.0776,0.24,12.95]
["June",18,"10PM to 11PM",22,"June 18, 2019 22:00","2019-06-18T22:00:00",45.7,42.5,39.2,35.6,16.46,0.0779,0.24,12.91]
["June",19,"1AM to 2AM",1,"June 19, 2019 1:00","2019-06-19T01:00:00",42.8,40.8,38.7,34.8,15.64,0.0783,0.24,12.83]
["June",19,"6AM to 7AM",6,"June 19, 2019 6:00","2019-06-19T06:00:00",41.4,39.6,37.6,33.4,15.07,0.0785,0.23,12.79]
["June",19,"9AM to 10AM",9,"June 19, 2019 9:00","2019-06-19T09:00:00",43.3,{"v":41,"d":"41.0"},38.3,34.3,{"v":15.7,"d":"15.70"},0.0782,0.23,12.85]
["June",19,"12PM to 1PM",12,"June 19, 2019 12:00","2019-06-19T12:00:00",46.9,{"v":43,"d":"43.0"},38.8,35.1,16.69,0.0777,0.24,12.94]
["June",19,"4PM to 5PM",16,"June 19, 2019 16:00","2019-06-19T16:00:00",48.9,44.3,39.6,36.1,17.32,0.0774,0.24,12.99]
["June",19,"7PM to 8PM",19,"June 19, 2019 19:00","2019-06-19T19:00:00",48.9,44.1,39.2,35.6,17.24,0.0774,0.24,12.99]
["June",19,"8PM to 9PM",20,"June 19, 2019 20:00","2019-06-19T20:00:00",48.9,44.1,{"v":39,"d":"39.0"},35.3,{"v":17.2,"d":"17.20"},0.0774,0.24,12.99]
["June",20,"2AM to 3AM",2,"June 20, 2019 2:00","2019-06-20T02:00:00",{"v":43,"d":"43.0"},41.5,39.9,36.6,15.96,0.0783,0.25,12.84]
["June",20,"3AM to 4AM",3,"June 20, 2019 3:00","2019-06-20T03:00:00",42.6,41.3,39.9,36.6,15.87,0.0783,0.25,12.83]
["June",20,"7AM to 8AM",7,"June 20, 2019 7:00","2019-06-20T07:00:00",44.8,43.9,{"v":43,"d":"43.0"},41.2,17.11,{"v":0.078,"d":"0.0780"},0.28,{"v":12.9,"d":"12.90"}]
["June",20,"10AM to 11AM",10,"June 20, 2019 10:00","2019-06-20T10:00:00",{"v":50,"d":"50.0"},46.8,43.9,42.7,18.61,0.0772,0.29,13.04]
["June",20,"1PM to 2PM",13,"June 20, 2019 13:00","2019-06-20T13:00:00",55.4,48.5,42.3,40.1,19.51,0.0764,0.27,13.17]
["June",20,"5PM to 6PM",17,{"$f":"A4105&\" \"&B4105&\", \"&$D$5&\" \"&D4105&\":00\"","v":"June 20, 2019 17:00"},{"$f":"DATEVALUE(E4105)+TIMEVALUE(E4105)","v":"2019-06-20T17:00:00"},57.9,48.3,{"v":39,"d":"39.0"},35.3,19.38,{"v":0.076,"d":"0.0760"},0.24,13.22]
["June",20,"8PM to 9PM",20,"June 20, 2019 20:00","2019-06-20T20:00:00",{"v":57,"d":"57.0"},48.3,39.9,36.6,19.36,0.0761,0.25,{"v":13.2,"d":"13.20"}]
["June",20,"9PM to 10PM",21,"June 20, 2019 21:00","2019-06-20T21:00:00",53.6,47.7,42.3,40.1,19.08,0.0766,0.27,13.12]
["June",21,"3AM to 4AM",3,"June 21, 2019 3:00","2019-06-21T03:00:00",44.4,43.1,41.7,39.3,16.72,{"v":0.078,"d":"0.0780"},0.26,12.89]
["June",21,"4AM to 5AM",4,"June 21, 2019 4:00","2019-06-21T04:00:00",44.6,43.5,42.4,40.4,16.94,{"v":0.078,"d":"0.0780"},0.27,{"v":12.9,"d":"12.90"}]
["June",21,"8AM to 9AM",8,"June 21, 2019 8:00","2019-06-21T08:00:00",48.9,48.4,{"v":48,"d":"48.0"},{"v":50,"d":"50.0"},19.48,0.0773,0.34,13.03]
["June",21,"11AM to 12PM",11,"June 21, 2019 11:00","2019-06-21T11:00:00",{"v":59,"d":"59.0"},52.8,{"v":48,"d":"48.0"},{"v":50,"d":"50.0"},21.93,0.0758,0.34,13.29]
["June",21,"2PM to 3PM",14,"June 21, 2019 14:00","2019-06-21T14:00:00",{"v":61,"d":"61.0"},50.9,42.1,39.8,20.82,0.0755,0.27,13.31]
["June",21,"6PM to 7PM",18,"June 21, 2019 18:00","2019-06-21T18:00:00",{"v":59,"d":"59.0"},{"v":51,"d":"51.0"},44.2,43.3,20.88,0.0758,0.29,13.27]
["June",21,"9PM to 10PM",21,"June 21, 2019 21:00","2019-06-21T21:00:00",53.1,{"v":48,"d":"48.0"},43.5,42.1,19.26,0.0767,0.28,13.12]
["June",22,"12AM to 1AM",0,"June 22, 2019 0:00","2019-06-22",{"v":48,"d":"48.0"},45.1,42.3,40.1,17.72,0.0775,0.27,12.98]
["June",22,"2AM to 3AM",2,"June 22, 2019 2:00","2019-06-22T02:00:00",{"v":46,"d":"46.0"},44.1,42.1,39.8,{"v":17.2,"d":"17.20"},0.0778,0.27,12.93]
["June",22,"5AM to 6AM",5,"June 22, 2019 5:00","2019-06-22T05:00:00",{"v":46,"d":"46.0"},43.5,{"v":41,"d":"41.0"},38.2,16.95,0.0778,0.26,12.93]
["June",22,"9AM to 10AM",9,"June 22, 2019 9:00","2019-06-22T09:00:00",46.4,{"v":44,"d":"44.0"},41.5,{"v":39,"d":"39.0"},17.16,0.0777,0.26,12.94]
["June",22,"12PM to 1PM",12,"June 22, 2019 12:00","2019-06-22T12:00:00",48.4,45.1,41.9,39.5,17.73,0.0774,0.27,12.99]
["June",22,"4PM to 5PM",16,"June 22, 2019 16:00","2019-06-22T16:00:00",52.3,46.7,41.4,38.7,18.56,0.0768,0.26,13.09]
["June",22,"7PM to 8PM",19,"June 22, 2019 19:00","2019-06-22T19:00:00",52.3,47.2,42.4,40.4,18.82,0.0768,0.27,13.09]
["June",22,"10PM to 11PM",22,"June 22, 2019 22:00","2019-06-22T22:00:00",49.3,45.1,{"v":41,"d":"41.0"},38.2,17.73,0.0773,0.26,13.01]
["June",23,"1AM to 2AM",1,"June 23, 2019 1:00","2019-06-23T01:00:00",45.3,43.1,40.8,37.9,16.73,0.0779,0.26,12.91]
["June",23,"3AM to 4AM",3,"June 23, 2019 3:00","2019-06-23T03:00:00",{"v":43,"d":"43.0"},41.7,40.3,37.1,16.04,0.0783,0.25,12.84]
["June",23,"6AM to 7AM",6,"June 23, 2019 6:00","2019-06-23T06:00:00",{"v":41,"d":"41.0"},40.1,39.2,35.6,15.32,0.0786,0.24,12.79]
["June",23,"10AM to 11AM",{"$f":"IF(D4169+1>23,0,D4169+1)","v":10},"June 23, 2019 10:00","2019-06-23T10:00:00",42.3,40.5,38.5,34.6,15.48,0.0784,0.23,12.82]
["June",23,"1PM to 2PM",13,"June 23, 2019 13:00","2019-06-23T13:00:00",{"v":45,"d":"45.0"},42.9,40.8,37.9,16.64,{"v":0.078,"d":"0.0780"},0.26,{"v":12.9,"d":"12.90"}]
["June",23,"5PM to 6PM",17,"June 23, 2019 17:00","2019-06-23T17:00:00",{"v":46,"d":"46.0"},43.5,{"v":41,"d":"41.0"},38.2,16.95,0.0778,0.26,12.93]
["June",23,"8PM to 9PM",20,"June 23, 2019 20:00","2019-06-23T20:00:00",{"v":45,"d":"45.0"},{"v":43,"d":"43.0"},{"v":41,"d":"41.0"},38.2,16.69,{"v":0.078,"d":"0.0780"},0.26,{"v":12.9,"d":"12.90"}]
["June",23,"10PM to 11PM",22,"June 23, 2019 22:00","2019-06-23T22:00:00",{"v":43,"d":"43.0"},41.8,40.6,37.6,16.12,0.0783,0.25,12.85]
["June",24,"1AM to 2AM",1,"June 24, 2019 1:00","2019-06-24T01:00:00",40.1,39.8,39.6,36.1,15.18,0.0787,0.24,12.77]
["June",24,"4AM to 5AM",4,"June 24, 2019 4:00","2019-06-24T04:00:00",38.3,38.3,38.3,34.3,14.48,{"v":0.079,"d":"0.0790"},0.23,12.72]
["June",24,"7AM to 8AM",7,"June 24, 2019 7:00","2019-06-24T07:00:00",38.7,38.3,37.9,33.8,14.49,{"v":0.079,"d":"0.0790"},0.23,12.72]
["June",24,"11AM to 12PM",11,"June 24, 2019 11:00","2019-06-24T11:00:00",{"v":41,"d":"41.0"},40.1,{"v":39,"d":"39.0"},35.3,15.29,0.0786,0.24,12.79]
["June",24,"2PM to 3PM",14,"June 24, 2019 14:00","2019-06-24T14:00:00",{"v":43,"d":"43.0"},41.5,39.9,36.6,15.96,0.0783,0.25,12.84]
["June",24,"6PM to 7PM",18,"June 24, 2019 18:00","2019-06-24T18:00:00",{"v":46,"d":"46.0"},43.2,40.3,37.1,16.78,0.0778,0.25,12.92]
["June",24,"9PM to 10PM",21,"June 24, 2019 21:00","2019-06-24T21:00:00",45.7,43.1,40.5,37.4,16.74,0.0778,0.25,12.91]
["June",24,"11PM to 12AM",23,"June 24, 2019 23:00","2019-06-24T23:00:00",{"v":45,"d":"45.0"},{"v":43,"d":"43.0"},{"v":41,"d":"41.0"},38.2,16.69,{"v":0.078,"d":"0.0780"},0.26,{"v":12.9,"d":"12.90"}]
["June",25,"2AM to 3AM",2,"June 25, 2019 2:00","2019-06-25T02:00:00",{"v":43,"d":"43.0"},{"v":42,"d":"42.0"},{"v":41,"d":"41.0"},38.2,16.21,0.0783,0.26,12.85]
["June",25,"5AM to 6AM",5,"June 25, 2019 5:00","2019-06-25T05:00:00",42.1,{"v":41,"d":"41.0"},39.9,36.6,15.74,0.0784,0.25,12.82]
["June",25,"9AM to 10AM",9,"June 25, 2019 9:00","2019-06-25T09:00:00",43.3,{"v":42,"d":"42.0"},40.6,37.6,16.21,0.0782,0.25,12.86]
["June",25,"12PM to 1PM",12,"June 25, 2019 12:00","2019-06-25T12:00:00",{"v":48,"d":"48.0"},44.9,41.9,39.5,17.64,0.0775,0.27,12.98]
["June",25,"3PM to 4PM",15,"June 25, 2019 15:00","2019-06-25T15:00:00",{"v":55,"d":"55.0"},48.9,43.5,42.1,19.74,0.0764,0.28,13.17]
["June",25,"7PM to 8PM",19,"June 25, 2019 19:00","2019-06-25T19:00:00",59.7,{"v":51,"d":"51.0"},43.5,42.1,20.87,0.0757,0.28,13.29]
["June",25,"8PM to 9PM",20,"June 25, 2019 20:00","2019-06-25T20:00:00",{"v":59,"d":"59.0"},50.9,44.1,{"v":43,"d":"43.0"},20.84,0.0758,0.29,13.27]
["June",26,"2AM to 3AM",{"$f":"IF(D4233+1>23,0,D4233+1)","v":2},"June 26, 2019 2:00","2019-06-26T02:00:00",44.1,44.1,44.1,{"v":43,"d":"43.0"},17.21,0.0781,0.29,12.89]
["June",26,"3AM to 4AM",3,"June 26, 2019 3:00","2019-06-26T03:00:00",43.7,43.7,43.7,42.4,17.03,0.0781,0.29,12.88]
["June",26,"6AM to 7AM",6,"June 26, 2019 6:00","2019-06-26T06:00:00",{"v":43,"d":"43.0"},{"v":43,"d":"43.0"},{"v":43,"d":"43.0"},41.2,16.68,0.0782,0.28,12.86]
["June",26,"10AM to 11AM",10,"June 26, 2019 10:00","2019-06-26T10:00:00",45.7,44.8,43.9,42.7,17.56,0.0778,0.29,12.93]
["June",26,"1PM to 2PM",13,"June 26, 2019 13:00","2019-06-26T13:00:00",53.6,49.2,45.5,45.4,19.91,0.0766,0.31,13.14]
["June",26,"4PM to 5PM",16,"June 26, 2019 16:00","2019-06-26T16:00:00",57.6,{"v":50,"d":"50.0"},43.3,41.8,{"v":20.3,"d":"20.30"},{"v":0.076,"d":"0.0760"},0.28,13.23]
["June",26,"8PM to 9PM",20,"June 26, 2019 20:00","2019-06-26T20:00:00",55.9,47.8,39.9,36.6,{"v":19.1,"d":"19.10"},0.0763,0.25,13.17]
["June",26,"9PM to 10PM",21,"June 26, 2019 21:00","2019-06-26T21:00:00",52.3,46.6,{"v":41,"d":"41.0"},38.2,18.47,0.0768,0.26,13.09]
["June",27,"1AM to 2AM",1,"June 27, 2019 1:00","2019-06-27T01:00:00",43.7,42.1,40.5,37.4,16.26,0.0782,0.25,12.86]
["June",27,"4AM to 5AM",4,"June 27, 2019 4:00","2019-06-27T04:00:00",41.7,40.9,40.1,36.8,{"v":15.7,"d":"15.70"},0.0785,0.25,12.81]
["June",27,"7AM to 8AM",7,"June 27, 2019 7:00","2019-06-27T07:00:00",41.7,41.2,40.6,37.6,15.82,0.0785,0.25,12.81]
["June",27,"11AM to 12PM",11,"June 27, 2019 11:00","2019-06-27T11:00:00",{"v":46,"d":"46.0"},{"v":43,"d":"43.0"},39.9,36.6,{"v":16.7,"d":"16.70"},0.0778,0.25,12.92]
["June",27,"2PM to 3PM",14,"June 27, 2019 14:00","2019-06-27T14:00:00",53.1,47.4,42.1,39.8,{"v":18.9,"d":"18.90"},0.0767,0.27,13.11]
["June",27,"5PM to 6PM",17,"June 27, 2019 17:00","2019-06-27T17:00:00",{"v":59,"d":"59.0"},48.8,{"v":39,"d":"39.0"},35.3,19.65,0.0759,0.24,13.25]
["June",27,"10PM to 11PM",22,"June 27, 2019 22:00","2019-06-27T22:00:00",48.6,45.1,41.7,39.3,17.73,0.0774,0.26,12.99]
["June",28,"1AM to 2AM",1,"June 28, 2019 1:00","2019-06-28T01:00:00",43.7,42.5,41.4,38.7,16.46,0.0781,0.26,12.87]
["June",28,"2AM to 3AM",2,"June 28, 2019 2:00","2019-06-28T02:00:00",{"v":43,"d":"43.0"},{"v":42,"d":"42.0"},{"v":41,"d":"41.0"},38.2,16.21,0.0783,0.26,12.85]
["June",28,"5AM to 6AM",5,"June 28, 2019 5:00","2019-06-28T05:00:00",{"v":41,"d":"41.0"},40.5,39.9,36.6,15.48,0.0786,0.25,12.79]
["June",28,"8AM to 9AM",8,"June 28, 2019 8:00","2019-06-28T08:00:00",42.1,{"v":41,"d":"41.0"},39.9,36.6,15.74,0.0784,0.25,12.82]
["June",28,"12PM to 1PM",12,"June 28, 2019 12:00","2019-06-28T12:00:00",51.3,47.5,44.1,{"v":43,"d":"43.0"},18.96,{"v":0.077,"d":"0.0770"},0.29,13.07]
["June",28,"3PM to 4PM",15,"June 28, 2019 15:00","2019-06-28T15:00:00",59.9,52.7,46.9,{"v":48,"d":"48.0"},21.84,0.0756,0.32,13.31]
["June",28,"6PM to 7PM",{"$f":"IF(D4297+1>23,0,D4297+1)","v":18},"June 28, 2019 18:00","2019-06-28T18:00:00",64.4,54.5,46.9,{"v":48,"d":"48.0"},22.93,{"v":0.075,"d":"0.0750"},0.32,13.43]
["June",28,"11PM to 12AM",23,"June 28, 2019 23:00","2019-06-28T23:00:00",51.1,49.4,{"v":48,"d":"48.0"},{"v":50,"d":"50.0"},{"v":20,"d":"20.00"},0.0769,0.34,13.09]
["June",29,"2AM to 3AM",2,"June 29, 2019 2:00","2019-06-29T02:00:00",{"v":46,"d":"46.0"},{"v":46,"d":"46.0"},{"v":46,"d":"46.0"},46.4,18.22,0.0777,0.31,12.95]
["June",29,"3AM to 4AM",3,"June 29, 2019 3:00","2019-06-29T03:00:00",{"v":46,"d":"46.0"},{"v":46,"d":"46.0"},{"v":46,"d":"46.0"},46.4,18.22,0.0777,0.31,12.95]
["June",29,"6AM to 7AM",6,"June 29, 2019 6:00","2019-06-29T06:00:00",47.7,47.6,47.5,{"v":49,"d":"49.0"},19.02,0.0775,0.33,{"v":13,"d":"13.00"}]
["June",29,"9AM to 10AM",9,"June 29, 2019 9:00","2019-06-29T09:00:00",55.4,52.5,50.4,54.7,21.77,0.0763,0.37,13.21]
["June",29,"1PM to 2PM",13,"June 29, 2019 13:00","2019-06-29T13:00:00",67.5,55.6,46.6,47.4,23.57,0.0746,0.32,{"v":13.5,"d":"13.50"}]
["June",29,"4PM to 5PM",16,"June 29, 2019 16:00","2019-06-29T16:00:00",70.3,54.6,41.5,{"v":39,"d":"39.0"},22.97,0.0742,0.26,13.55]
["June",29,"8PM to 9PM",20,"June 29, 2019 20:00","2019-06-29T20:00:00",69.1,54.3,42.1,39.8,22.79,0.0744,0.27,13.52]
["June",30,"12AM to 1AM",0,"June 30, 2019 0:00","2019-06-30",{"v":54,"d":"54.0"},50.5,47.7,49.3,{"v":20.6,"d":"20.60"},0.0765,0.33,13.16]
["June",30,"3AM to 4AM",3,"June 30, 2019 3:00","2019-06-30T03:00:00",{"v":50,"d":"50.0"},47.9,{"v":46,"d":"46.0"},46.4,19.18,0.0771,0.31,13.05]
["June",30,"4AM to 5AM",4,"June 30, 2019 4:00","2019-06-30T04:00:00",{"v":50,"d":"50.0"},47.9,{"v":46,"d":"46.0"},46.4,19.18,0.0771,0.31,13.05]
["June",30,"7AM to 8AM",7,"June 30, 2019 7:00","2019-06-30T07:00:00",{"v":54,"d":"54.0"},50.1,46.9,{"v":48,"d":"48.0"},20.39,0.0765,0.32,13.16]
["June",30,"10AM to 11AM",10,"June 30, 2019 10:00","2019-06-30T10:00:00",60.6,53.1,47.1,48.3,22.06,0.0755,0.33,13.33]
["June",30,"2PM to 3PM",14,"June 30, 2019 14:00","2019-06-30T14:00:00",{"v":70,"d":"70.0"},55.5,44.1,{"v":43,"d":"43.0"},{"v":23.5,"d":"23.50"},0.0742,0.29,13.55]
["June",30,"5PM to 6PM",17,"June 30, 2019 17:00","2019-06-30T17:00:00",{"v":70,"d":"70.0"},52.5,{"v":36,"d":"36.0"},31.3,21.68,0.0743,0.21,13.52]
["June",30,"9PM to 10PM",21,"June 30, 2019 21:00","2019-06-30T21:00:00",55.8,47.8,40.3,37.1,19.14,0.0763,0.25,13.17]
["July",1,"1AM to 2AM",1,"July 1, 2019 1:00","2019-07-01T01:00:00",49.8,{"v":46,"d":"46.0"},42.4,40.4,{"v":18.2,"d":"18.20"},0.0772,0.27,13.03]
["July",1,"4AM to 5AM",4,"July 1, 2019 4:00","2019-07-01T04:00:00",46.8,{"v":45,"d":"45.0"},43.3,41.8,17.68,0.0777,0.28,12.95]
["July",1,"5AM to 6AM",5,"July 1, 2019 5:00","2019-07-01T05:00:00",46.8,45.5,44.4,43.6,17.96,0.0776,0.29,12.96]
["July",1,"8AM to 9AM",8,"July 1, 2019 8:00","2019-07-01T08:00:00",{"v":48,"d":"48.0"},46.4,{"v":45,"d":"45.0"},44.5,18.41,0.0774,{"v":0.3,"d":"0.30"},{"v":13,"d":"13.00"}]
["July",1,"12PM to 1PM",12,"July 1, 2019 12:00","2019-07-01T12:00:00",48.9,46.8,{"v":45,"d":"45.0"},44.5,18.63,0.0773,{"v":0.3,"d":"0.30"},13.02]
["July",1,"3PM to 4PM",15,"July 1, 2019 15:00","2019-07-01T15:00:00",55.9,49.6,44.1,{"v":43,"d":"43.0"},20.09,0.0763,0.29,13.19]
["July",1,"6PM to 7PM",18,"July 1, 2019 18:00","2019-07-01T18:00:00",53.1,49.3,{"v":46,"d":"46.0"},46.4,19.92,0.0767,0.31,13.13]
["July",1,"11PM to 12AM",23,"July 1, 2019 23:00","2019-07-01T23:00:00",{"v":50,"d":"50.0"},47.9,{"v":46,"d":"46.0"},46.4,19.18,0.0771,0.31,13.05]
["July",2,"2AM to 3AM",2,"July 2, 2019 2:00","2019-07-02T02:00:00",{"v":48,"d":"48.0"},46.4,{"v":45,"d":"45.0"},44.5,18.41,0.0774,{"v":0.3,"d":"0.30"},{"v":13,"d":"13.00"}]
["July",2,"5AM to 6AM",5,"July 2, 2019 5:00","2019-07-02T05:00:00",{"v":48,"d":"48.0"},{"v":47,"d":"47.0"},{"v":46,"d":"46.0"},46.4,{"v":18.7,"d":"18.70"},0.0774,0.31,{"v":13,"d":"13.00"}]
["July",2,"6AM to 7AM",6,"July 2, 2019 6:00","2019-07-02T06:00:00",48.9,48.4,{"v":48,"d":"48.0"},{"v":50,"d":"50.0"},19.48,0.0773,0.34,13.03]
["July",2,"9AM to 10AM",9,"July 2, 2019 9:00","2019-07-02T09:00:00",{"v":55,"d":"55.0"},51.6,48.9,51.8,21.24,0.0763,0.35,{"v":13.2,"d":"13.20"}]
["July",2,"1PM to 2PM",13,"July 2, 2019 13:00","2019-07-02T13:00:00",{"v":59,"d":"59.0"},52.3,46.9,{"v":48,"d":"48.0"},21.62,0.0758,0.32,13.29]
["July",2,"4PM to 5PM",16,"July 2, 2019 16:00","2019-07-02T16:00:00",{"v":61,"d":"61.0"},53.1,46.9,{"v":48,"d":"48.0"},{"v":22.1,"d":"22.10"},0.0755,0.32,13.34]
["July",2,"7PM to 8PM",19,"July 2, 2019 19:00","2019-07-02T19:00:00",62.1,54.1,{"v":48,"d":"48.0"},{"v":50,"d":"50.0"},22.67,0.0753,0.34,13.37]
["July",3,"12AM to 1AM",0,"July 3, 2019 0:00","2019-07-03",51.1,49.4,{"v":48,"d":"48.0"},{"v":50,"d":"50.0"},{"v":20,"d":"20.00"},0.0769,0.34,13.09]
["July",3,"3AM to 4AM",3,"July 3, 2019 3:00","2019-07-03T03:00:00",{"v":50,"d":"50.0"},49.4,48.9,51.8,20.01,0.0771,0.35,13.07]
["July",3,"6AM to 7AM",6,"July 3, 2019 6:00","2019-07-03T06:00:00",{"v":50,"d":"50.0"},{"v":50,"d":"50.0"},{"v":50,"d":"50.0"},53.9,20.34,0.0771,0.36,13.07]
["July",3,"7AM to 8AM",7,"July 3, 2019 7:00","2019-07-03T07:00:00",{"v":52,"d":"52.0"},{"v":52,"d":"52.0"},{"v":52,"d":"52.0"},58.1,21.47,0.0768,0.39,13.14]
["July",3,"10AM to 11AM",10,"July 3, 2019 10:00","2019-07-03T10:00:00",57.9,53.4,{"v":50,"d":"50.0"},53.9,22.27,0.0759,0.36,13.28]
["July",3,"2PM to 3PM",14,"July 3, 2019 14:00","2019-07-03T14:00:00",{"v":63,"d":"63.0"},52.2,{"v":43,"d":"43.0"},41.2,21.52,0.0752,0.28,13.37]
["July",3,"4PM to 5PM",16,"July 3, 2019 16:00","2019-07-03T16:00:00",{"v":63,"d":"63.0"},52.2,{"v":43,"d":"43.0"},41.2,21.52,0.0752,0.28,13.37]
["July",3,"9PM to 10PM",21,"July 3, 2019 21:00","2019-07-03T21:00:00",{"v":55,"d":"55.0"},52.2,{"v":50,"d":"50.0"},53.9,21.57,0.0763,0.36,{"v":13.2,"d":"13.20"}]
["July",4,"1AM to 2AM",1,{"$f":"A4425&\" \"&B4425&\", \"&$D$5&\" \"&D4425&\":00\"","v":"July 4, 2019 1:00"},{"$f":"DATEVALUE(E4425)+TIMEVALUE(E4425)","v":"2019-07-04T01:00:00"},51.1,50.5,{"v":50,"d":"50.0"},53.9,20.61,0.0769,0.36,{"v":13.1,"d":"13.10"}]
["July",4,"4AM to 5AM",4,"July 4, 2019 4:00","2019-07-04T04:00:00",{"v":50,"d":"50.0"},49.4,48.9,51.8,20.01,0.0771,0.35,13.07]
["July",4,"5AM to 6AM",5,"July 4, 2019 5:00","2019-07-04T05:00:00",48.9,48.9,48.9,51.8,19.75,0.0773,0.35,13.04]
["July",4,"8AM to 9AM",8,"July 4, 2019 8:00","2019-07-04T08:00:00",{"v":54,"d":"54.0"},53.4,53.1,60.5,22.32,0.0764,0.41,13.19]
["July",4,"11AM to 12PM",11,"July 4, 2019 11:00","2019-07-04T11:00:00",62.1,54.1,{"v":48,"d":"48.0"},{"v":50,"d":"50.0"},22.67,0.0753,0.34,13.37]
["July",4,"3PM to 4PM",15,"July 4, 2019 15:00","2019-07-04T15:00:00",66.9,54.6,{"v":45,"d":"45.0"},44.5,{"v":23,"d":"23.00"},0.0747,{"v":0.3,"d":"0.30"},13.48]
["July",4,"5PM to 6PM",17,"July 4, 2019 17:00","2019-07-04T17:00:00",64.9,53.8,{"v":45,"d":"45.0"},44.5,22.52,0.0749,{"v":0.3,"d":"0.30"},13.43]
["July",4,"10PM to 11PM",22,"July 4, 2019 22:00","2019-07-04T22:00:00",{"v":54,"d":"54.0"},52.8,{"v":52,"d":"52.0"},58.1,21.95,0.0765,0.39,13.19]
["July",5,"2AM to 3AM",2,"July 5, 2019 2:00","2019-07-05T02:00:00",53.1,52.4,{"v":52,"d":"52.0"},58.1,21.73,0.0766,0.39,13.16]
["July",5,"5AM to 6AM",5,"July 5, 2019 5:00","2019-07-05T05:00:00",51.1,51.1,51.1,56.2,20.95,0.0769,0.38,13.11]
["July",5,"6AM to 7AM",6,"July 5, 2019 6:00","2019-07-05T06:00:00",51.1,51.1,51.1,56.2,20.95,0.0769,0.38,13.11]
["July",5,"9AM to 10AM",9,"July 5, 2019 9:00","2019-07-05T09:00:00",{"v":57,"d":"57.0"},53.6,51.1,56.2,{"v":22.4,"d":"22.40"},{"v":0.076,"d":"0.0760"},0.38,13.26]
["July",5,"12PM to 1PM",12,"July 5, 2019 12:00","2019-07-05T12:00:00",{"v":64,"d":"64.0"},55.3,48.9,51.8,23.43,{"v":0.075,"d":"0.0750"},0.35,13.43]
["July",5,"6PM to 7PM",18,"July 5, 2019 18:00","2019-07-05T18:00:00",{"v":68,"d":"68.0"},{"v":56,"d":"56.0"},46.9,{"v":48,"d":"48.0"},{"v":23.8,"d":"23.80"},0.0745,0.32,13.52]
["July",5,"8PM to 9PM",20,"July 5, 2019 20:00","2019-07-05T20:00:00",{"v":66,"d":"66.0"},56.6,{"v":50,"d":"50.0"},53.9,24.24,0.0747,0.36,13.48]
["July",5,"11PM to 12AM",23,"July 5, 2019 23:00","2019-07-05T23:00:00",{"v":54,"d":"54.0"},51.1,48.9,51.8,20.97,0.0765,0.35,13.17]
["July",6,"3AM to 4AM",3,"July 6, 2019 3:00","2019-07-06T03:00:00",{"v":48,"d":"48.0"},{"v":48,"d":"48.0"},{"v":48,"d":"48.0"},{"v":50,"d":"50.0"},19.26,0.0774,0.34,13.01]
["July",6,"6AM to 7AM",6,"July 6, 2019 6:00","2019-07-06T06:00:00",{"v":52,"d":"52.0"},50.9,{"v":50,"d":"50.0"},53.9,20.83,0.0768,0.36,13.12]
["July",6,"7AM to 8AM",7,"July 6, 2019 7:00","2019-07-06T07:00:00",53.1,51.3,{"v":50,"d":"50.0"},53.9,21.09,0.0766,0.36,13.15]
["July",6,"10AM to 11AM",10,"July 6, 2019 10:00","2019-07-06T10:00:00",{"v":55,"d":"55.0"},53.9,53.1,60.5,22.59,0.0763,0.41,13.22]
["July",6,"1PM to 2PM",13,"July 6, 2019 13:00","2019-07-06T13:00:00",55.9,53.6,{"v":52,"d":"52.0"},58.1,22.44,0.0762,0.39,13.24]
["July",6,"7PM to 8PM",19,"July 6, 2019 19:00","2019-07-06T19:00:00",{"v":57,"d":"57.0"},53.6,51.1,56.2,{"v":22.4,"d":"22.40"},{"v":0.076,"d":"0.0760"},0.38,13.26]
["July",6,"9PM to 10PM",21,"July 6, 2019 21:00","2019-07-06T21:00:00",{"v":54,"d":"54.0"},52.3,51.1,56.2,21.65,0.0765,0.38,13.18]
["July",7,"1AM to 2AM",1,"July 7, 2019 1:00","2019-07-07T01:00:00",48.9,48.9,48.9,51.8,19.75,0.0773,0.35,13.04]
["July",7,"4AM to 5AM",4,"July 7, 2019 4:00","2019-07-07T04:00:00",48.9,48.4,{"v":48,"d":"48.0"},{"v":50,"d":"50.0"},19.48,0.0773,0.34,13.03]
["July",7,"7AM to 8AM",7,"July 7, 2019 7:00","2019-07-07T07:00:00",48.9,48.9,48.9,51.8,19.75,0.0773,0.35,13.04]
["July",7,"8AM to 9AM",8,"July 7, 2019 8:00","2019-07-07T08:00:00",{"v":50,"d":"50.0"},49.4,48.9,51.8,20.01,0.0771,0.35,13.07]
["July",7,"11AM to 12PM",11,"July 7, 2019 11:00","2019-07-07T11:00:00",{"v":52,"d":"52.0"},50.9,{"v":50,"d":"50.0"},53.9,20.83,0.0768,0.36,13.12]
["July",7,"4PM to 5PM",16,"July 7, 2019 16:00","2019-07-07T16:00:00",55.9,52.6,{"v":50,"d":"50.0"},53.9,21.79,0.0762,0.36,13.23]
["July",7,"7PM to 8PM",19,"July 7, 2019 19:00","2019-07-07T19:00:00",{"v":55,"d":"55.0"},51.6,48.9,51.8,21.24,0.0763,0.35,{"v":13.2,"d":"13.20"}]
["July",7,"10PM to 11PM",22,"July 7, 2019 22:00","2019-07-07T22:00:00",{"v":52,"d":"52.0"},50.3,48.9,51.8,20.49,0.0768,0.35,13.12]
["July",8,"2AM to 3AM",2,"July 8, 2019 2:00","2019-07-08T02:00:00",{"v":48,"d":"48.0"},{"v":48,"d":"48.0"},{"v":48,"d":"48.0"},{"v":50,"d":"50.0"},19.26,0.0774,0.34,13.01]
["July",8,"5AM to 6AM",5,"July 8, 2019 5:00","2019-07-08T05:00:00",46.9,46.9,46.9,{"v":48,"d":"48.0"},18.69,0.0776,0.32,12.98]
["July",8,"8AM to 9AM",8,"July 8, 2019 8:00","2019-07-08T08:00:00",{"v":52,"d":"52.0"},48.2,{"v":45,"d":"45.0"},44.5,19.37,0.0768,{"v":0.3,"d":"0.30"},{"v":13.1,"d":"13.10"}]
["July",8,"9AM to 10AM",9,"July 8, 2019 9:00","2019-07-08T09:00:00",53.1,48.7,{"v":45,"d":"45.0"},44.5,19.63,0.0767,{"v":0.3,"d":"0.30"},13.12]
["July",8,"1PM to 2PM",13,"July 8, 2019 13:00","2019-07-08T13:00:00",57.9,{"v":50,"d":"50.0"},{"v":43,"d":"43.0"},41.2,{"v":20.3,"d":"20.30"},{"v":0.076,"d":"0.0760"},0.28,13.24]
["July",8,"5PM to 6PM",17,"July 8, 2019 17:00","2019-07-08T17:00:00",57.9,50.9,{"v":45,"d":"45.0"},44.5,20.81,{"v":0.076,"d":"0.0760"},{"v":0.3,"d":"0.30"},13.25]
["July",8,"8PM to 9PM",20,"July 8, 2019 20:00","2019-07-08T20:00:00",{"v":57,"d":"57.0"},{"v":51,"d":"51.0"},{"v":46,"d":"46.0"},46.4,20.88,0.0761,0.31,13.23]
["July",8,"11PM to 12AM",23,"July 8, 2019 23:00","2019-07-08T23:00:00",51.1,48.8,46.9,{"v":48,"d":"48.0"},19.69,{"v":0.077,"d":"0.0770"},0.32,13.08]
["July",9,"3AM to 4AM",3,"July 9, 2019 3:00","2019-07-09T03:00:00",48.9,47.4,{"v":46,"d":"46.0"},46.4,18.92,0.0773,0.31,13.02]
["July",9,"6AM to 7AM",6,"July 9, 2019 6:00","2019-07-09T06:00:00",51.1,48.4,{"v":46,"d":"46.0"},46.4,19.44,{"v":0.077,"d":"0.0770"},0.31,13.08]
["July",9,"9AM to 10AM",9,{"$f":"A4553&\" \"&B4553&\", \"&$D$5&\" \"&D4553&\":00\"","v":"July 9, 2019 9:00"},{"$f":"DATEVALUE(E4553)+TIMEVALUE(E4553)","v":"2019-07-09T09:00:00"},{"v":55,"d":"55.0"},49.6,{"v":45,"d":"45.0"},44.5,20.11,0.0764,{"v":0.3,"d":"0.30"},13.17]
["July",9,"10AM to 11AM",{"$f":"IF(D4553+1>23,0,D4553+1)","v":10},"July 9, 2019 10:00","2019-07-09T10:00:00",57.9,51.8,46.9,{"v":48,"d":"48.0"},21.35,0.0759,0.32,13.26]
["July",9,"2PM to 3PM",14,"July 9, 2019 14:00","2019-07-09T14:00:00",{"v":61,"d":"61.0"},52.2,{"v":45,"d":"45.0"},44.5,21.55,0.0755,{"v":0.3,"d":"0.30"},13.33]
["July",9,"6PM to 7PM",18,"July 9, 2019 18:00","2019-07-09T18:00:00",62.1,50.9,{"v":41,"d":"41.0"},38.2,20.83,0.0754,0.26,13.34]
["July",9,"9PM to 10PM",21,"July 9, 2019 21:00","2019-07-09T21:00:00",{"v":59,"d":"59.0"},50.9,44.1,{"v":43,"d":"43.0"},20.84,0.0758,0.29,13.27]
["July",10,"12AM to 1AM",0,"July 10, 2019 0:00","2019-07-10",51.1,47.8,{"v":45,"d":"45.0"},44.5,19.15,{"v":0.077,"d":"0.0770"},{"v":0.3,"d":"0.30"},13.07]
["July",10,"4AM to 5AM",4,"July 10, 2019 4:00","2019-07-10T04:00:00",{"v":46,"d":"46.0"},45.5,{"v":45,"d":"45.0"},44.5,17.93,0.0777,{"v":0.3,"d":"0.30"},12.94]
["July",10,"7AM to 8AM",7,"July 10, 2019 7:00","2019-07-10T07:00:00",53.1,50.3,{"v":48,"d":"48.0"},{"v":50,"d":"50.0"},20.49,0.0766,0.34,13.14]
["July",10,"10AM to 11AM",10,"July 10, 2019 10:00","2019-07-10T10:00:00",{"v":59,"d":"59.0"},51.3,{"v":45,"d":"45.0"},44.5,21.07,0.0758,{"v":0.3,"d":"0.30"},13.28]
["July",10,"11AM to 12PM",11,"July 10, 2019 11:00","2019-07-10T11:00:00",60.1,51.4,44.1,{"v":43,"d":"43.0"},{"v":21.1,"d":"21.10"},0.0757,0.29,{"v":13.3,"d":"13.30"}]
["July",10,"3PM to 4PM",15,"July 10, 2019 15:00","2019-07-10T15:00:00",{"v":61,"d":"61.0"},50.5,{"v":41,"d":"41.0"},38.2,20.57,0.0756,0.26,13.31]
["July",10,"7PM to 8PM",19,"July 10, 2019 19:00","2019-07-10T19:00:00",60.1,50.1,{"v":41,"d":"41.0"},38.2,20.35,0.0757,0.26,13.28]
["July",10,"10PM to 11PM",22,"July 10, 2019 22:00","2019-07-10T22:00:00",51.1,46.5,42.1,39.8,18.42,{"v":0.077,"d":"0.0770"},0.27,13.06]
["July",11,"1AM to 2AM",1,"July 11, 2019 1:00","2019-07-11T01:00:00",46.9,45.9,{"v":45,"d":"45.0"},44.5,18.14,0.0776,{"v":0.3,"d":"0.30"},12.97]
["July",11,"5AM to 6AM",5,"July 11, 2019 5:00","2019-07-11T05:00:00",46.9,45.9,{"v":45,"d":"45.0"},44.5,18.14,0.0776,{"v":0.3,"d":"0.30"},12.97]
["July",11,"8AM to 9AM",8,"July 11, 2019 8:00","2019-07-11T08:00:00",{"v":52,"d":"52.0"},48.2,{"v":45,"d":"45.0"},44.5,19.37,0.0768,{"v":0.3,"d":"0.30"},{"v":13.1,"d":"13.10"}]
["July",11,"9AM to 10AM",9,"July 11, 2019 9:00","2019-07-11T09:00:00",{"v":54,"d":"54.0"},48.2,{"v":43,"d":"43.0"},41.2,19.34,0.0766,0.28,13.14]
["July",11,"12PM to 1PM",12,"July 11, 2019 12:00","2019-07-11T12:00:00",55.9,48.7,42.1,39.8,{"v":19.6,"d":"19.60"},0.0763,0.27,13.18]
["July",11,"4PM to 5PM",16,"July 11, 2019 16:00","2019-07-11T16:00:00",{"v":61,"d":"61.0"},{"v":50,"d":"50.0"},39.9,36.6,20.32,0.0756,0.25,{"v":13.3,"d":"13.30"}]
["July",11,"8PM to 9PM",20,"July 11, 2019 20:00","2019-07-11T20:00:00",53.1,48.7,{"v":45,"d":"45.0"},44.5,19.63,0.0767,{"v":0.3,"d":"0.30"},13.12]
["July",11,"11PM to 12AM",23,"July 11, 2019 23:00","2019-07-11T23:00:00",48.9,44.9,{"v":41,"d":"41.0"},38.2,17.65,0.0773,0.26,{"v":13,"d":"13.00"}]
["July",12,"2AM to 3AM",{"$f":"IF(D4617+1>23,0,D4617+1)","v":2},"July 12, 2019 2:00","2019-07-12T02:00:00",{"v":48,"d":"48.0"},44.5,{"v":41,"d":"41.0"},38.2,17.43,0.0775,0.26,12.98]
["July",12,"6AM to 7AM",6,"July 12, 2019 6:00","2019-07-12T06:00:00",{"v":48,"d":"48.0"},{"v":45,"d":"45.0"},42.1,39.8,17.68,0.0775,0.27,12.98]
["July",12,"9AM to 10AM",9,"July 12, 2019 9:00","2019-07-12T09:00:00",53.1,47.8,{"v":43,"d":"43.0"},41.2,19.12,0.0767,0.28,13.11]
["July",12,"1PM to 2PM",13,"July 12, 2019 13:00","2019-07-12T13:00:00",57.9,50.9,{"v":45,"d":"45.0"},44.5,20.81,{"v":0.076,"d":"0.0760"},{"v":0.3,"d":"0.30"},13.25]
["July",12,"2PM to 3PM",14,"July 12, 2019 14:00","2019-07-12T14:00:00",{"v":59,"d":"59.0"},50.5,{"v":43,"d":"43.0"},41.2,20.56,0.0758,0.28,13.27]
["July",12,"5PM to 6PM",17,"July 12, 2019 17:00","2019-07-12T17:00:00",{"v":59,"d":"59.0"},50.9,44.1,{"v":43,"d":"43.0"},20.84,0.0758,0.29,13.27]
["July",12,"9PM to 10PM",21,"July 12, 2019 21:00","2019-07-12T21:00:00",{"v":57,"d":"57.0"},50.5,{"v":45,"d":"45.0"},44.5,20.59,0.0761,{"v":0.3,"d":"0.30"},13.23]
["July",13,"12AM to 1AM",0,"July 13, 2019 0:00","2019-07-13",{"v":54,"d":"54.0"},50.1,46.9,{"v":48,"d":"48.0"},20.39,0.0765,0.32,13.16]
["July",13,"3AM to 4AM",3,"July 13, 2019 3:00","2019-07-13T03:00:00",53.1,48.7,{"v":45,"d":"45.0"},44.5,19.63,0.0767,{"v":0.3,"d":"0.30"},13.12]
["July",13,"7AM to 8AM",7,"July 13, 2019 7:00","2019-07-13T07:00:00",55.9,50.5,{"v":46,"d":"46.0"},46.4,20.62,0.0762,0.31,{"v":13.2,"d":"13.20"}]
["July",13,"10AM to 11AM",10,"July 13, 2019 10:00","2019-07-13T10:00:00",{"v":61,"d":"61.0"},51.3,{"v":43,"d":"43.0"},41.2,21.04,0.0755,0.28,13.32]
["July",13,"2PM to 3PM",14,"July 13, 2019 14:00","2019-07-13T14:00:00",{"v":63,"d":"63.0"},52.6,44.1,{"v":43,"d":"43.0"},{"v":21.8,"d":"21.80"},0.0752,0.29,13.37]
["July",13,"3PM to 4PM",15,"July 13, 2019 15:00","2019-07-13T15:00:00",64.9,53.8,{"v":45,"d":"45.0"},44.5,22.52,0.0749,{"v":0.3,"d":"0.30"},13.43]
["July",13,"6PM to 7PM",18,"July 13, 2019 18:00","2019-07-13T18:00:00",64.9,54.3,{"v":46,"d":"46.0"},46.4,22.81,0.0749,0.31,13.43]
["July",13,"10PM to 11PM",22,"July 13, 2019 22:00","2019-07-13T22:00:00",55.9,{"v":51,"d":"51.0"},46.9,{"v":48,"d":"48.0"},20.87,0.0762,0.32,13.21]
["July",14,"1AM to 2AM",1,"July 14, 2019 1:00","2019-07-14T01:00:00",53.1,49.7,46.9,{"v":48,"d":"48.0"},20.17,0.0767,0.32,13.13]
["July",14,"5AM to 6AM",5,"July 14, 2019 5:00","2019-07-14T05:00:00",51.1,48.4,{"v":46,"d":"46.0"},46.4,19.44,{"v":0.077,"d":"0.0770"},0.31,13.08]
["July",14,"8AM to 9AM",8,"July 14, 2019 8:00","2019-07-14T08:00:00",{"v":54,"d":"54.0"},49.1,{"v":45,"d":"45.0"},44.5,19.85,0.0765,{"v":0.3,"d":"0.30"},13.15]
["July",14,"11AM to 12PM",11,"July 14, 2019 11:00","2019-07-14T11:00:00",{"v":61,"d":"61.0"},51.8,44.1,{"v":43,"d":"43.0"},21.32,0.0755,0.29,13.32]
["July",14,"1PM to 2PM",13,"July 14, 2019 13:00","2019-07-14T13:00:00",{"v":63,"d":"63.0"},{"v":53,"d":"53.0"},{"v":45,"d":"45.0"},44.5,22.03,0.0752,{"v":0.3,"d":"0.30"},13.38]
["July",14,"4PM to 5PM",16,"July 14, 2019 16:00","2019-07-14T16:00:00",{"v":63,"d":"63.0"},53.5,{"v":46,"d":"46.0"},46.4,22.33,0.0752,0.31,13.38]
["July",14,"7PM to 8PM",19,"July 14, 2019 19:00","2019-07-14T19:00:00",62.1,53.1,{"v":46,"d":"46.0"},46.4,22.11,0.0753,0.31,13.36]
["July",14,"11PM to 12AM",23,"July 14, 2019 23:00","2019-07-14T23:00:00",{"v":55,"d":"55.0"},51.6,48.9,51.8,21.24,0.0763,0.35,{"v":13.2,"d":"13.20"}]
["July",15,"2AM to 3AM",2,"July 15, 2019 2:00","2019-07-15T02:00:00",{"v":52,"d":"52.0"},50.3,48.9,51.8,20.49,0.0768,0.35,13.12]
["July",15,"6AM to 7AM",6,"July 15, 2019 6:00","2019-07-15T06:00:00",51.1,48.8,46.9,{"v":48,"d":"48.0"},19.69,{"v":0.077,"d":"0.0770"},0.32,13.08]
["July",15,"9AM to 10AM",9,"July 15, 2019 9:00","2019-07-15T09:00:00",53.1,50.3,{"v":48,"d":"48.0"},{"v":50,"d":"50.0"},20.49,0.0766,0.34,13.14]
["July",15,"12PM to 1PM",12,"July 15, 2019 12:00","2019-07-15T12:00:00",53.1,50.7,48.9,51.8,20.75,0.0766,0.35,13.15]
["July",15,"2PM to 3PM",14,"July 15, 2019 14:00","2019-07-15T14:00:00",{"v":57,"d":"57.0"},52.4,48.9,51.8,21.72,{"v":0.076,"d":"0.0760"},0.35,13.25]
["July",15,"5PM to 6PM",17,"July 15, 2019 17:00","2019-07-15T17:00:00",{"v":59,"d":"59.0"},53.3,48.9,51.8,{"v":22.2,"d":"22.20"},0.0758,0.35,{"v":13.3,"d":"13.30"}]
["July",15,"9PM to 10PM",21,"July 15, 2019 21:00","2019-07-15T21:00:00",53.1,52.4,{"v":52,"d":"52.0"},58.1,21.73,0.0766,0.39,13.16]
["July",16,"12AM to 1AM",0,"July 16, 2019 0:00","2019-07-16",{"v":50,"d":"50.0"},{"v":50,"d":"50.0"},{"v":50,"d":"50.0"},53.9,20.34,0.0771,0.36,13.07]
["July",16,"3AM to 4AM",3,"July 16, 2019 3:00","2019-07-16T03:00:00",51.1,50.5,{"v":50,"d":"50.0"},53.9,20.61,0.0769,0.36,{"v":13.1,"d":"13.10"}]
["July",16,"7AM to 8AM",7,"July 16, 2019 7:00","2019-07-16T07:00:00",51.1,48.4,{"v":46,"d":"46.0"},46.4,19.44,{"v":0.077,"d":"0.0770"},0.31,13.08]
["July",16,"9AM to 10AM",9,"July 16, 2019 9:00","2019-07-16T09:00:00",{"v":55,"d":"55.0"},51.1,{"v":48,"d":"48.0"},{"v":50,"d":"50.0"},20.97,0.0763,0.34,13.19]
["July",16,"2PM to 3PM",14,"July 16, 2019 14:00","2019-07-16T14:00:00",{"v":55,"d":"55.0"},53.9,53.1,60.5,22.59,0.0763,0.41,13.22]
["July",16,"3PM to 4PM",15,"July 16, 2019 15:00","2019-07-16T15:00:00",{"v":59,"d":"59.0"},53.8,{"v":50,"d":"50.0"},53.9,22.53,0.0757,0.36,{"v":13.3,"d":"13.30"}]
["July",16,"6PM to 7PM",18,"July 16, 2019 18:00","2019-07-16T18:00:00",{"v":54,"d":"54.0"},52.8,{"v":52,"d":"52.0"},58.1,21.95,0.0765,0.39,13.19]
["July",16,"10PM to 11PM",22,"July 16, 2019 22:00","2019-07-16T22:00:00",{"v":52,"d":"52.0"},51.5,51.1,56.2,21.17,0.0768,0.38,13.13]
["July",17,"1AM to 2AM",1,"July 17, 2019 1:00","2019-07-17T01:00:00",{"v":52,"d":"52.0"},51.5,51.1,56.2,21.17,0.0768,0.38,13.13]
["July",17,"4AM to 5AM",4,"July 17, 2019 4:00","2019-07-17T04:00:00",{"v":52,"d":"52.0"},{"v":52,"d":"52.0"},{"v":52,"d":"52.0"},58.1,21.47,0.0768,0.39,13.14]
["July",17,"8AM to 9AM",8,"July 17, 2019 8:00","2019-07-17T08:00:00",55.9,55.4,{"v":55,"d":"55.0"},65.1,23.52,0.0761,0.44,13.26]
["July",17,"10AM to 11AM",{"$f":"IF(D4745+1>23,0,D4745+1)","v":10},"July 17, 2019 10:00","2019-07-17T10:00:00",{"v":59,"d":"59.0"},57.1,55.9,67.3,24.61,0.0757,0.45,13.34]
["July",17,"3PM to 4PM",15,"July 17, 2019 15:00","2019-07-17T15:00:00",57.9,57.4,{"v":57,"d":"57.0"},{"v":70,"d":"70.0"},24.77,0.0758,0.47,13.33]
["July",17,"4PM to 5PM",16,"July 17, 2019 16:00","2019-07-17T16:00:00",{"v":57,"d":"57.0"},56.4,55.9,67.3,24.13,0.0759,0.45,13.29]
["July",17,"7PM to 8PM",19,"July 17, 2019 19:00","2019-07-17T19:00:00",{"v":55,"d":"55.0"},53.9,53.1,60.5,22.59,0.0763,0.41,13.22]
["July",17,"11PM to 12AM",23,"July 17, 2019 23:00","2019-07-17T23:00:00",{"v":52,"d":"52.0"},51.5,51.1,56.2,21.17,0.0768,0.38,13.13]
["July",18,"2AM to 3AM",2,"July 18, 2019 2:00","2019-07-18T02:00:00",{"v":52,"d":"52.0"},51.5,51.1,56.2,21.17,0.0768,0.38,13.13]
["July",18,"5AM to 6AM",5,"July 18, 2019 5:00","2019-07-18T05:00:00",51.1,50.5,{"v":50,"d":"50.0"},53.9,20.61,0.0769,0.36,{"v":13.1,"d":"13.10"}]
["July",18,"7AM to 8AM",7,"July 18, 2019 7:00","2019-07-18T07:00:00",{"v":52,"d":"52.0"},{"v":52,"d":"52.0"},{"v":52,"d":"52.0"},58.1,21.47,0.0768,0.39,13.14]
["July",18,"1PM to 2PM",13,"July 18, 2019 13:00","2019-07-18T13:00:00",55.9,55.4,{"v":55,"d":"55.0"},65.1,23.52,0.0761,0.44,13.26]
["July",18,"2PM to 3PM",14,"July 18, 2019 14:00","2019-07-18T14:00:00",{"v":55,"d":"55.0"},54.4,{"v":54,"d":"54.0"},62.5,22.91,0.0763,0.42,13.23]
["July",18,"5PM to 6PM",17,"July 18, 2019 17:00","2019-07-18T17:00:00",{"v":54,"d":"54.0"},52.3,51.1,56.2,21.65,0.0765,0.38,13.18]
["July",18,"8PM to 9PM",20,"July 18, 2019 20:00","2019-07-18T20:00:00",51.1,49.9,48.9,51.8,20.27,0.0769,0.35,{"v":13.1,"d":"13.10"}]
["July",19,"12AM to 1AM",0,"July 19, 2019 0:00","2019-07-19",46.9,46.5,{"v":46,"d":"46.0"},46.4,18.44,0.0776,0.31,12.97]
["July",19,"3AM to 4AM",3,"July 19, 2019 3:00","2019-07-19T03:00:00",{"v":48,"d":"48.0"},47.4,46.9,{"v":48,"d":"48.0"},18.95,0.0774,0.32,13.01]
["July",19,"6AM to 7AM",6,"July 19, 2019 6:00","2019-07-19T06:00:00",{"v":50,"d":"50.0"},49.4,48.9,51.8,20.01,0.0771,0.35,13.07]
["July",19,"8AM to 9AM",8,"July 19, 2019 8:00","2019-07-19T08:00:00",51.1,50.5,{"v":50,"d":"50.0"},53.9,20.61,0.0769,0.36,{"v":13.1,"d":"13.10"}]
["July",19,"2PM to 3PM",14,"July 19, 2019 14:00","2019-07-19T14:00:00",57.9,57.4,{"v":57,"d":"57.0"},{"v":70,"d":"70.0"},24.77,0.0758,0.47,13.33]
["July",19,"3PM to 4PM",15,"July 19, 2019 15:00","2019-07-19T15:00:00",{"v":59,"d":"59.0"},57.1,55.9,67.3,24.61,0.0757,0.45,13.34]
["July",19,"6PM to 7PM",18,"July 19, 2019 18:00","2019-07-19T18:00:00",55.9,55.4,{"v":55,"d":"55.0"},65.1,23.52,0.0761,0.44,13.26]
["July",19,"9PM to 10PM",21,"July 19, 2019 21:00","2019-07-19T21:00:00",53.1,51.9,51.1,56.2,21.44,0.0766,0.38,13.16]
["July",20,"1AM to 2AM",1,{"$f":"A4809&\" \"&B4809&\", \"&$D$5&\" \"&D4809&\":00\"","v":"July 20, 2019 1:00"},{"$f":"DATEVALUE(E4809)+TIMEVALUE(E4809)","v":"2019-07-20T01:00:00"},{"v":50,"d":"50.0"},49.4,48.9,51.8,20.01,0.0771,0.35,13.07]
["July",20,"4AM to 5AM",4,"July 20, 2019 4:00","2019-07-20T04:00:00",{"v":50,"d":"50.0"},48.9,{"v":48,"d":"48.0"},{"v":50,"d":"50.0"},19.74,0.0771,0.34,13.06]
["July",20,"9AM to 10AM",9,"July 20, 2019 9:00","2019-07-20T09:00:00",51.1,49.4,{"v":48,"d":"48.0"},{"v":50,"d":"50.0"},{"v":20,"d":"20.00"},0.0769,0.34,13.09]
["July",20,"12PM to 1PM",12,"July 20, 2019 12:00","2019-07-20T12:00:00",{"v":52,"d":"52.0"},49.2,46.9,{"v":48,"d":"48.0"},19.91,0.0768,0.32,13.11]
["July",20,"3PM to 4PM",15,"July 20, 2019 15:00","2019-07-20T15:00:00",{"v":54,"d":"54.0"},51.1,48.9,51.8,20.97,0.0765,0.35,13.17]
["July",20,"4PM to 5PM",16,"July 20, 2019 16:00","2019-07-20T16:00:00",{"v":54,"d":"54.0"},51.1,48.9,51.8,20.97,0.0765,0.35,13.17]
["July",20,"7PM to 8PM",19,"July 20, 2019 19:00","2019-07-20T19:00:00",51.1,49.9,48.9,51.8,20.27,0.0769,0.35,{"v":13.1,"d":"13.10"}]
["July",20,"10PM to 11PM",22,"July 20, 2019 22:00","2019-07-20T22:00:00",{"v":50,"d":"50.0"},48.9,{"v":48,"d":"48.0"},{"v":50,"d":"50.0"},19.74,0.0771,0.34,13.06]
["July",21,"2AM to 3AM",2,"July 21, 2019 2:00","2019-07-21T02:00:00",{"v":48,"d":"48.0"},{"v":48,"d":"48.0"},{"v":48,"d":"48.0"},{"v":50,"d":"50.0"},19.26,0.0774,0.34,13.01]
["July",21,"5AM to 6AM",5,"July 21, 2019 5:00","2019-07-21T05:00:00",{"v":48,"d":"48.0"},{"v":48,"d":"48.0"},{"v":48,"d":"48.0"},{"v":50,"d":"50.0"},19.26,0.0774,0.34,13.01]
["July",21,"10AM to 11AM",10,"July 21, 2019 10:00","2019-07-21T10:00:00",53.1,50.3,{"v":48,"d":"48.0"},{"v":50,"d":"50.0"},20.49,0.0766,0.34,13.14]
["July",21,"1PM to 2PM",13,"July 21, 2019 13:00","2019-07-21T13:00:00",{"v":52,"d":"52.0"},49.8,{"v":48,"d":"48.0"},{"v":50,"d":"50.0"},20.22,0.0768,0.34,13.11]
["July",21,"4PM to 5PM",16,"July 21, 2019 16:00","2019-07-21T16:00:00",55.9,51.5,{"v":48,"d":"48.0"},{"v":50,"d":"50.0"},21.19,0.0762,0.34,13.21]
["July",21,"5PM to 6PM",17,"July 21, 2019 17:00","2019-07-21T17:00:00",55.9,51.5,{"v":48,"d":"48.0"},{"v":50,"d":"50.0"},21.19,0.0762,0.34,13.21]
["July",21,"8PM to 9PM",20,"July 21, 2019 20:00","2019-07-21T20:00:00",{"v":54,"d":"54.0"},52.3,51.1,56.2,21.65,0.0765,0.38,13.18]
["July",21,"11PM to 12AM",23,"July 21, 2019 23:00","2019-07-21T23:00:00",{"v":52,"d":"52.0"},51.5,51.1,56.2,21.17,0.0768,0.38,13.13]
["July",22,"3AM to 4AM",3,"July 22, 2019 3:00","2019-07-22T03:00:00",51.1,50.5,{"v":50,"d":"50.0"},53.9,20.61,0.0769,0.36,{"v":13.1,"d":"13.10"}]
["July",22,"7AM to 8AM",7,"July 22, 2019 7:00","2019-07-22T07:00:00",51.1,51.1,51.1,56.2,20.95,0.0769,0.38,13.11]
["July",22,"11AM to 12PM",11,"July 22, 2019 11:00","2019-07-22T11:00:00",55.9,52.6,{"v":50,"d":"50.0"},53.9,21.79,0.0762,0.36,13.23]
["July",22,"2PM to 3PM",14,"July 22, 2019 14:00","2019-07-22T14:00:00",62.1,54.5,48.9,51.8,22.94,0.0753,0.35,13.38]
["July",22,"5PM to 6PM",17,{"$f":"A4873&\" \"&B4873&\", \"&$D$5&\" \"&D4873&\":00\"","v":"July 22, 2019 17:00"},{"$f":"DATEVALUE(E4873)+TIMEVALUE(E4873)","v":"2019-07-22T17:00:00"},57.9,{"v":54,"d":"54.0"},51.1,56.2,22.62,0.0759,0.38,13.28]
["July",22,"6PM to 7PM",{"$f":"IF(D4873+1>23,0,D4873+1)","v":18},"July 22, 2019 18:00","2019-07-22T18:00:00",55.9,54.2,53.1,60.5,22.81,0.0761,0.41,13.25]
["July",22,"9PM to 10PM",21,"July 22, 2019 21:00","2019-07-22T21:00:00",55.9,54.8,{"v":54,"d":"54.0"},62.5,23.12,0.0761,0.42,13.25]
["July",23,"1AM to 2AM",1,"July 23, 2019 1:00","2019-07-23T01:00:00",53.1,52.4,{"v":52,"d":"52.0"},58.1,21.73,0.0766,0.39,13.16]
["July",23,"4AM to 5AM",4,"July 23, 2019 4:00","2019-07-23T04:00:00",{"v":52,"d":"52.0"},50.9,{"v":50,"d":"50.0"},53.9,20.83,0.0768,0.36,13.12]
["July",23,"8AM to 9AM",8,"July 23, 2019 8:00","2019-07-23T08:00:00",51.1,49.4,{"v":48,"d":"48.0"},{"v":50,"d":"50.0"},{"v":20,"d":"20.00"},0.0769,0.34,13.09]
["July",23,"12PM to 1PM",12,"July 23, 2019 12:00","2019-07-23T12:00:00",55.9,50.5,{"v":46,"d":"46.0"},46.4,20.62,0.0762,0.31,{"v":13.2,"d":"13.20"}]
["July",23,"3PM to 4PM",15,"July 23, 2019 15:00","2019-07-23T15:00:00",{"v":57,"d":"57.0"},51.4,46.9,{"v":48,"d":"48.0"},21.14,0.0761,0.32,13.24]
["July",23,"6PM to 7PM",18,"July 23, 2019 18:00","2019-07-23T18:00:00",{"v":55,"d":"55.0"},50.6,46.9,{"v":48,"d":"48.0"},20.65,0.0764,0.32,13.19]
["July",23,"7PM to 8PM",19,"July 23, 2019 19:00","2019-07-23T19:00:00",{"v":54,"d":"54.0"},49.7,{"v":46,"d":"46.0"},46.4,20.14,0.0765,0.31,13.15]
["July",23,"10PM to 11PM",22,"July 23, 2019 22:00","2019-07-23T22:00:00",{"v":50,"d":"50.0"},47.9,{"v":46,"d":"46.0"},46.4,19.18,0.0771,0.31,13.05]
["July",24,"2AM to 3AM",2,"July 24, 2019 2:00","2019-07-24T02:00:00",{"v":48,"d":"48.0"},{"v":48,"d":"48.0"},{"v":48,"d":"48.0"},{"v":50,"d":"50.0"},19.26,0.0774,0.34,13.01]
["July",24,"5AM to 6AM",5,"July 24, 2019 5:00","2019-07-24T05:00:00",{"v":48,"d":"48.0"},{"v":48,"d":"48.0"},{"v":48,"d":"48.0"},{"v":50,"d":"50.0"},19.26,0.0774,0.34,13.01]
["July",24,"9AM to 10AM",9,"July 24, 2019 9:00","2019-07-24T09:00:00",{"v":52,"d":"52.0"},49.8,{"v":48,"d":"48.0"},{"v":50,"d":"50.0"},20.22,0.0768,0.34,13.11]
["July",24,"1PM to 2PM",13,"July 24, 2019 13:00","2019-07-24T13:00:00",53.1,50.3,{"v":48,"d":"48.0"},{"v":50,"d":"50.0"},20.49,0.0766,0.34,13.14]
["July",24,"4PM to 5PM",16,"July 24, 2019 16:00","2019-07-24T16:00:00",53.1,51.9,51.1,56.2,21.44,0.0766,0.38,13.16]
["July",24,"7PM to 8PM",19,"July 24, 2019 19:00","2019-07-24T19:00:00",{"v":54,"d":"54.0"},51.7,{"v":50,"d":"50.0"},53.9,21.31,0.0765,0.36,13.18]
["July",24,"8PM to 9PM",20,"July 24, 2019 20:00","2019-07-24T20:00:00",{"v":54,"d":"54.0"},51.1,48.9,51.8,20.97,0.0765,0.35,13.17]
["July",24,"11PM to 12AM",23,"July 24, 2019 23:00","2019-07-24T23:00:00",{"v":50,"d":"50.0"},49.4,48.9,51.8,20.01,0.0771,0.35,13.07]
["July",25,"3AM to 4AM",3,"July 25, 2019 3:00","2019-07-25T03:00:00",{"v":48,"d":"48.0"},47.4,46.9,{"v":48,"d":"48.0"},18.95,0.0774,0.32,13.01]
["July",25,"6AM to 7AM",6,"July 25, 2019 6:00","2019-07-25T06:00:00",51.1,49.9,48.9,51.8,20.27,0.0769,0.35,{"v":13.1,"d":"13.10"}]
["July",25,"10AM to 11AM",{"$f":"IF(D4937+1>23,0,D4937+1)","v":10},"July 25, 2019 10:00","2019-07-25T10:00:00",57.9,52.4,{"v":48,"d":"48.0"},{"v":50,"d":"50.0"},21.67,0.0759,0.34,13.27]
["July",25,"2PM to 3PM",14,"July 25, 2019 14:00","2019-07-25T14:00:00",{"v":66,"d":"66.0"},56.1,48.9,51.8,23.91,0.0747,0.35,13.48]
["July",25,"5PM to 6PM",17,"July 25, 2019 17:00","2019-07-25T17:00:00",{"v":68,"d":"68.0"},57.4,{"v":50,"d":"50.0"},53.9,24.73,0.0744,0.36,13.54]
["July",25,"6PM to 7PM",18,"July 25, 2019 18:00","2019-07-25T18:00:00",{"v":66,"d":"66.0"},57.2,51.1,56.2,24.59,0.0747,0.38,13.49]
["July",25,"9PM to 10PM",21,"July 25, 2019 21:00","2019-07-25T21:00:00",57.9,53.4,{"v":50,"d":"50.0"},53.9,22.27,0.0759,0.36,13.28]
["July",26,"12AM to 1AM",0,"July 26, 2019 0:00","2019-07-26",53.1,51.3,{"v":50,"d":"50.0"},53.9,21.09,0.0766,0.36,13.15]
["July",26,"3AM to 4AM",3,"July 26, 2019 3:00","2019-07-26T03:00:00",51.1,49.9,48.9,51.8,20.27,0.0769,0.35,{"v":13.1,"d":"13.10"}]
["July",26,"8AM to 9AM",8,"July 26, 2019 8:00","2019-07-26T08:00:00",57.9,54.4,{"v":52,"d":"52.0"},58.1,22.92,0.0759,0.39,13.29]
["July",26,"11AM to 12PM",11,"July 26, 2019 11:00","2019-07-26T11:00:00",64.9,56.8,51.1,56.2,24.33,0.0749,0.38,13.46]
["July",26,"3PM to 4PM",15,"July 26, 2019 15:00","2019-07-26T15:00:00",{"v":73,"d":"73.0"},58.8,48.9,51.8,25.62,0.0738,0.35,13.66]
["July",26,"6PM to 7PM",18,"July 26, 2019 18:00","2019-07-26T18:00:00",{"v":72,"d":"72.0"},58.4,48.9,51.8,25.35,0.0739,0.35,13.63]
["July",26,"7PM to 8PM",19,"July 26, 2019 19:00","2019-07-26T19:00:00",71.1,58.5,{"v":50,"d":"50.0"},53.9,25.47,{"v":0.074,"d":"0.0740"},0.36,13.61]
["July",26,"10PM to 11PM",22,"July 26, 2019 22:00","2019-07-26T22:00:00",{"v":63,"d":"63.0"},56.4,{"v":52,"d":"52.0"},58.1,24.15,0.0751,0.39,13.42]
["July",27,"1AM to 2AM",1,"July 27, 2019 1:00","2019-07-27T01:00:00",{"v":57,"d":"57.0"},54.7,53.1,60.5,23.07,{"v":0.076,"d":"0.0760"},0.41,13.27]
["July",27,"4AM to 5AM",4,"July 27, 2019 4:00","2019-07-27T04:00:00",53.1,52.4,{"v":52,"d":"52.0"},58.1,21.73,0.0766,0.39,13.16]
["July",27,"9AM to 10AM",9,"July 27, 2019 9:00","2019-07-27T09:00:00",{"v":66,"d":"66.0"},58.7,{"v":54,"d":"54.0"},62.5,25.58,0.0747,0.42,13.51]
["July",27,"1PM to 2PM",13,"July 27, 2019 13:00","2019-07-27T13:00:00",78.1,{"v":62,"d":"62.0"},{"v":52,"d":"52.0"},58.1,27.83,{"v":0.073,"d":"0.0730"},0.39,13.81]
["July",27,"4PM to 5PM",16,"July 27, 2019 16:00","2019-07-27T16:00:00",{"v":81,"d":"81.0"},59.3,{"v":43,"d":"43.0"},41.2,25.89,0.0727,0.28,13.83]
["July",27,"7PM to 8PM",19,"July 27, 2019 19:00","2019-07-27T19:00:00",78.1,60.2,{"v":48,"d":"48.0"},{"v":50,"d":"50.0"},26.57,0.0731,0.34,13.78]
["July",27,"8PM to 9PM",20,"July 27, 2019 20:00","2019-07-27T20:00:00",{"v":75,"d":"75.0"},59.1,{"v":48,"d":"48.0"},{"v":50,"d":"50.0"},25.83,0.0735,0.34,{"v":13.7,"d":"13.70"}]
["July",27,"11PM to 12AM",23,"July 27, 2019 23:00","2019-07-27T23:00:00",{"v":59,"d":"59.0"},57.1,55.9,67.3,24.61,0.0757,0.45,13.34]
["July",28,"5AM to 6AM",5,"July 28, 2019 5:00","2019-07-28T05:00:00",{"v":55,"d":"55.0"},54.4,{"v":54,"d":"54.0"},62.5,22.91,0.0763,0.42,13.23]
["July",28,"7AM to 8AM",7,"July 28, 2019 7:00","2019-07-28T07:00:00",57.9,56.7,55.9,67.3,24.35,0.0758,0.45,13.32]
["July",28,"10AM to 11AM",10,"July 28, 2019 10:00","2019-07-28T10:00:00",66.9,58.5,53.1,60.5,25.48,0.0746,0.41,13.53]
["July",28,"2PM to 3PM",14,"July 28, 2019 14:00","2019-07-28T14:00:00",{"v":77,"d":"77.0"},60.2,48.9,51.8,26.58,0.0732,0.35,13.76]
["July",28,"5PM to 6PM",17,"July 28, 2019 17:00","2019-07-28T17:00:00",{"v":77,"d":"77.0"},62.6,{"v":54,"d":"54.0"},62.5,28.26,0.0731,0.42,13.79]
["July",28,"8PM to 9PM",20,"July 28, 2019 20:00","2019-07-28T20:00:00",{"v":72,"d":"72.0"},59.4,51.1,56.2,26.04,0.0739,0.38,13.64]
["July",28,"9PM to 10PM",21,"July 28, 2019 21:00","2019-07-28T21:00:00",{"v":68,"d":"68.0"},61.1,{"v":57,"d":"57.0"},{"v":70,"d":"70.0"},27.23,0.0743,0.47,13.58]
["July",29,"12AM to 1AM",0,"July 29, 2019 0:00","2019-07-29",{"v":59,"d":"59.0"},57.8,{"v":57,"d":"57.0"},{"v":70,"d":"70.0"},25.03,0.0756,0.47,13.35]
["July",29,"6AM to 7AM",6,"July 29, 2019 6:00","2019-07-29T06:00:00",{"v":57,"d":"57.0"},55.8,{"v":55,"d":"55.0"},65.1,23.78,{"v":0.076,"d":"0.0760"},0.44,13.29]
["July",29,"8AM to 9AM",8,"July 29, 2019 8:00","2019-07-29T08:00:00",60.1,{"v":57,"d":"57.0"},{"v":55,"d":"55.0"},65.1,24.53,0.0755,0.44,13.37]
["July",29,"11AM to 12PM",11,"July 29, 2019 11:00","2019-07-29T11:00:00",{"v":61,"d":"61.0"},56.3,53.1,60.5,24.03,0.0754,0.41,13.38]
["July",29,"3PM to 4PM",15,"July 29, 2019 15:00","2019-07-29T15:00:00",62.1,55.6,51.1,56.2,23.63,0.0753,0.38,13.39]
["July",29,"6PM to 7PM",18,"July 29, 2019 18:00","2019-07-29T18:00:00",57.9,56.2,{"v":55,"d":"55.0"},65.1,{"v":24,"d":"24.00"},0.0758,0.44,13.31]
["July",29,"9PM to 10PM",21,"July 29, 2019 21:00","2019-07-29T21:00:00",{"v":55,"d":"55.0"},52.8,51.1,56.2,21.92,0.0763,0.38,13.21]
["July",29,"10PM to 11PM",22,"July 29, 2019 22:00","2019-07-29T22:00:00",{"v":54,"d":"54.0"},52.3,51.1,56.2,21.65,0.0765,0.38,13.18]
["July",30,"3AM to 4AM",3,"July 30, 2019 3:00","2019-07-30T03:00:00",{"v":52,"d":"52.0"},51.5,51.1,56.2,21.17,0.0768,0.38,13.13]
["July",30,"6AM to 7AM",6,"July 30, 2019 6:00","2019-07-30T06:00:00",51.1,50.5,{"v":50,"d":"50.0"},53.9,20.61,0.0769,0.36,{"v":13.1,"d":"13.10"}]
["July",30,"9AM to 10AM",9,"July 30, 2019 9:00","2019-07-30T09:00:00",53.1,51.3,{"v":50,"d":"50.0"},53.9,21.09,0.0766,0.36,13.15]
["July",30,"12PM to 1PM",12,"July 30, 2019 12:00","2019-07-30T12:00:00",{"v":59,"d":"59.0"},54.4,51.1,56.2,22.88,0.0757,0.38,13.31]
["July",30,"4PM to 5PM",16,"July 30, 2019 16:00","2019-07-30T16:00:00",{"v":70,"d":"70.0"},56.7,46.9,{"v":48,"d":"48.0"},24.29,0.0742,0.32,13.57]
["July",30,"7PM to 8PM",19,"July 30, 2019 19:00","2019-07-30T19:00:00",66.9,54.3,44.1,{"v":43,"d":"43.0"},22.76,0.0747,0.29,13.47]
["July",30,"10PM to 11PM",22,"July 30, 2019 22:00","2019-07-30T22:00:00",55.9,50.5,{"v":46,"d":"46.0"},46.4,20.62,0.0762,0.31,{"v":13.2,"d":"13.20"}]
["July",30,"11PM to 12AM",23,"July 30, 2019 23:00","2019-07-30T23:00:00",53.1,49.7,46.9,{"v":48,"d":"48.0"},20.17,0.0767,0.32,13.13]
["July",31,"4AM to 5AM",4,"July 31, 2019 4:00","2019-07-31T04:00:00",{"v":46,"d":"46.0"},45.5,{"v":45,"d":"45.0"},44.5,17.93,0.0777,{"v":0.3,"d":"0.30"},12.94]
["July",31,"7AM to 8AM",7,"July 31, 2019 7:00","2019-07-31T07:00:00",{"v":50,"d":"50.0"},{"v":50,"d":"50.0"},{"v":50,"d":"50.0"},53.9,20.34,0.0771,0.36,13.07]
["July",31,"10AM to 11AM",10,"July 31, 2019 10:00","2019-07-31T10:00:00",{"v":57,"d":"57.0"},{"v":53,"d":"53.0"},{"v":50,"d":"50.0"},53.9,22.05,{"v":0.076,"d":"0.0760"},0.36,13.25]
["July",31,"1PM to 2PM",13,"July 31, 2019 13:00","2019-07-31T13:00:00",62.1,53.1,{"v":46,"d":"46.0"},46.4,22.11,0.0753,0.31,13.36]
["July",31,"5PM to 6PM",17,"July 31, 2019 17:00","2019-07-31T17:00:00",64.9,55.2,{"v":48,"d":"48.0"},{"v":50,"d":"50.0"},23.37,0.0749,0.34,13.45]
["July",31,"8PM to 9PM",20,"July 31, 2019 20:00","2019-07-31T20:00:00",55.8,51.2,47.5,{"v":49,"d":"49.0"},20.98,0.0762,0.33,13.21]
["July",31,"9PM to 10PM",21,"July 31, 2019 21:00","2019-07-31T21:00:00",51.3,48.7,46.6,47.4,19.63,0.0769,0.32,13.09]
["August",1,"1AM to 2AM",1,"August 1, 2019 1:00","2019-08-01T01:00:00",50.2,48.5,47.1,48.3,19.52,0.0771,0.33,13.06]
["August",1,"4AM to 5AM",4,"August 1, 2019 4:00","2019-08-01T04:00:00",49.5,48.6,47.8,49.7,19.56,0.0772,0.33,13.05]
["August",1,"8AM to 9AM",8,"August 1, 2019 8:00","2019-08-01T08:00:00",{"v":50,"d":"50.0"},49.1,48.4,50.7,19.85,0.0771,0.34,13.06]
["August",1,"11AM to 12PM",11,"August 1, 2019 11:00","2019-08-01T11:00:00",{"v":50,"d":"50.0"},49.1,48.4,50.7,19.85,0.0771,0.34,13.06]
["August",1,"2PM to 3PM",14,"August 1, 2019 14:00","2019-08-01T14:00:00",50.7,49.6,48.7,51.4,20.13,{"v":0.077,"d":"0.0770"},0.35,13.08]
["August",1,"6PM to 7PM",18,"August 1, 2019 18:00","2019-08-01T18:00:00",48.9,48.9,48.9,51.8,19.75,0.0773,0.35,13.04]
["August",1,"9PM to 10PM",21,"August 1, 2019 21:00","2019-08-01T21:00:00",48.9,48.9,48.9,51.8,19.75,0.0773,0.35,13.04]
["August",1,"10PM to 11PM",22,"August 1, 2019 22:00","2019-08-01T22:00:00",48.6,48.6,48.6,51.1,19.55,0.0773,0.34,13.03]
["August",2,"2AM to 3AM",2,"August 2, 2019 2:00","2019-08-02T02:00:00",47.3,47.3,47.3,48.7,18.88,0.0775,0.33,12.99]
["August",2,"5AM to 6AM",5,"August 2, 2019 5:00","2019-08-02T05:00:00",46.9,46.9,46.9,{"v":48,"d":"48.0"},18.69,0.0776,0.32,12.98]
["August",2,"9AM to 10AM",9,{"$f":"A5129&\" \"&B5129&\", \"&$D$5&\" \"&D5129&\":00\"","v":"August 2, 2019 9:00"},{"$f":"DATEVALUE(E5129)+TIMEVALUE(E5129)","v":"2019-08-02T09:00:00"},51.1,49.9,48.9,51.8,20.27,0.0769,0.35,{"v":13.1,"d":"13.10"}]
["August",2,"12PM to 1PM",12,"August 2, 2019 12:00","2019-08-02T12:00:00",55.9,52.6,{"v":50,"d":"50.0"},53.9,21.79,0.0762,0.36,13.23]
["August",2,"3PM to 4PM",15,"August 2, 2019 15:00","2019-08-02T15:00:00",55.9,53.1,51.1,56.2,22.14,0.0762,0.38,13.23]
["August",2,"7PM to 8PM",19,"August 2, 2019 19:00","2019-08-02T19:00:00",57.7,51.8,46.9,{"v":48,"d":"48.0"},21.31,{"v":0.076,"d":"0.0760"},0.32,13.25]
["August",2,"10PM to 11PM",22,"August 2, 2019 22:00","2019-08-02T22:00:00",55.4,50.9,47.3,48.7,20.85,0.0763,0.33,{"v":13.2,"d":"13.20"}]
["August",2,"11PM to 12AM",23,"August 2, 2019 23:00","2019-08-02T23:00:00",51.6,{"v":49,"d":"49.0"},46.8,47.7,19.77,0.0769,0.32,{"v":13.1,"d":"13.10"}]
["August",3,"3AM to 4AM",3,"August 3, 2019 3:00","2019-08-03T03:00:00",{"v":46,"d":"46.0"},45.5,{"v":45,"d":"45.0"},44.5,17.93,0.0777,{"v":0.3,"d":"0.30"},12.94]
["August",3,"6AM to 7AM",6,"August 3, 2019 6:00","2019-08-03T06:00:00",44.1,44.1,44.1,{"v":43,"d":"43.0"},17.21,0.0781,0.29,12.89]
["August",3,"10AM to 11AM",10,"August 3, 2019 10:00","2019-08-03T10:00:00",53.2,50.2,47.7,49.3,20.42,0.0766,0.33,13.14]
["August",3,"1PM to 2PM",13,"August 3, 2019 13:00","2019-08-03T13:00:00",57.6,51.6,46.8,47.7,21.22,{"v":0.076,"d":"0.0760"},0.32,13.25]
["August",3,"5PM to 6PM",17,"August 3, 2019 17:00","2019-08-03T17:00:00",{"v":61,"d":"61.0"},52.5,45.7,45.8,21.75,0.0755,0.31,13.33]
["August",3,"8PM to 9PM",20,"August 3, 2019 20:00","2019-08-03T20:00:00",59.7,52.9,47.7,49.3,{"v":22,"d":"22.00"},0.0757,0.33,13.31]
["August",3,"11PM to 12AM",23,"August 3, 2019 23:00","2019-08-03T23:00:00",{"v":55,"d":"55.0"},52.8,51.1,56.2,21.92,0.0763,0.38,13.21]
["August",4,"12AM to 1AM",0,"August 4, 2019 0:00","2019-08-04",53.1,52.4,{"v":52,"d":"52.0"},58.1,21.73,0.0766,0.39,13.16]
["August",4,"4AM to 5AM",4,"August 4, 2019 4:00","2019-08-04T04:00:00",49.3,49.3,49.3,52.5,19.95,0.0772,0.35,13.05]
["August",4,"7AM to 8AM",7,"August 4, 2019 7:00","2019-08-04T07:00:00",48.7,48.6,48.6,51.1,{"v":19.6,"d":"19.60"},0.0773,0.34,13.03]
["August",4,"11AM to 12PM",11,"August 4, 2019 11:00","2019-08-04T11:00:00",{"v":50,"d":"50.0"},49.4,48.9,51.8,20.01,0.0771,0.35,13.07]
["August",4,"2PM to 3PM",14,"August 4, 2019 14:00","2019-08-04T14:00:00",50.7,50.1,49.6,53.2,20.41,{"v":0.077,"d":"0.0770"},0.36,13.09]
["August",4,"6PM to 7PM",18,"August 4, 2019 18:00","2019-08-04T18:00:00",{"v":52,"d":"52.0"},{"v":52,"d":"52.0"},{"v":52,"d":"52.0"},58.1,21.47,0.0768,0.39,13.14]
["August",4,"9PM to 10PM",21,"August 4, 2019 21:00","2019-08-04T21:00:00",51.1,50.5,{"v":50,"d":"50.0"},53.9,20.61,0.0769,0.36,{"v":13.1,"d":"13.10"}]
["August",5,"1AM to 2AM",1,{"$f":"A5193&\" \"&B5193&\", \"&$D$5&\" \"&D5193&\":00\"","v":"August 5, 2019 1:00"},{"$f":"DATEVALUE(E5193)+TIMEVALUE(E5193)","v":"2019-08-05T01:00:00"},48.2,48.2,48.2,50.4,19.36,0.0774,0.34,13.02]
["August",5,"2AM to 3AM",{"$f":"IF(D5193+1>23,0,D5193+1)","v":2},"August 5, 2019 2:00","2019-08-05T02:00:00",47.7,47.7,47.7,49.3,19.07,0.0775,0.33,{"v":13,"d":"13.00"}]
["August",5,"5AM to 6AM",5,"August 5, 2019 5:00","2019-08-05T05:00:00",46.4,46.4,46.4,{"v":47,"d":"47.0"},{"v":18.4,"d":"18.40"},0.0777,0.32,12.96]
["August",5,"8AM to 9AM",8,"August 5, 2019 8:00","2019-08-05T08:00:00",{"v":48,"d":"48.0"},47.6,47.3,48.7,19.05,0.0774,0.33,13.01]
["August",5,"12PM to 1PM",12,"August 5, 2019 12:00","2019-08-05T12:00:00",48.9,48.4,{"v":48,"d":"48.0"},{"v":50,"d":"50.0"},19.48,0.0773,0.34,13.03]
["August",5,"3PM to 4PM",15,"August 5, 2019 15:00","2019-08-05T15:00:00",{"v":52,"d":"52.0"},48.2,{"v":45,"d":"45.0"},44.5,19.37,0.0768,{"v":0.3,"d":"0.30"},{"v":13.1,"d":"13.10"}]
["August",5,"7PM to 8PM",19,"August 5, 2019 19:00","2019-08-05T19:00:00",50.4,48.4,46.8,47.7,19.47,0.0771,0.32,13.06]
["August",5,"10PM to 11PM",22,"August 5, 2019 22:00","2019-08-05T22:00:00",48.2,47.6,47.1,48.3,19.04,0.0774,0.33,13.01]
["August",6,"2AM to 3AM",2,"August 6, 2019 2:00","2019-08-06T02:00:00",{"v":45,"d":"45.0"},44.4,43.9,42.7,17.38,0.0779,0.29,12.91]
["August",6,"3AM to 4AM",3,"August 6, 2019 3:00","2019-08-06T03:00:00",44.1,43.5,{"v":43,"d":"43.0"},41.2,16.94,0.0781,0.28,12.88]
["August",6,"6AM to 7AM",6,"August 6, 2019 6:00","2019-08-06T06:00:00",39.9,38.6,{"v":37,"d":"37.0"},32.7,14.61,0.0788,0.22,12.75]
["August",6,"10AM to 11AM",10,"August 6, 2019 10:00","2019-08-06T10:00:00",{"v":48,"d":"48.0"},{"v":46,"d":"46.0"},44.1,{"v":43,"d":"43.0"},18.17,0.0775,0.29,12.99]
["August",6,"1PM to 2PM",13,"August 6, 2019 13:00","2019-08-06T13:00:00",52.3,47.2,42.4,40.4,18.82,0.0768,0.27,13.09]
["August",6,"4PM to 5PM",16,"August 6, 2019 16:00","2019-08-06T16:00:00",{"v":54,"d":"54.0"},47.5,41.4,38.7,18.95,0.0766,0.26,13.13]
["August",6,"8PM to 9PM",20,"August 6, 2019 20:00","2019-08-06T20:00:00",53.2,48.6,44.4,43.6,19.53,0.0767,0.29,13.13]
["August",6,"11PM to 12AM",23,"August 6, 2019 23:00","2019-08-06T23:00:00",49.3,47.2,45.3,45.1,18.81,0.0772,{"v":0.3,"d":"0.30"},13.03]
["August",7,"3AM to 4AM",3,"August 7, 2019 3:00","2019-08-07T03:00:00",{"v":46,"d":"46.0"},45.5,{"v":45,"d":"45.0"},44.5,17.93,0.0777,{"v":0.3,"d":"0.30"},12.94]
["August",7,"4AM to 5AM",4,"August 7, 2019 4:00","2019-08-07T04:00:00",45.7,45.3,{"v":45,"d":"45.0"},44.5,17.84,0.0778,{"v":0.3,"d":"0.30"},12.94]
["August",7,"7AM to 8AM",7,"August 7, 2019 7:00","2019-08-07T07:00:00",45.7,45.6,45.5,45.4,17.98,0.0778,0.31,12.94]
["August",7,"11AM to 12PM",11,"August 7, 2019 11:00","2019-08-07T11:00:00",51.1,49.9,48.9,51.8,20.27,0.0769,0.35,{"v":13.1,"d":"13.10"}]
["August",7,"2PM to 3PM",14,"August 7, 2019 14:00","2019-08-07T14:00:00",55.8,52.5,{"v":50,"d":"50.0"},53.9,21.75,0.0762,0.36,13.22]
["August",7,"5PM to 6PM",17,{"$f":"A5257&\" \"&B5257&\", \"&$D$5&\" \"&D5257&\":00\"","v":"August 7, 2019 17:00"},{"$f":"DATEVALUE(E5257)+TIMEVALUE(E5257)","v":"2019-08-07T17:00:00"},58.3,53.6,50.2,54.3,22.42,0.0758,0.37,13.29]
["August",7,"9PM to 10PM",21,"August 7, 2019 21:00","2019-08-07T21:00:00",57.9,52.8,48.9,51.8,21.94,0.0759,0.35,13.27]
["August",8,"12AM to 1AM",0,"August 8, 2019 0:00","2019-08-08",51.1,48.8,46.9,{"v":48,"d":"48.0"},19.69,{"v":0.077,"d":"0.0770"},0.32,13.08]
["August",8,"2AM to 3AM",2,"August 8, 2019 2:00","2019-08-08T02:00:00",50.4,{"v":49,"d":"49.0"},47.8,49.7,19.78,0.0771,0.33,13.07]
["August",8,"5AM to 6AM",5,"August 8, 2019 5:00","2019-08-08T05:00:00",{"v":50,"d":"50.0"},49.7,49.5,52.8,20.18,0.0771,0.36,13.07]
["August",8,"8AM to 9AM",8,"August 8, 2019 8:00","2019-08-08T08:00:00",{"v":52,"d":"52.0"},51.6,51.3,56.5,21.23,0.0768,0.38,13.13]
["August",8,"12PM to 1PM",12,"August 8, 2019 12:00","2019-08-08T12:00:00",{"v":63,"d":"63.0"},58.1,{"v":55,"d":"55.0"},65.1,25.23,0.0751,0.44,13.44]
["August",8,"3PM to 4PM",15,"August 8, 2019 15:00","2019-08-08T15:00:00",66.9,60.7,{"v":57,"d":"57.0"},{"v":70,"d":"70.0"},26.97,0.0745,0.47,13.56]
["August",8,"6PM to 7PM",18,"August 8, 2019 18:00","2019-08-08T18:00:00",{"v":70,"d":"70.0"},63.6,60.1,78.3,{"v":29,"d":"29.00"},{"v":0.074,"d":"0.0740"},0.52,13.66]
["August",8,"9PM to 10PM",21,"August 8, 2019 21:00","2019-08-08T21:00:00",{"v":64,"d":"64.0"},60.8,{"v":59,"d":"59.0"},75.2,27.08,0.0749,{"v":0.5,"d":"0.50"},{"v":13.5,"d":"13.50"}]
["August",9,"2AM to 3AM",2,"August 9, 2019 2:00","2019-08-09T02:00:00",55.4,55.3,55.2,65.5,23.46,0.0762,0.44,13.25]
["August",9,"3AM to 4AM",3,"August 9, 2019 3:00","2019-08-09T03:00:00",{"v":55,"d":"55.0"},{"v":55,"d":"55.0"},{"v":55,"d":"55.0"},65.1,{"v":23.3,"d":"23.30"},0.0763,0.44,13.24]
["August",9,"6AM to 7AM",6,"August 9, 2019 6:00","2019-08-09T06:00:00",53.1,53.1,53.1,60.5,{"v":22.1,"d":"22.10"},0.0766,0.41,13.17]
["August",9,"9AM to 10AM",9,"August 9, 2019 9:00","2019-08-09T09:00:00",53.1,53.1,53.1,60.5,{"v":22.1,"d":"22.10"},0.0766,0.41,13.17]
["August",9,"1PM to 2PM",13,"August 9, 2019 13:00","2019-08-09T13:00:00",53.2,52.9,52.7,59.7,22.02,0.0766,{"v":0.4,"d":"0.40"},13.17]
["August",9,"4PM to 5PM",16,"August 9, 2019 16:00","2019-08-09T16:00:00",55.9,54.8,{"v":54,"d":"54.0"},62.5,23.12,0.0761,0.42,13.25]
["August",9,"7PM to 8PM",19,"August 9, 2019 19:00","2019-08-09T19:00:00",55.9,54.8,{"v":54,"d":"54.0"},62.5,23.12,0.0761,0.42,13.25]
["August",9,"10PM to 11PM",22,"August 9, 2019 22:00","2019-08-09T22:00:00",{"v":55,"d":"55.0"},54.3,53.8,62.1,22.84,0.0763,0.42,13.23]
["August",10,"3AM to 4AM",3,"August 10, 2019 3:00","2019-08-10T03:00:00",{"v":50,"d":"50.0"},{"v":50,"d":"50.0"},{"v":50,"d":"50.0"},53.9,20.34,0.0771,0.36,13.07]
["August",10,"4AM to 5AM",4,"August 10, 2019 4:00","2019-08-10T04:00:00",49.6,49.6,49.6,53.2,20.14,0.0771,0.36,13.06]
["August",10,"7AM to 8AM",7,"August 10, 2019 7:00","2019-08-10T07:00:00",49.3,49.3,49.3,52.5,19.95,0.0772,0.35,13.05]
["August",10,"10AM to 11AM",{"$f":"IF(D5321+1>23,0,D5321+1)","v":10},"August 10, 2019 10:00","2019-08-10T10:00:00",{"v":50,"d":"50.0"},{"v":50,"d":"50.0"},{"v":50,"d":"50.0"},53.9,20.34,0.0771,0.36,13.07]
["August",10,"2PM to 3PM",14,"August 10, 2019 14:00","2019-08-10T14:00:00",51.3,50.9,50.5,{"v":55,"d":"55.0"},20.82,0.0769,0.37,13.11]
["August",10,"5PM to 6PM",17,"August 10, 2019 17:00","2019-08-10T17:00:00",{"v":52,"d":"52.0"},51.4,50.9,55.8,21.11,0.0768,0.37,13.13]
["August",10,"7PM to 8PM",19,"August 10, 2019 19:00","2019-08-10T19:00:00",{"v":52,"d":"52.0"},51.3,50.7,55.4,21.06,0.0768,0.37,13.13]
["August",11,"1AM to 2AM",1,"August 11, 2019 1:00","2019-08-11T01:00:00",50.4,49.7,49.1,52.1,20.15,{"v":0.077,"d":"0.0770"},0.35,13.08]
["August",11,"4AM to 5AM",4,"August 11, 2019 4:00","2019-08-11T04:00:00",48.6,48.6,48.6,51.1,19.55,0.0773,0.34,13.03]
["August",11,"5AM to 6AM",5,"August 11, 2019 5:00","2019-08-11T05:00:00",48.4,48.4,48.4,50.7,19.45,0.0773,0.34,13.02]
["August",11,"8AM to 9AM",8,"August 11, 2019 8:00","2019-08-11T08:00:00",49.3,49.3,49.3,52.5,19.95,0.0772,0.35,13.05]
["August",11,"11AM to 12PM",11,"August 11, 2019 11:00","2019-08-11T11:00:00",{"v":52,"d":"52.0"},51.3,50.7,55.4,21.06,0.0768,0.37,13.13]
["August",11,"3PM to 4PM",15,"August 11, 2019 15:00","2019-08-11T15:00:00",57.9,55.6,{"v":54,"d":"54.0"},62.5,23.61,0.0758,0.42,{"v":13.3,"d":"13.30"}]
["August",11,"6PM to 7PM",18,"August 11, 2019 18:00","2019-08-11T18:00:00",{"v":64,"d":"64.0"},{"v":59,"d":"59.0"},55.9,67.3,25.84,0.0749,0.45,13.47]
["August",11,"8PM to 9PM",20,"August 11, 2019 20:00","2019-08-11T20:00:00",59.9,57.6,56.1,67.7,{"v":24.9,"d":"24.90"},0.0755,0.45,13.37]
["August",12,"2AM to 3AM",2,"August 12, 2019 2:00","2019-08-12T02:00:00",52.7,52.6,52.5,59.3,21.83,0.0766,{"v":0.4,"d":"0.40"},13.16]
["August",12,"5AM to 6AM",5,"August 12, 2019 5:00","2019-08-12T05:00:00",{"v":52,"d":"52.0"},{"v":52,"d":"52.0"},{"v":52,"d":"52.0"},58.1,21.47,0.0768,0.39,13.14]
["August",12,"6AM to 7AM",6,"August 12, 2019 6:00","2019-08-12T06:00:00",{"v":52,"d":"52.0"},{"v":52,"d":"52.0"},{"v":52,"d":"52.0"},58.1,21.47,0.0768,0.39,13.14]
["August",12,"9AM to 10AM",9,"August 12, 2019 9:00","2019-08-12T09:00:00",{"v":55,"d":"55.0"},{"v":55,"d":"55.0"},{"v":55,"d":"55.0"},65.1,{"v":23.3,"d":"23.30"},0.0763,0.44,13.24]
["August",12,"12PM to 1PM",12,"August 12, 2019 12:00","2019-08-12T12:00:00",{"v":61,"d":"61.0"},56.3,53.1,60.5,24.03,0.0754,0.41,13.38]
["August",12,"4PM to 5PM",16,"August 12, 2019 16:00","2019-08-12T16:00:00",{"v":64,"d":"64.0"},{"v":58,"d":"58.0"},54.1,62.9,25.17,{"v":0.075,"d":"0.0750"},0.42,13.46]
["August",12,"9PM to 10PM",21,"August 12, 2019 21:00","2019-08-12T21:00:00",57.9,{"v":55,"d":"55.0"},53.1,60.5,23.29,0.0759,0.41,{"v":13.3,"d":"13.30"}]
["August",13,"12AM to 1AM",0,"August 13, 2019 0:00","2019-08-13",{"v":52,"d":"52.0"},51.5,51.1,56.2,21.17,0.0768,0.38,13.13]
["August",13,"3AM to 4AM",3,"August 13, 2019 3:00","2019-08-13T03:00:00",{"v":52,"d":"52.0"},50.9,{"v":50,"d":"50.0"},53.9,20.83,0.0768,0.36,13.12]
["August",13,"6AM to 7AM",6,"August 13, 2019 6:00","2019-08-13T06:00:00",51.1,49.9,48.9,51.8,20.27,0.0769,0.35,{"v":13.1,"d":"13.10"}]
["August",13,"7AM to 8AM",7,"August 13, 2019 7:00","2019-08-13T07:00:00",53.1,51.6,50.5,{"v":55,"d":"55.0"},21.26,0.0766,0.37,13.16]
["August",13,"10AM to 11AM",10,"August 13, 2019 10:00","2019-08-13T10:00:00",{"v":59,"d":"59.0"},55.6,53.2,60.9,23.62,0.0757,0.41,13.33]
["August",13,"2PM to 3PM",14,"August 13, 2019 14:00","2019-08-13T14:00:00",66.4,57.9,52.2,58.5,25.04,0.0746,0.39,13.51]
["August",13,"5PM to 6PM",17,"August 13, 2019 17:00","2019-08-13T17:00:00",68.7,58.6,{"v":52,"d":"52.0"},58.1,25.55,0.0743,0.39,13.57]
["August",13,"10PM to 11PM",22,"August 13, 2019 22:00","2019-08-13T22:00:00",62.1,{"v":56,"d":"56.0"},51.8,57.7,23.87,0.0753,0.39,13.39]
["August",14,"1AM to 2AM",1,"August 14, 2019 1:00","2019-08-14T01:00:00",52.7,50.8,49.3,52.5,20.78,0.0767,0.35,13.14]
["August",14,"4AM to 5AM",4,"August 14, 2019 4:00","2019-08-14T04:00:00",49.3,48.6,{"v":48,"d":"48.0"},{"v":50,"d":"50.0"},19.57,0.0772,0.34,13.04]
["August",14,"7AM to 8AM",7,"August 14, 2019 7:00","2019-08-14T07:00:00",50.4,50.1,49.8,53.6,20.38,{"v":0.077,"d":"0.0770"},0.36,13.08]
["August",14,"8AM to 9AM",8,"August 14, 2019 8:00","2019-08-14T08:00:00",52.7,{"v":52,"d":"52.0"},51.4,56.9,21.47,0.0767,0.38,13.15]
["August",14,"11AM to 12PM",11,"August 14, 2019 11:00","2019-08-14T11:00:00",61.7,56.3,52.7,59.7,24.08,0.0753,{"v":0.4,"d":"0.40"},13.39]
["August",14,"3PM to 4PM",15,"August 14, 2019 15:00","2019-08-14T15:00:00",69.1,56.9,{"v":48,"d":"48.0"},{"v":50,"d":"50.0"},24.38,0.0743,0.34,13.55]
["August",14,"7PM to 8PM",19,"August 14, 2019 19:00","2019-08-14T19:00:00",67.1,55.8,47.3,48.7,23.69,0.0746,0.33,{"v":13.5,"d":"13.50"}]
["August",14,"10PM to 11PM",22,"August 14, 2019 22:00","2019-08-14T22:00:00",59.7,53.9,49.6,53.2,{"v":22.6,"d":"22.60"},0.0756,0.36,13.32]
["August",15,"2AM to 3AM",2,"August 15, 2019 2:00","2019-08-15T02:00:00",50.4,49.4,48.6,51.1,19.99,{"v":0.077,"d":"0.0770"},0.34,13.07]
["August",15,"5AM to 6AM",5,"August 15, 2019 5:00","2019-08-15T05:00:00",47.7,47.1,46.6,47.4,18.76,0.0775,0.32,12.99]
["August",15,"6AM to 7AM",6,"August 15, 2019 6:00","2019-08-15T06:00:00",46.9,46.5,{"v":46,"d":"46.0"},46.4,18.44,0.0776,0.31,12.97]
["August",15,"9AM to 10AM",9,"August 15, 2019 9:00","2019-08-15T09:00:00",51.1,51.1,51.1,56.2,20.95,0.0769,0.38,13.11]
["August",15,"12PM to 1PM",12,"August 15, 2019 12:00","2019-08-15T12:00:00",{"v":57,"d":"57.0"},54.7,53.1,60.5,23.07,{"v":0.076,"d":"0.0760"},0.41,13.27]
["August",15,"4PM to 5PM",16,"August 15, 2019 16:00","2019-08-15T16:00:00",64.2,55.7,49.6,53.2,23.69,{"v":0.075,"d":"0.0750"},0.36,13.44]
["August",15,"8PM to 9PM",20,"August 15, 2019 20:00","2019-08-15T20:00:00",60.3,54.2,49.6,53.2,22.73,0.0756,0.36,13.33]
["August",15,"11PM to 12AM",23,"August 15, 2019 23:00","2019-08-15T23:00:00",50.4,48.4,46.8,47.7,19.47,0.0771,0.32,13.06]
["August",16,"3AM to 4AM",3,"August 16, 2019 3:00","2019-08-16T03:00:00",{"v":46,"d":"46.0"},{"v":45,"d":"45.0"},44.1,{"v":43,"d":"43.0"},17.69,0.0778,0.29,12.94]
["August",16,"6AM to 7AM",6,"August 16, 2019 6:00","2019-08-16T06:00:00",{"v":45,"d":"45.0"},{"v":44,"d":"44.0"},{"v":43,"d":"43.0"},41.2,17.16,0.0779,0.28,12.91]
["August",16,"7AM to 8AM",7,"August 16, 2019 7:00","2019-08-16T07:00:00",45.3,44.1,{"v":43,"d":"43.0"},41.2,17.25,0.0779,0.28,12.92]
["August",16,"10AM to 11AM",10,"August 16, 2019 10:00","2019-08-16T10:00:00",46.8,44.7,42.6,40.7,17.51,0.0777,0.27,12.95]
["August",16,"1PM to 2PM",13,"August 16, 2019 13:00","2019-08-16T13:00:00",49.3,46.2,43.3,41.8,{"v":18.3,"d":"18.30"},0.0773,0.28,13.02]
["August",16,"5PM to 6PM",17,"August 16, 2019 17:00","2019-08-16T17:00:00",{"v":54,"d":"54.0"},49.4,45.5,45.4,19.99,0.0765,0.31,13.15]
["August",16,"9PM to 10PM",21,"August 16, 2019 21:00","2019-08-16T21:00:00",{"v":52,"d":"52.0"},49.8,{"v":48,"d":"48.0"},{"v":50,"d":"50.0"},20.22,0.0768,0.34,13.11]
["August",17,"12AM to 1AM",0,"August 17, 2019 0:00","2019-08-17",48.9,47.9,46.9,{"v":48,"d":"48.0"},19.17,0.0773,0.32,13.03]
["August",17,"4AM to 5AM",4,"August 17, 2019 4:00","2019-08-17T04:00:00",47.7,{"v":47,"d":"47.0"},46.4,{"v":47,"d":"47.0"},18.71,0.0775,0.32,12.99]
["August",17,"7AM to 8AM",7,"August 17, 2019 7:00","2019-08-17T07:00:00",47.3,{"v":47,"d":"47.0"},46.8,47.7,18.72,0.0775,0.32,12.99]
["August",17,"8AM to 9AM",8,"August 17, 2019 8:00","2019-08-17T08:00:00",47.7,{"v":47,"d":"47.0"},46.4,{"v":47,"d":"47.0"},18.71,0.0775,0.32,12.99]
["August",17,"11AM to 12PM",11,"August 17, 2019 11:00","2019-08-17T11:00:00",49.3,47.5,45.9,46.1,18.95,0.0772,0.31,13.03]
["August",17,"2PM to 3PM",14,"August 17, 2019 14:00","2019-08-17T14:00:00",50.7,49.3,48.2,50.4,19.97,{"v":0.077,"d":"0.0770"},0.34,13.08]
["August",17,"6PM to 7PM",18,"August 17, 2019 18:00","2019-08-17T18:00:00",53.1,50.7,48.9,51.8,20.75,0.0766,0.35,13.15]
["August",17,"10PM to 11PM",22,"August 17, 2019 22:00","2019-08-17T22:00:00",48.6,48.6,48.6,51.1,19.55,0.0773,0.34,13.03]
["August",18,"2AM to 3AM",2,"August 18, 2019 2:00","2019-08-18T02:00:00",47.3,47.3,47.3,48.7,18.88,0.0775,0.33,12.99]
["August",18,"5AM to 6AM",5,"August 18, 2019 5:00","2019-08-18T05:00:00",46.4,46.4,46.4,{"v":47,"d":"47.0"},{"v":18.4,"d":"18.40"},0.0777,0.32,12.96]
["August",18,"8AM to 9AM",8,"August 18, 2019 8:00","2019-08-18T08:00:00",48.7,47.4,46.2,46.7,18.92,0.0773,0.31,13.02]
["August",18,"9AM to 10AM",9,{"$f":"A5513&\" \"&B5513&\", \"&$D$5&\" \"&D5513&\":00\"","v":"August 18, 2019 9:00"},{"$f":"DATEVALUE(E5513)+TIMEVALUE(E5513)","v":"2019-08-18T09:00:00"},{"v":50,"d":"50.0"},47.9,{"v":46,"d":"46.0"},46.4,19.18,0.0771,0.31,13.05]
["August",18,"12PM to 1PM",12,"August 18, 2019 12:00","2019-08-18T12:00:00",53.1,48.7,{"v":45,"d":"45.0"},44.5,19.63,0.0767,{"v":0.3,"d":"0.30"},13.12]
["August",18,"3PM to 4PM",15,"August 18, 2019 15:00","2019-08-18T15:00:00",57.9,51.8,46.9,{"v":48,"d":"48.0"},21.35,0.0759,0.32,13.26]
["August",18,"8PM to 9PM",20,"August 18, 2019 20:00","2019-08-18T20:00:00",50.5,47.1,44.1,{"v":43,"d":"43.0"},18.78,0.0771,0.29,13.06]
["August",18,"11PM to 12AM",23,"August 18, 2019 23:00","2019-08-18T23:00:00",43.7,41.4,38.8,35.1,{"v":15.9,"d":"15.90"},0.0782,0.24,12.86]
["August",19,"3AM to 4AM",3,"August 19, 2019 3:00","2019-08-19T03:00:00",37.9,37.5,{"v":37,"d":"37.0"},32.7,14.13,0.0791,0.22,{"v":12.7,"d":"12.70"}]
["August",19,"6AM to 7AM",6,"August 19, 2019 6:00","2019-08-19T06:00:00",{"v":45,"d":"45.0"},{"v":45,"d":"45.0"},{"v":45,"d":"45.0"},44.5,17.66,0.0779,{"v":0.3,"d":"0.30"},12.92]
["August",19,"9AM to 10AM",9,"August 19, 2019 9:00","2019-08-19T09:00:00",{"v":45,"d":"45.0"},{"v":45,"d":"45.0"},{"v":45,"d":"45.0"},44.5,17.66,0.0779,{"v":0.3,"d":"0.30"},12.92]
["August",19,"10AM to 11AM",10,"August 19, 2019 10:00","2019-08-19T10:00:00",45.3,44.8,44.2,43.3,17.56,0.0779,0.29,12.92]
["August",19,"1PM to 2PM",13,"August 19, 2019 13:00","2019-08-19T13:00:00",46.8,44.7,42.6,40.7,17.51,0.0777,0.27,12.95]
["August",19,"4PM to 5PM",16,"August 19, 2019 16:00","2019-08-19T16:00:00",47.7,{"v":45,"d":"45.0"},42.4,40.4,17.68,0.0775,0.27,12.97]
["August",19,"9PM to 10PM",21,"August 19, 2019 21:00","2019-08-19T21:00:00",{"v":46,"d":"46.0"},{"v":46,"d":"46.0"},{"v":46,"d":"46.0"},46.4,18.22,0.0777,0.31,12.95]
["August",20,"12AM to 1AM",0,"August 20, 2019 0:00","2019-08-20",{"v":46,"d":"46.0"},{"v":45,"d":"45.0"},44.1,{"v":43,"d":"43.0"},17.69,0.0778,0.29,12.94]
["August",20,"4AM to 5AM",4,"August 20, 2019 4:00","2019-08-20T04:00:00",43.7,43.6,43.5,42.1,16.99,0.0781,0.28,12.88]
["August",20,"7AM to 8AM",7,"August 20, 2019 7:00","2019-08-20T07:00:00",{"v":45,"d":"45.0"},44.1,43.3,41.8,17.25,0.0779,0.28,12.91]
["August",20,"10AM to 11AM",10,"August 20, 2019 10:00","2019-08-20T10:00:00",47.3,44.5,41.7,39.3,17.42,0.0776,0.26,12.96]
["August",20,"11AM to 12PM",11,"August 20, 2019 11:00","2019-08-20T11:00:00",49.6,45.6,41.7,39.3,17.99,0.0772,0.26,13.02]
["August",20,"5PM to 6PM",17,"August 20, 2019 17:00","2019-08-20T17:00:00",{"v":55,"d":"55.0"},48.1,41.5,{"v":39,"d":"39.0"},19.26,0.0764,0.26,13.16]
["August",20,"7PM to 8PM",19,"August 20, 2019 19:00","2019-08-20T19:00:00",53.8,47.8,42.3,40.1,19.12,0.0766,0.27,13.13]
["August",20,"10PM to 11PM",22,"August 20, 2019 22:00","2019-08-20T22:00:00",{"v":50,"d":"50.0"},47.2,44.8,44.2,18.84,0.0771,{"v":0.3,"d":"0.30"},13.04]
["August",21,"1AM to 2AM",1,{"$f":"A5577&\" \"&B5577&\", \"&$D$5&\" \"&D5577&\":00\"","v":"August 21, 2019 1:00"},{"$f":"DATEVALUE(E5577)+TIMEVALUE(E5577)","v":"2019-08-21T01:00:00"},48.4,{"v":47,"d":"47.0"},45.7,45.8,18.69,0.0774,0.31,13.01]
["August",21,"5AM to 6AM",5,"August 21, 2019 5:00","2019-08-21T05:00:00",48.9,46.7,44.6,43.9,18.53,0.0773,{"v":0.3,"d":"0.30"},13.02]
["August",21,"8AM to 9AM",8,"August 21, 2019 8:00","2019-08-21T08:00:00",48.4,47.7,47.1,48.3,19.09,0.0774,0.33,13.02]
["August",21,"11AM to 12PM",11,"August 21, 2019 11:00","2019-08-21T11:00:00",50.7,49.6,48.7,51.4,20.13,{"v":0.077,"d":"0.0770"},0.35,13.08]
["August",21,"12PM to 1PM",12,"August 21, 2019 12:00","2019-08-21T12:00:00",{"v":52,"d":"52.0"},50.3,48.9,51.8,20.49,0.0768,0.35,13.12]
["August",21,"6PM to 7PM",18,"August 21, 2019 18:00","2019-08-21T18:00:00",{"v":55,"d":"55.0"},52.8,51.1,56.2,21.92,0.0763,0.38,13.21]
["August",21,"8PM to 9PM",20,"August 21, 2019 20:00","2019-08-21T20:00:00",53.1,52.3,51.8,57.7,21.67,0.0766,0.39,13.16]
["August",21,"11PM to 12AM",23,"August 21, 2019 23:00","2019-08-21T23:00:00",50.7,50.7,50.7,55.4,20.75,{"v":0.077,"d":"0.0770"},0.37,{"v":13.1,"d":"13.10"}]
["August",22,"2AM to 3AM",2,"August 22, 2019 2:00","2019-08-22T02:00:00",49.3,49.3,49.3,52.5,19.95,0.0772,0.35,13.05]
["August",22,"6AM to 7AM",6,"August 22, 2019 6:00","2019-08-22T06:00:00",{"v":48,"d":"48.0"},{"v":48,"d":"48.0"},{"v":48,"d":"48.0"},{"v":50,"d":"50.0"},19.26,0.0774,0.34,13.01]
["August",22,"9AM to 10AM",9,"August 22, 2019 9:00","2019-08-22T09:00:00",{"v":50,"d":"50.0"},{"v":50,"d":"50.0"},{"v":50,"d":"50.0"},53.9,20.34,0.0771,0.36,13.07]
["August",22,"10AM to 11AM",10,"August 22, 2019 10:00","2019-08-22T10:00:00",{"v":52,"d":"52.0"},50.3,48.9,51.8,20.49,0.0768,0.35,13.12]
["August",22,"3PM to 4PM",15,"August 22, 2019 15:00","2019-08-22T15:00:00",{"v":57,"d":"57.0"},52.4,48.9,51.8,21.72,{"v":0.076,"d":"0.0760"},0.35,13.25]
["August",22,"5PM to 6PM",17,"August 22, 2019 17:00","2019-08-22T17:00:00",{"v":55,"d":"55.0"},52.9,51.3,56.5,21.98,0.0763,0.38,13.21]
["August",22,"9PM to 10PM",21,"August 22, 2019 21:00","2019-08-22T21:00:00",51.1,50.5,{"v":50,"d":"50.0"},53.9,20.61,0.0769,0.36,{"v":13.1,"d":"13.10"}]
["August",23,"12AM to 1AM",0,"August 23, 2019 0:00","2019-08-23",51.1,51.1,51.1,56.2,20.95,0.0769,0.38,13.11]
["August",23,"3AM to 4AM",3,"August 23, 2019 3:00","2019-08-23T03:00:00",{"v":50,"d":"50.0"},{"v":50,"d":"50.0"},{"v":50,"d":"50.0"},53.9,20.34,0.0771,0.36,13.07]
["August",23,"7AM to 8AM",7,"August 23, 2019 7:00","2019-08-23T07:00:00",49.3,49.2,49.1,52.1,19.89,0.0772,0.35,13.05]
["August",23,"10AM to 11AM",10,"August 23, 2019 10:00","2019-08-23T10:00:00",50.7,49.3,48.2,50.4,19.97,{"v":0.077,"d":"0.0770"},0.34,13.08]
["August",23,"11AM to 12PM",11,"August 23, 2019 11:00","2019-08-23T11:00:00",51.3,48.9,46.9,{"v":48,"d":"48.0"},19.74,0.0769,0.32,13.09]
["August",23,"4PM to 5PM",16,"August 23, 2019 16:00","2019-08-23T16:00:00",53.1,52.4,{"v":52,"d":"52.0"},58.1,21.73,0.0766,0.39,13.16]
["August",23,"6PM to 7PM",{"$f":"IF(D5641+1>23,0,D5641+1)","v":18},"August 23, 2019 18:00","2019-08-23T18:00:00",{"v":55,"d":"55.0"},54.4,{"v":54,"d":"54.0"},62.5,22.91,0.0763,0.42,13.23]
["August",23,"10PM to 11PM",22,"August 23, 2019 22:00","2019-08-23T22:00:00",53.1,52.3,51.8,57.7,21.67,0.0766,0.39,13.16]
["August",24,"1AM to 2AM",1,"August 24, 2019 1:00","2019-08-24T01:00:00",{"v":50,"d":"50.0"},{"v":50,"d":"50.0"},{"v":50,"d":"50.0"},53.9,20.34,0.0771,0.36,13.07]
["August",24,"4AM to 5AM",4,"August 24, 2019 4:00","2019-08-24T04:00:00",47.3,47.3,47.3,48.7,18.88,0.0775,0.33,12.99]
["August",24,"8AM to 9AM",8,"August 24, 2019 8:00","2019-08-24T08:00:00",45.3,44.7,44.1,{"v":43,"d":"43.0"},17.52,0.0779,0.29,12.92]
["August",24,"11AM to 12PM",11,"August 24, 2019 11:00","2019-08-24T11:00:00",46.9,45.3,43.7,42.4,17.82,0.0776,0.29,12.96]
["August",24,"1PM to 2PM",13,"August 24, 2019 13:00","2019-08-24T13:00:00",49.1,{"v":47,"d":"47.0"},45.1,44.8,18.72,0.0773,{"v":0.3,"d":"0.30"},13.02]
["August",24,"4PM to 5PM",16,"August 24, 2019 16:00","2019-08-24T16:00:00",51.4,48.8,46.6,47.4,19.68,0.0769,0.32,13.09]
["August",24,"7PM to 8PM",19,"August 24, 2019 19:00","2019-08-24T19:00:00",51.3,48.1,45.3,45.1,19.29,0.0769,{"v":0.3,"d":"0.30"},13.08]
["August",24,"11PM to 12AM",23,"August 24, 2019 23:00","2019-08-24T23:00:00",48.7,46.7,44.8,44.2,18.53,0.0773,{"v":0.3,"d":"0.30"},13.01]
["August",25,"2AM to 3AM",2,"August 25, 2019 2:00","2019-08-25T02:00:00",46.8,45.5,44.2,43.3,17.91,0.0776,0.29,12.96]
["August",25,"6AM to 7AM",6,"August 25, 2019 6:00","2019-08-25T06:00:00",{"v":45,"d":"45.0"},{"v":44,"d":"44.0"},{"v":43,"d":"43.0"},41.2,17.16,0.0779,0.28,12.91]
["August",25,"9AM to 10AM",9,"August 25, 2019 9:00","2019-08-25T09:00:00",46.9,45.5,44.1,{"v":43,"d":"43.0"},17.91,0.0776,0.29,12.96]
["August",25,"12PM to 1PM",12,"August 25, 2019 12:00","2019-08-25T12:00:00",{"v":48,"d":"48.0"},45.4,{"v":43,"d":"43.0"},41.2,{"v":17.9,"d":"17.90"},0.0775,0.28,12.99]
["August",25,"2PM to 3PM",14,"August 25, 2019 14:00","2019-08-25T14:00:00",50.7,47.1,43.9,42.7,18.78,{"v":0.077,"d":"0.0770"},0.29,13.06]
["August",25,"5PM to 6PM",17,"August 25, 2019 17:00","2019-08-25T17:00:00",53.2,48.6,44.4,43.6,19.53,0.0767,0.29,13.13]
["August",25,"8PM to 9PM",20,"August 25, 2019 20:00","2019-08-25T20:00:00",51.3,47.9,{"v":45,"d":"45.0"},44.5,19.19,{"v":0.077,"d":"0.0770"},{"v":0.3,"d":"0.30"},13.08]
["August",26,"12AM to 1AM",0,"August 26, 2019 0:00","2019-08-26",42.1,42.1,42.1,39.8,16.24,0.0784,0.27,12.83]
["August",26,"3AM to 4AM",3,"August 26, 2019 3:00","2019-08-26T03:00:00",42.1,42.1,42.1,39.8,16.24,0.0784,0.27,12.83]
["August",26,"7AM to 8AM",7,"August 26, 2019 7:00","2019-08-26T07:00:00",44.1,43.8,43.5,42.1,17.07,0.0781,0.28,12.89]
["August",26,"10AM to 11AM",{"$f":"IF(D5705+1>23,0,D5705+1)","v":10},"August 26, 2019 10:00","2019-08-26T10:00:00",53.1,50.7,48.7,51.4,{"v":20.7,"d":"20.70"},0.0766,0.35,13.14]
["August",26,"11AM to 12PM",11,"August 26, 2019 11:00","2019-08-26T11:00:00",57.9,53.9,50.9,55.8,22.56,0.0759,0.37,13.28]
["August",26,"3PM to 4PM",15,"August 26, 2019 15:00","2019-08-26T15:00:00",{"v":64,"d":"64.0"},56.4,51.1,56.2,24.11,{"v":0.075,"d":"0.0750"},0.38,13.44]
["August",26,"6PM to 7PM",18,"August 26, 2019 18:00","2019-08-26T18:00:00",{"v":59,"d":"59.0"},54.4,51.1,56.2,22.88,0.0757,0.38,13.31]
["August",26,"10PM to 11PM",22,"August 26, 2019 22:00","2019-08-26T22:00:00",51.6,48.8,46.4,{"v":47,"d":"47.0"},19.67,0.0769,0.32,13.09]
["August",27,"1AM to 2AM",1,"August 27, 2019 1:00","2019-08-27T01:00:00",49.3,47.2,45.3,45.1,18.81,0.0772,{"v":0.3,"d":"0.30"},13.03]
["August",27,"4AM to 5AM",4,"August 27, 2019 4:00","2019-08-27T04:00:00",{"v":50,"d":"50.0"},47.6,45.5,45.4,19.03,0.0771,0.31,13.05]
["August",27,"8AM to 9AM",8,"August 27, 2019 8:00","2019-08-27T08:00:00",50.7,48.2,{"v":46,"d":"46.0"},46.4,19.35,{"v":0.077,"d":"0.0770"},0.31,13.07]
["August",27,"11AM to 12PM",11,"August 27, 2019 11:00","2019-08-27T11:00:00",51.6,49.7,48.2,50.4,20.19,0.0769,0.34,{"v":13.1,"d":"13.10"}]
["August",27,"12PM to 1PM",12,"August 27, 2019 12:00","2019-08-27T12:00:00",{"v":52,"d":"52.0"},50.3,48.9,51.8,20.49,0.0768,0.35,13.12]
["August",27,"4PM to 5PM",16,"August 27, 2019 16:00","2019-08-27T16:00:00",{"v":50,"d":"50.0"},49.1,48.4,50.7,19.85,0.0771,0.34,13.06]
["August",27,"7PM to 8PM",19,"August 27, 2019 19:00","2019-08-27T19:00:00",49.6,49.2,48.9,51.8,19.92,0.0771,0.35,13.06]
["August",27,"11PM to 12AM",23,"August 27, 2019 23:00","2019-08-27T23:00:00",47.7,47.7,47.7,49.3,19.07,0.0775,0.33,{"v":13,"d":"13.00"}]
["August",28,"2AM to 3AM",2,"August 28, 2019 2:00","2019-08-28T02:00:00",45.7,45.7,45.7,45.8,18.03,0.0778,0.31,12.94]
["August",28,"5AM to 6AM",5,"August 28, 2019 5:00","2019-08-28T05:00:00",{"v":45,"d":"45.0"},{"v":45,"d":"45.0"},{"v":45,"d":"45.0"},44.5,17.66,0.0779,{"v":0.3,"d":"0.30"},12.92]
["August",28,"9AM to 10AM",9,"August 28, 2019 9:00","2019-08-28T09:00:00",46.9,46.5,{"v":46,"d":"46.0"},46.4,18.44,0.0776,0.31,12.97]
["August",28,"1PM to 2PM",13,"August 28, 2019 13:00","2019-08-28T13:00:00",49.6,47.7,{"v":46,"d":"46.0"},46.4,19.09,0.0772,0.31,13.04]
["August",28,"4PM to 5PM",16,"August 28, 2019 16:00","2019-08-28T16:00:00",{"v":50,"d":"50.0"},48.6,47.5,{"v":49,"d":"49.0"},19.58,0.0771,0.33,13.06]
["August",28,"5PM to 6PM",17,"August 28, 2019 17:00","2019-08-28T17:00:00",49.1,48.2,47.5,{"v":49,"d":"49.0"},19.37,0.0772,0.33,13.04]
["August",28,"8PM to 9PM",20,"August 28, 2019 20:00","2019-08-28T20:00:00",{"v":48,"d":"48.0"},47.2,46.4,{"v":47,"d":"47.0"},{"v":18.8,"d":"18.80"},0.0774,0.32,{"v":13,"d":"13.00"}]
["August",29,"12AM to 1AM",0,"August 29, 2019 0:00","2019-08-29",{"v":48,"d":"48.0"},47.4,46.9,{"v":48,"d":"48.0"},18.95,0.0774,0.32,13.01]
["August",29,"3AM to 4AM",3,"August 29, 2019 3:00","2019-08-29T03:00:00",{"v":48,"d":"48.0"},{"v":47,"d":"47.0"},{"v":46,"d":"46.0"},46.4,{"v":18.7,"d":"18.70"},0.0774,0.31,{"v":13,"d":"13.00"}]
["August",29,"6AM to 7AM",6,"August 29, 2019 6:00","2019-08-29T06:00:00",46.9,46.9,46.9,{"v":48,"d":"48.0"},18.69,0.0776,0.32,12.98]
["August",29,"10AM to 11AM",10,"August 29, 2019 10:00","2019-08-29T10:00:00",46.9,46.4,45.9,46.1,18.39,0.0776,0.31,12.97]
["August",29,"2PM to 3PM",14,"August 29, 2019 14:00","2019-08-29T14:00:00",47.7,46.5,45.5,45.4,18.46,0.0775,0.31,12.99]
["August",29,"3PM to 4PM",15,"August 29, 2019 15:00","2019-08-29T15:00:00",46.9,45.9,{"v":45,"d":"45.0"},44.5,18.14,0.0776,{"v":0.3,"d":"0.30"},12.97]
["August",29,"6PM to 7PM",18,"August 29, 2019 18:00","2019-08-29T18:00:00",48.9,47.4,{"v":46,"d":"46.0"},46.4,18.92,0.0773,0.31,13.02]
["August",29,"9PM to 10PM",21,"August 29, 2019 21:00","2019-08-29T21:00:00",46.9,44.9,{"v":43,"d":"43.0"},41.2,17.64,0.0776,0.28,12.96]
["August",30,"1AM to 2AM",1,"August 30, 2019 1:00","2019-08-30T01:00:00",43.7,42.4,{"v":41,"d":"41.0"},38.2,16.38,0.0781,0.26,12.87]
["August",30,"4AM to 5AM",4,"August 30, 2019 4:00","2019-08-30T04:00:00",43.3,42.5,41.5,{"v":39,"d":"39.0"},16.42,0.0782,0.26,12.86]
["August",30,"7AM to 8AM",7,"August 30, 2019 7:00","2019-08-30T07:00:00",44.8,43.7,42.6,40.7,17.03,{"v":0.078,"d":"0.0780"},0.27,{"v":12.9,"d":"12.90"}]
["August",30,"11AM to 12PM",11,"August 30, 2019 11:00","2019-08-30T11:00:00",{"v":50,"d":"50.0"},46.5,43.2,41.5,18.43,0.0772,0.28,13.04]
["August",30,"3PM to 4PM",15,"August 30, 2019 15:00","2019-08-30T15:00:00",53.1,47.8,{"v":43,"d":"43.0"},41.2,19.12,0.0767,0.28,13.11]
["August",30,"4PM to 5PM",16,"August 30, 2019 16:00","2019-08-30T16:00:00",53.1,48.2,43.9,42.7,19.35,0.0767,0.29,13.12]
["August",30,"7PM to 8PM",19,"August 30, 2019 19:00","2019-08-30T19:00:00",50.7,47.4,44.4,43.6,18.92,{"v":0.077,"d":"0.0770"},0.29,13.06]
["August",30,"10PM to 11PM",22,"August 30, 2019 22:00","2019-08-30T22:00:00",45.7,44.8,43.9,42.7,17.56,0.0778,0.29,12.93]
["August",31,"2AM to 3AM",2,"August 31, 2019 2:00","2019-08-31T02:00:00",{"v":43,"d":"43.0"},{"v":43,"d":"43.0"},{"v":43,"d":"43.0"},41.2,16.68,0.0782,0.28,12.86]
["August",31,"5AM to 6AM",5,"August 31, 2019 5:00","2019-08-31T05:00:00",42.1,42.1,42.1,39.8,16.24,0.0784,0.27,12.83]
["August",31,"8AM to 9AM",8,"August 31, 2019 8:00","2019-08-31T08:00:00",44.8,44.1,43.5,42.1,17.25,{"v":0.078,"d":"0.0780"},0.28,12.91]
["August",31,"1PM to 2PM",13,"August 31, 2019 13:00","2019-08-31T13:00:00",52.7,{"v":48,"d":"48.0"},43.7,42.4,19.22,0.0767,0.29,13.11]
["August",31,"4PM to 5PM",16,"August 31, 2019 16:00","2019-08-31T16:00:00",53.6,48.7,44.4,43.6,19.62,0.0766,0.29,13.14]
["August",31,"5PM to 6PM",17,{"$f":"A5833&\" \"&B5833&\", \"&$D$5&\" \"&D5833&\":00\"","v":"August 31, 2019 17:00"},{"$f":"DATEVALUE(E5833)+TIMEVALUE(E5833)","v":"2019-08-31T17:00:00"},53.4,49.2,45.7,45.8,19.91,0.0766,0.31,13.14]
["August",31,"8PM to 9PM",20,"August 31, 2019 20:00","2019-08-31T20:00:00",48.4,46.2,44.2,43.3,18.31,0.0774,0.29,{"v":13,"d":"13.00"}]
["August",31,"11PM to 12AM",23,"August 31, 2019 23:00","2019-08-31T23:00:00",45.3,43.6,41.9,39.5,16.98,0.0779,0.27,12.91]
["September",1,"3AM to 4AM",3,"September 1, 2019 3:00","2019-09-01T03:00:00",41.5,40.3,{"v":39,"d":"39.0"},35.3,15.42,0.0785,0.24,{"v":12.8,"d":"12.80"}]
["September",1,"6AM to 7AM",6,"September 1, 2019 6:00","2019-09-01T06:00:00",38.7,37.4,{"v":36,"d":"36.0"},31.3,{"v":14.1,"d":"14.10"},{"v":0.079,"d":"0.0790"},0.21,12.72]
["September",1,"9AM to 10AM",9,"September 1, 2019 9:00","2019-09-01T09:00:00",45.1,42.4,39.4,35.8,16.37,0.0779,0.24,{"v":12.9,"d":"12.90"}]
["September",1,"2PM to 3PM",14,"September 1, 2019 14:00","2019-09-01T14:00:00",{"v":55,"d":"55.0"},46.6,37.9,33.8,18.46,0.0765,0.23,13.14]
["September",1,"5PM to 6PM",17,"September 1, 2019 17:00","2019-09-01T17:00:00",{"v":55,"d":"55.0"},47.4,39.9,36.6,18.88,0.0764,0.25,13.15]
["September",1,"6PM to 7PM",18,"September 1, 2019 18:00","2019-09-01T18:00:00",52.3,46.6,{"v":41,"d":"41.0"},38.2,18.47,0.0768,0.26,13.09]
["September",1,"9PM to 10PM",21,"September 1, 2019 21:00","2019-09-01T21:00:00",45.7,43.3,40.8,37.9,16.82,0.0778,0.26,12.92]
["September",2,"12AM to 1AM",0,"September 2, 2019 0:00","2019-09-02",41.4,40.3,{"v":39,"d":"39.0"},35.3,15.37,0.0785,0.24,{"v":12.8,"d":"12.80"}]
["September",2,"4AM to 5AM",4,"September 2, 2019 4:00","2019-09-02T04:00:00",36.7,36.2,35.6,30.8,13.55,0.0793,0.21,12.67]
["September",2,"6AM to 7AM",6,"September 2, 2019 6:00","2019-09-02T06:00:00",38.3,37.7,{"v":37,"d":"37.0"},32.7,14.22,{"v":0.079,"d":"0.0790"},0.22,12.71]
["September",2,"12PM to 1PM",12,"September 2, 2019 12:00","2019-09-02T12:00:00",55.4,48.5,42.3,40.1,19.51,0.0764,0.27,13.17]
["September",2,"3PM to 4PM",15,"September 2, 2019 15:00","2019-09-02T15:00:00",{"v":61,"d":"61.0"},49.4,38.3,34.3,19.97,0.0756,0.23,{"v":13.3,"d":"13.30"}]
["September",2,"6PM to 7PM",18,"September 2, 2019 18:00","2019-09-02T18:00:00",59.4,49.3,39.7,36.3,19.89,0.0758,0.25,13.26]
["September",2,"7PM to 8PM",19,"September 2, 2019 19:00","2019-09-02T19:00:00",55.6,48.3,41.5,{"v":39,"d":"39.0"},19.39,0.0763,0.26,13.17]
["September",2,"10PM to 11PM",22,"September 2, 2019 22:00","2019-09-02T22:00:00",{"v":48,"d":"48.0"},45.1,42.3,40.1,17.72,0.0775,0.27,12.98]
["September",3,"2AM to 3AM",2,"September 3, 2019 2:00","2019-09-03T02:00:00",42.1,42.1,42.1,39.8,16.24,0.0784,0.27,12.83]
["September",3,"5AM to 6AM",5,"September 3, 2019 5:00","2019-09-03T05:00:00",{"v":39,"d":"39.0"},38.5,37.9,33.8,14.58,0.0789,0.23,12.73]
["September",3,"7AM to 8AM",7,"September 3, 2019 7:00","2019-09-03T07:00:00",40.3,39.5,38.7,34.8,15.03,0.0787,0.24,12.77]
["September",3,"1PM to 2PM",13,"September 3, 2019 13:00","2019-09-03T13:00:00",61.3,49.7,38.7,34.8,20.14,0.0755,0.24,13.31]
["September",3,"4PM to 5PM",16,"September 3, 2019 16:00","2019-09-03T16:00:00",59.5,50.7,{"v":43,"d":"43.0"},41.2,{"v":20.7,"d":"20.70"},0.0757,0.28,13.28]
["September",3,"7PM to 8PM",19,"September 3, 2019 19:00","2019-09-03T19:00:00",54.7,48.6,43.2,41.5,19.56,0.0765,0.28,13.16]
["September",3,"8PM to 9PM",20,"September 3, 2019 20:00","2019-09-03T20:00:00",53.1,47.4,42.1,39.8,{"v":18.9,"d":"18.90"},0.0767,0.27,13.11]
["September",3,"11PM to 12AM",23,"September 3, 2019 23:00","2019-09-03T23:00:00",48.9,44.9,{"v":41,"d":"41.0"},38.2,17.65,0.0773,0.26,{"v":13,"d":"13.00"}]
["September",4,"3AM to 4AM",3,"September 4, 2019 3:00","2019-09-04T03:00:00",45.7,43.1,40.5,37.4,16.74,0.0778,0.25,12.91]
["September",4,"8AM to 9AM",8,"September 4, 2019 8:00","2019-09-04T08:00:00",48.9,46.8,{"v":45,"d":"45.0"},44.5,18.63,0.0773,{"v":0.3,"d":"0.30"},13.02]
["September",4,"10AM to 11AM",10,"September 4, 2019 10:00","2019-09-04T10:00:00",56.3,50.4,45.5,45.4,20.56,0.0762,0.31,13.21]
["September",4,"2PM to 3PM",14,"September 4, 2019 14:00","2019-09-04T14:00:00",{"v":64,"d":"64.0"},50.6,37.9,33.8,20.64,0.0751,0.23,13.37]
["September",4,"5PM to 6PM",17,"September 4, 2019 17:00","2019-09-04T17:00:00",{"v":64,"d":"64.0"},{"v":51,"d":"51.0"},{"v":39,"d":"39.0"},35.3,20.87,0.0751,0.24,13.38]
["September",4,"8PM to 9PM",20,"September 4, 2019 20:00","2019-09-04T20:00:00",{"v":57,"d":"57.0"},48.7,{"v":41,"d":"41.0"},38.2,19.61,0.0761,0.26,13.21]
["September",4,"9PM to 10PM",21,"September 4, 2019 21:00","2019-09-04T21:00:00",{"v":55,"d":"55.0"},48.4,42.3,40.1,19.43,0.0764,0.27,13.16]
["September",5,"12AM to 1AM",0,"September 5, 2019 0:00","2019-09-05",{"v":50,"d":"50.0"},46.5,43.2,41.5,18.43,0.0772,0.28,13.04]
["September",5,"4AM to 5AM",4,"September 5, 2019 4:00","2019-09-05T04:00:00",46.8,44.7,42.6,40.7,17.51,0.0777,0.27,12.95]
["September",5,"9AM to 10AM",9,"September 5, 2019 9:00","2019-09-05T09:00:00",50.5,{"v":47,"d":"47.0"},43.7,42.4,18.69,0.0771,0.29,13.05]
["September",5,"11AM to 12PM",11,"September 5, 2019 11:00","2019-09-05T11:00:00",57.9,{"v":50,"d":"50.0"},{"v":43,"d":"43.0"},41.2,{"v":20.3,"d":"20.30"},{"v":0.076,"d":"0.0760"},0.28,13.24]
["September",5,"3PM to 4PM",15,"September 5, 2019 15:00","2019-09-05T15:00:00",62.4,51.8,42.6,40.7,{"v":21.3,"d":"21.30"},0.0753,0.27,13.35]
["September",5,"6PM to 7PM",18,"September 5, 2019 18:00","2019-09-05T18:00:00",59.4,51.3,44.6,43.9,21.07,0.0758,{"v":0.3,"d":"0.30"},13.28]
["September",5,"7PM to 8PM",19,"September 5, 2019 19:00","2019-09-05T19:00:00",55.6,50.4,{"v":46,"d":"46.0"},46.4,20.53,0.0763,0.31,13.19]
["September",5,"10PM to 11PM",22,"September 5, 2019 22:00","2019-09-05T22:00:00",46.8,45.6,44.6,43.9,18.01,0.0776,{"v":0.3,"d":"0.30"},12.96]
["September",6,"1AM to 2AM",1,{"$f":"A5961&\" \"&B5961&\", \"&$D$5&\" \"&D5961&\":00\"","v":"September 6, 2019 1:00"},{"$f":"DATEVALUE(E5961)+TIMEVALUE(E5961)","v":"2019-09-06T01:00:00"},43.3,42.8,42.3,40.1,16.59,0.0782,0.27,12.86]
["September",6,"6AM to 7AM",6,"September 6, 2019 6:00","2019-09-06T06:00:00",42.1,41.8,41.5,{"v":39,"d":"39.0"},16.11,0.0784,0.26,12.83]
["September",6,"9AM to 10AM",9,"September 6, 2019 9:00","2019-09-06T09:00:00",46.8,44.3,41.9,39.5,17.33,0.0777,0.27,12.95]
["September",6,"12PM to 1PM",12,"September 6, 2019 12:00","2019-09-06T12:00:00",56.7,49.4,{"v":43,"d":"43.0"},41.2,{"v":20,"d":"20.00"},0.0762,0.28,13.21]
["September",6,"4PM to 5PM",16,"September 6, 2019 16:00","2019-09-06T16:00:00",57.4,48.9,{"v":41,"d":"41.0"},38.2,{"v":19.7,"d":"19.70"},0.0761,0.26,13.22]
["September",6,"7PM to 8PM",19,"September 6, 2019 19:00","2019-09-06T19:00:00",51.6,46.5,41.5,{"v":39,"d":"39.0"},18.43,0.0769,0.26,13.07]
["September",6,"8PM to 9PM",20,"September 6, 2019 20:00","2019-09-06T20:00:00",48.9,44.9,{"v":41,"d":"41.0"},38.2,17.65,0.0773,0.26,{"v":13,"d":"13.00"}]
["September",6,"11PM to 12AM",23,"September 6, 2019 23:00","2019-09-06T23:00:00",{"v":43,"d":"43.0"},41.5,39.9,36.6,15.96,0.0783,0.25,12.84]
["September",7,"2AM to 3AM",2,"September 7, 2019 2:00","2019-09-07T02:00:00",{"v":45,"d":"45.0"},42.1,{"v":39,"d":"39.0"},35.3,16.24,{"v":0.078,"d":"0.0780"},0.24,12.89]
["September",7,"7AM to 8AM",7,"September 7, 2019 7:00","2019-09-07T07:00:00",{"v":46,"d":"46.0"},43.8,41.5,{"v":39,"d":"39.0"},17.07,0.0778,0.26,12.93]
["September",7,"10AM to 11AM",10,"September 7, 2019 10:00","2019-09-07T10:00:00",51.1,47.3,43.9,42.7,18.87,{"v":0.077,"d":"0.0770"},0.29,13.07]
["September",7,"2PM to 3PM",14,"September 7, 2019 14:00","2019-09-07T14:00:00",{"v":59,"d":"59.0"},48.8,{"v":39,"d":"39.0"},35.3,19.65,0.0759,0.24,13.25]
["September",7,"5PM to 6PM",17,"September 7, 2019 17:00","2019-09-07T17:00:00",60.1,49.6,39.9,36.6,20.11,0.0757,0.25,13.28]
["September",7,"8PM to 9PM",20,"September 7, 2019 20:00","2019-09-07T20:00:00",53.1,46.9,{"v":41,"d":"41.0"},38.2,18.65,0.0767,0.26,13.11]
["September",7,"9PM to 10PM",21,"September 7, 2019 21:00","2019-09-07T21:00:00",51.6,{"v":47,"d":"47.0"},42.6,40.7,18.69,0.0769,0.27,13.08]
["September",8,"12AM to 1AM",0,"September 8, 2019 0:00","2019-09-08",47.7,46.1,44.6,43.9,18.22,0.0775,{"v":0.3,"d":"0.30"},12.98]
["September",8,"4AM to 5AM",4,"September 8, 2019 4:00","2019-09-08T04:00:00",46.2,44.9,43.7,42.4,17.64,0.0777,0.29,12.94]
["September",8,"8AM to 9AM",8,"September 8, 2019 8:00","2019-09-08T08:00:00",48.9,46.8,{"v":45,"d":"45.0"},44.5,18.63,0.0773,{"v":0.3,"d":"0.30"},13.02]
["September",8,"11AM to 12PM",11,"September 8, 2019 11:00","2019-09-08T11:00:00",{"v":54,"d":"54.0"},49.1,{"v":45,"d":"45.0"},44.5,19.85,0.0765,{"v":0.3,"d":"0.30"},13.15]
["September",8,"3PM to 4PM",15,"September 8, 2019 15:00","2019-09-08T15:00:00",60.3,51.9,{"v":45,"d":"45.0"},44.5,21.38,0.0756,{"v":0.3,"d":"0.30"},13.31]
["September",8,"6PM to 7PM",{"$f":"IF(D6025+1>23,0,D6025+1)","v":18},"September 8, 2019 18:00","2019-09-08T18:00:00",56.3,49.9,44.4,43.6,20.28,0.0762,0.29,{"v":13.2,"d":"13.20"}]
["September",8,"9PM to 10PM",21,"September 8, 2019 21:00","2019-09-08T21:00:00",48.4,44.9,41.5,{"v":39,"d":"39.0"},17.64,0.0774,0.26,12.99]
["September",8,"10PM to 11PM",22,"September 8, 2019 22:00","2019-09-08T22:00:00",45.7,43.6,41.5,{"v":39,"d":"39.0"},16.99,0.0778,0.26,12.92]
["September",9,"1AM to 2AM",1,"September 9, 2019 1:00","2019-09-09T01:00:00",{"v":41,"d":"41.0"},40.1,39.2,35.6,15.32,0.0786,0.24,12.79]
["September",9,"5AM to 6AM",5,"September 9, 2019 5:00","2019-09-09T05:00:00",{"v":37,"d":"37.0"},36.2,35.1,30.2,13.53,0.0792,{"v":0.2,"d":"0.20"},12.67]
["September",9,"9AM to 10AM",9,"September 9, 2019 9:00","2019-09-09T09:00:00",44.2,42.1,39.7,36.3,16.23,0.0781,0.25,12.87]
["September",9,"12PM to 1PM",12,"September 9, 2019 12:00","2019-09-09T12:00:00",47.3,42.1,36.1,31.5,16.22,0.0776,0.21,12.94]
["September",9,"4PM to 5PM",16,"September 9, 2019 16:00","2019-09-09T16:00:00",{"v":48,"d":"48.0"},42.7,36.9,32.4,16.54,0.0775,0.22,12.96]
["September",9,"7PM to 8PM",19,"September 9, 2019 19:00","2019-09-09T19:00:00",{"v":46,"d":"46.0"},40.9,34.9,{"v":30,"d":"30.0"},15.68,0.0778,{"v":0.2,"d":"0.20"},{"v":12.9,"d":"12.90"}]
["September",9,"10PM to 11PM",22,"September 9, 2019 22:00","2019-09-09T22:00:00",43.7,39.8,35.2,30.4,15.18,0.0782,0.21,12.84]
["September",9,"11PM to 12AM",23,"September 9, 2019 23:00","2019-09-09T23:00:00",{"v":43,"d":"43.0"},39.8,{"v":36,"d":"36.0"},31.3,15.14,0.0783,0.21,12.83]
["September",10,"2AM to 3AM",2,"September 10, 2019 2:00","2019-09-10T02:00:00",42.1,39.3,{"v":36,"d":"36.0"},31.3,14.92,0.0784,0.21,{"v":12.8,"d":"12.80"}]
["September",10,"7AM to 8AM",7,"September 10, 2019 7:00","2019-09-10T07:00:00",44.1,40.5,36.3,31.7,15.47,0.0781,0.21,12.86]
["September",10,"10AM to 11AM",10,"September 10, 2019 10:00","2019-09-10T10:00:00",46.9,{"v":41,"d":"41.0"},33.8,28.7,{"v":15.7,"d":"15.70"},0.0777,0.19,12.92]
["September",10,"1PM to 2PM",13,"September 10, 2019 13:00","2019-09-10T13:00:00",49.3,42.8,35.6,30.8,{"v":16.6,"d":"16.60"},0.0773,0.21,12.99]
["September",10,"5PM to 6PM",17,"September 10, 2019 17:00","2019-09-10T17:00:00",51.1,45.1,{"v":39,"d":"39.0"},35.3,17.73,{"v":0.077,"d":"0.0770"},0.24,13.05]
["September",10,"8PM to 9PM",20,"September 10, 2019 20:00","2019-09-10T20:00:00",{"v":50,"d":"50.0"},{"v":45,"d":"45.0"},39.9,36.6,17.66,0.0772,0.25,13.02]
["September",10,"11PM to 12AM",23,"September 10, 2019 23:00","2019-09-10T23:00:00",{"v":48,"d":"48.0"},{"v":44,"d":"44.0"},39.9,36.6,17.18,0.0775,0.25,12.97]
["September",11,"12AM to 1AM",0,"September 11, 2019 0:00","2019-09-11",46.9,43.6,40.1,36.8,16.96,0.0777,0.25,12.94]
["September",11,"3AM to 4AM",3,"September 11, 2019 3:00","2019-09-11T03:00:00",45.7,42.7,39.6,36.1,16.54,0.0779,0.24,12.91]
["September",11,"8AM to 9AM",8,"September 11, 2019 8:00","2019-09-11T08:00:00",44.1,42.6,{"v":41,"d":"41.0"},38.2,16.47,0.0781,0.26,12.88]
["September",11,"11AM to 12PM",11,"September 11, 2019 11:00","2019-09-11T11:00:00",{"v":46,"d":"46.0"},44.1,42.1,39.8,{"v":17.2,"d":"17.20"},0.0778,0.27,12.93]
["September",11,"2PM to 3PM",14,"September 11, 2019 14:00","2019-09-11T14:00:00",51.1,46.5,42.1,39.8,18.42,{"v":0.077,"d":"0.0770"},0.27,13.06]
["September",11,"6PM to 7PM",18,"September 11, 2019 18:00","2019-09-11T18:00:00",50.7,46.8,43.2,41.5,{"v":18.6,"d":"18.60"},0.0771,0.28,13.06]
["September",11,"9PM to 10PM",21,"September 11, 2019 21:00","2019-09-11T21:00:00",48.9,46.2,43.7,42.4,{"v":18.3,"d":"18.30"},0.0773,0.29,13.01]
["September",12,"12AM to 1AM",0,"September 12, 2019 0:00","2019-09-12",46.6,45.5,44.4,43.6,17.92,0.0777,0.29,12.96]
["September",12,"4AM to 5AM",4,"September 12, 2019 4:00","2019-09-12T04:00:00",42.6,41.6,40.5,37.4,{"v":16,"d":"16.00"},0.0783,0.25,12.84]
["September",12,"5AM to 6AM",5,"September 12, 2019 5:00","2019-09-12T05:00:00",{"v":41,"d":"41.0"},40.1,{"v":39,"d":"39.0"},35.3,15.29,0.0786,0.24,12.79]
["September",12,"9AM to 10AM",9,"September 12, 2019 9:00","2019-09-12T09:00:00",47.7,44.8,41.9,39.5,17.55,0.0775,0.27,12.97]
["September",12,"12PM to 1PM",12,"September 12, 2019 12:00","2019-09-12T12:00:00",52.7,48.7,45.3,45.1,19.64,0.0767,{"v":0.3,"d":"0.30"},13.12]
["September",12,"3PM to 4PM",15,"September 12, 2019 15:00","2019-09-12T15:00:00",50.7,49.3,48.2,50.4,19.97,{"v":0.077,"d":"0.0770"},0.34,13.08]
["September",12,"7PM to 8PM",19,"September 12, 2019 19:00","2019-09-12T19:00:00",46.8,46.1,45.5,45.4,18.24,0.0776,0.31,12.97]
["September",12,"10PM to 11PM",22,"September 12, 2019 22:00","2019-09-12T22:00:00",{"v":46,"d":"46.0"},44.5,{"v":43,"d":"43.0"},41.2,17.42,0.0778,0.28,12.93]
["September",12,"11PM to 12AM",23,"September 12, 2019 23:00","2019-09-12T23:00:00",{"v":46,"d":"46.0"},44.1,42.1,39.8,{"v":17.2,"d":"17.20"},0.0778,0.27,12.93]
["September",13,"5AM to 6AM",5,"September 13, 2019 5:00","2019-09-13T05:00:00",{"v":46,"d":"46.0"},45.5,{"v":45,"d":"45.0"},44.5,17.93,0.0777,{"v":0.3,"d":"0.30"},12.94]
["September",13,"6AM to 7AM",6,"September 13, 2019 6:00","2019-09-13T06:00:00",46.4,45.7,45.1,44.8,18.06,0.0777,{"v":0.3,"d":"0.30"},12.95]
["September",13,"10AM to 11AM",10,"September 13, 2019 10:00","2019-09-13T10:00:00",49.6,47.3,45.1,44.8,18.85,0.0772,{"v":0.3,"d":"0.30"},13.04]
["September",13,"1PM to 2PM",13,"September 13, 2019 13:00","2019-09-13T13:00:00",52.3,49.1,46.4,{"v":47,"d":"47.0"},19.85,0.0768,0.32,13.11]
["September",13,"4PM to 5PM",16,"September 13, 2019 16:00","2019-09-13T16:00:00",53.1,49.1,45.7,45.8,19.82,0.0767,0.31,13.13]
["September",13,"8PM to 9PM",20,"September 13, 2019 20:00","2019-09-13T20:00:00",{"v":45,"d":"45.0"},43.5,42.1,39.8,16.94,0.0779,0.27,{"v":12.9,"d":"12.90"}]
["September",13,"11PM to 12AM",23,"September 13, 2019 23:00","2019-09-13T23:00:00",39.9,39.9,39.9,36.6,15.22,0.0787,0.25,12.76]
["September",14,"2AM to 3AM",{"$f":"IF(D6153+1>23,0,D6153+1)","v":2},"September 14, 2019 2:00","2019-09-14T02:00:00",{"v":39,"d":"39.0"},38.5,37.9,33.8,14.58,0.0789,0.23,12.73]
["September",14,"4AM to 5AM",4,"September 14, 2019 4:00","2019-09-14T04:00:00",{"v":43,"d":"43.0"},41.8,40.6,37.6,16.12,0.0783,0.25,12.85]
["September",14,"7AM to 8AM",7,"September 14, 2019 7:00","2019-09-14T07:00:00",49.1,46.6,44.2,43.3,18.48,0.0773,0.29,13.02]
["September",14,"11AM to 12PM",11,"September 14, 2019 11:00","2019-09-14T11:00:00",55.9,{"v":51,"d":"51.0"},46.9,{"v":48,"d":"48.0"},20.87,0.0762,0.32,13.21]
["September",14,"2PM to 3PM",14,"September 14, 2019 14:00","2019-09-14T14:00:00",{"v":54,"d":"54.0"},52.8,{"v":52,"d":"52.0"},58.1,21.95,0.0765,0.39,13.19]
["September",14,"6PM to 7PM",18,"September 14, 2019 18:00","2019-09-14T18:00:00",52.7,51.8,51.1,56.2,21.35,0.0767,0.38,13.15]
["September",14,"9PM to 10PM",21,"September 14, 2019 21:00","2019-09-14T21:00:00",{"v":52,"d":"52.0"},51.1,50.4,54.7,20.94,0.0768,0.37,13.13]
["September",15,"12AM to 1AM",0,"September 15, 2019 0:00","2019-09-15",51.6,49.9,48.6,51.1,{"v":20.3,"d":"20.30"},0.0769,0.34,13.11]
["September",15,"3AM to 4AM",3,"September 15, 2019 3:00","2019-09-15T03:00:00",51.1,48.5,46.2,46.7,19.49,{"v":0.077,"d":"0.0770"},0.31,13.08]
["September",15,"5AM to 6AM",5,"September 15, 2019 5:00","2019-09-15T05:00:00",51.1,47.4,44.1,{"v":43,"d":"43.0"},18.91,{"v":0.077,"d":"0.0770"},0.29,13.07]
["September",15,"8AM to 9AM",8,"September 15, 2019 8:00","2019-09-15T08:00:00",51.1,46.5,42.1,39.8,18.42,{"v":0.077,"d":"0.0770"},0.27,13.06]
["September",15,"12PM to 1PM",12,"September 15, 2019 12:00","2019-09-15T12:00:00",51.8,{"v":48,"d":"48.0"},44.6,43.9,19.23,0.0769,{"v":0.3,"d":"0.30"},13.09]
["September",15,"3PM to 4PM",15,"September 15, 2019 15:00","2019-09-15T15:00:00",52.7,48.1,44.1,{"v":43,"d":"43.0"},19.31,0.0767,0.29,13.11]
["September",15,"7PM to 8PM",19,"September 15, 2019 19:00","2019-09-15T19:00:00",50.7,46.5,42.4,40.4,18.42,0.0771,0.27,13.05]
["September",15,"10PM to 11PM",22,"September 15, 2019 22:00","2019-09-15T22:00:00",47.3,44.8,42.4,40.4,17.59,0.0776,0.27,12.96]
["September",16,"12AM to 1AM",0,"September 16, 2019 0:00","2019-09-16",{"v":46,"d":"46.0"},44.2,42.4,40.4,17.29,0.0778,0.27,12.93]
["September",16,"3AM to 4AM",3,"September 16, 2019 3:00","2019-09-16T03:00:00",46.4,43.8,41.2,38.4,17.08,0.0777,0.26,12.94]
["September",16,"6AM to 7AM",6,"September 16, 2019 6:00","2019-09-16T06:00:00",47.7,44.4,41.2,38.4,17.38,0.0775,0.26,12.97]
["September",16,"9AM to 10AM",9,"September 16, 2019 9:00","2019-09-16T09:00:00",49.3,45.6,42.1,39.8,17.99,0.0773,0.27,13.01]
["September",16,"1PM to 2PM",13,"September 16, 2019 13:00","2019-09-16T13:00:00",{"v":52,"d":"52.0"},{"v":47,"d":"47.0"},42.3,40.1,18.68,0.0769,0.27,13.08]
["September",16,"4PM to 5PM",16,"September 16, 2019 16:00","2019-09-16T16:00:00",53.1,{"v":47,"d":"47.0"},41.2,38.4,18.69,0.0767,0.26,13.11]
["September",16,"8PM to 9PM",20,"September 16, 2019 20:00","2019-09-16T20:00:00",46.9,44.5,42.1,39.8,17.42,0.0776,0.27,12.95]
["September",16,"11PM to 12AM",23,"September 16, 2019 23:00","2019-09-16T23:00:00",44.1,42.6,{"v":41,"d":"41.0"},38.2,16.47,0.0781,0.26,12.88]
["September",17,"1AM to 2AM",1,"September 17, 2019 1:00","2019-09-17T01:00:00",44.1,42.3,40.5,37.4,16.34,0.0781,0.25,12.87]
["September",17,"4AM to 5AM",4,"September 17, 2019 4:00","2019-09-17T04:00:00",44.1,41.6,{"v":39,"d":"39.0"},35.3,16.03,0.0781,0.24,12.87]
["September",17,"7AM to 8AM",7,"September 17, 2019 7:00","2019-09-17T07:00:00",44.6,41.5,38.1,34.1,15.97,{"v":0.078,"d":"0.0780"},0.23,12.88]
["September",17,"11AM to 12PM",11,"September 17, 2019 11:00","2019-09-17T11:00:00",{"v":46,"d":"46.0"},44.1,42.1,39.8,{"v":17.2,"d":"17.20"},0.0778,0.27,12.93]
["September",17,"2PM to 3PM",14,"September 17, 2019 14:00","2019-09-17T14:00:00",48.9,47.4,{"v":46,"d":"46.0"},46.4,18.92,0.0773,0.31,13.02]
["September",17,"5PM to 6PM",17,"September 17, 2019 17:00","2019-09-17T17:00:00",48.9,44.9,{"v":41,"d":"41.0"},38.2,17.65,0.0773,0.26,{"v":13,"d":"13.00"}]
["September",17,"9PM to 10PM",21,"September 17, 2019 21:00","2019-09-17T21:00:00",42.1,39.8,37.2,32.9,15.17,0.0784,0.22,12.81]
["September",17,"10PM to 11PM",22,"September 17, 2019 22:00","2019-09-17T22:00:00",42.1,39.8,37.2,32.9,15.17,0.0784,0.22,12.81]
["September",18,"4AM to 5AM",4,"September 18, 2019 4:00","2019-09-18T04:00:00",40.6,{"v":39,"d":"39.0"},{"v":37,"d":"37.0"},32.7,14.79,0.0787,0.22,12.77]
["September",18,"5AM to 6AM",5,"September 18, 2019 5:00","2019-09-18T05:00:00",{"v":41,"d":"41.0"},40.1,{"v":39,"d":"39.0"},35.3,15.29,0.0786,0.24,12.79]
["September",18,"8AM to 9AM",8,"September 18, 2019 8:00","2019-09-18T08:00:00",42.1,{"v":41,"d":"41.0"},39.9,36.6,15.74,0.0784,0.25,12.82]
["September",18,"12PM to 1PM",12,"September 18, 2019 12:00","2019-09-18T12:00:00",47.3,45.1,{"v":43,"d":"43.0"},41.2,17.73,0.0776,0.28,12.97]
["September",18,"3PM to 4PM",15,"September 18, 2019 15:00","2019-09-18T15:00:00",{"v":48,"d":"48.0"},45.5,43.2,41.5,17.94,0.0775,0.28,12.99]
["September",18,"6PM to 7PM",18,"September 18, 2019 18:00","2019-09-18T18:00:00",46.8,44.5,42.3,40.1,17.42,0.0777,0.27,12.95]
["September",18,"10PM to 11PM",22,"September 18, 2019 22:00","2019-09-18T22:00:00",44.1,42.5,40.8,37.9,16.43,0.0781,0.26,12.87]
["September",18,"11PM to 12AM",23,"September 18, 2019 23:00","2019-09-18T23:00:00",44.1,42.6,{"v":41,"d":"41.0"},38.2,16.47,0.0781,0.26,12.88]
["September",19,"3AM to 4AM",3,"September 19, 2019 3:00","2019-09-19T03:00:00",42.3,41.5,40.6,37.6,15.95,0.0784,0.25,12.83]
["September",19,"6AM to 7AM",6,"September 19, 2019 6:00","2019-09-19T06:00:00",41.7,41.1,40.5,37.4,15.78,0.0785,0.25,12.81]
["September",19,"9AM to 10AM",9,{"$f":"A6281&\" \"&B6281&\", \"&$D$5&\" \"&D6281&\":00\"","v":"September 19, 2019 9:00"},{"$f":"DATEVALUE(E6281)+TIMEVALUE(E6281)","v":"2019-09-19T09:00:00"},{"v":45,"d":"45.0"},43.3,41.7,39.3,16.85,0.0779,0.26,{"v":12.9,"d":"12.90"}]
["September",19,"1PM to 2PM",13,"September 19, 2019 13:00","2019-09-19T13:00:00",48.9,44.8,40.6,37.6,17.56,0.0773,0.25,{"v":13,"d":"13.00"}]
["September",19,"4PM to 5PM",16,"September 19, 2019 16:00","2019-09-19T16:00:00",48.9,44.5,39.9,36.6,{"v":17.4,"d":"17.40"},0.0774,0.25,12.99]
["September",19,"7PM to 8PM",19,"September 19, 2019 19:00","2019-09-19T19:00:00",46.2,43.8,41.4,38.7,17.07,0.0778,0.26,12.93]
["September",20,"12AM to 1AM",0,"September 20, 2019 0:00","2019-09-20",44.6,{"v":44,"d":"44.0"},43.3,41.8,17.16,{"v":0.078,"d":"0.0780"},0.28,{"v":12.9,"d":"12.90"}]
["September",20,"3AM to 4AM",3,"September 20, 2019 3:00","2019-09-20T03:00:00",43.7,43.1,42.4,40.4,16.72,0.0781,0.27,12.87]
["September",20,"4AM to 5AM",4,"September 20, 2019 4:00","2019-09-20T04:00:00",43.3,43.1,42.8,40.9,16.72,0.0782,0.28,12.86]
["September",20,"7AM to 8AM",7,"September 20, 2019 7:00","2019-09-20T07:00:00",{"v":43,"d":"43.0"},42.6,42.3,40.1,{"v":16.5,"d":"16.50"},0.0782,0.27,12.85]
["September",20,"10AM to 11AM",10,"September 20, 2019 10:00","2019-09-20T10:00:00",{"v":45,"d":"45.0"},42.6,40.1,36.8,16.48,{"v":0.078,"d":"0.0780"},0.25,12.89]
["September",20,"2PM to 3PM",14,"September 20, 2019 14:00","2019-09-20T14:00:00",{"v":48,"d":"48.0"},42.8,{"v":37,"d":"37.0"},32.7,16.57,0.0775,0.22,12.96]
["September",20,"5PM to 6PM",17,"September 20, 2019 17:00","2019-09-20T17:00:00",{"v":48,"d":"48.0"},43.6,{"v":39,"d":"39.0"},35.3,16.99,0.0775,0.24,12.97]
["September",20,"8PM to 9PM",20,"September 20, 2019 20:00","2019-09-20T20:00:00",{"v":43,"d":"43.0"},{"v":42,"d":"42.0"},{"v":41,"d":"41.0"},38.2,16.21,0.0783,0.26,12.85]
["September",21,"1AM to 2AM",1,"September 21, 2019 1:00","2019-09-21T01:00:00",{"v":41,"d":"41.0"},40.1,39.2,35.6,15.32,0.0786,0.24,12.79]
["September",21,"4AM to 5AM",4,"September 21, 2019 4:00","2019-09-21T04:00:00",40.3,39.7,{"v":39,"d":"39.0"},35.3,15.11,0.0787,0.24,12.77]
["September",21,"5AM to 6AM",5,"September 21, 2019 5:00","2019-09-21T05:00:00",39.9,39.5,{"v":39,"d":"39.0"},35.3,15.02,0.0788,0.24,12.76]
["September",21,"8AM to 9AM",8,"September 21, 2019 8:00","2019-09-21T08:00:00",39.9,39.5,{"v":39,"d":"39.0"},35.3,15.02,0.0788,0.24,12.76]
["September",21,"11AM to 12PM",11,"September 21, 2019 11:00","2019-09-21T11:00:00",44.1,{"v":40,"d":"40.0"},35.1,30.2,15.23,0.0781,{"v":0.2,"d":"0.20"},12.85]
["September",21,"3PM to 4PM",15,"September 21, 2019 15:00","2019-09-21T15:00:00",{"v":45,"d":"45.0"},40.7,35.8,31.1,15.59,{"v":0.078,"d":"0.0780"},0.21,12.88]
["September",21,"6PM to 7PM",18,"September 21, 2019 18:00","2019-09-21T18:00:00",44.2,42.1,39.7,36.3,16.23,0.0781,0.25,12.87]
["September",21,"10PM to 11PM",22,"September 21, 2019 22:00","2019-09-21T22:00:00",39.6,38.7,37.8,33.6,14.67,0.0788,0.23,12.75]
["September",22,"2AM to 3AM",{"$f":"IF(D6345+1>23,0,D6345+1)","v":2},"September 22, 2019 2:00","2019-09-22T02:00:00",{"v":36,"d":"36.0"},35.6,35.1,30.2,13.27,0.0794,{"v":0.2,"d":"0.20"},12.65]
["September",22,"5AM to 6AM",5,"September 22, 2019 5:00","2019-09-22T05:00:00",39.9,39.5,{"v":39,"d":"39.0"},35.3,15.02,0.0788,0.24,12.76]
["September",22,"6AM to 7AM",6,"September 22, 2019 6:00","2019-09-22T06:00:00",39.2,38.7,38.1,34.1,14.66,0.0789,0.23,12.74]
["September",22,"9AM to 10AM",9,"September 22, 2019 9:00","2019-09-22T09:00:00",39.6,38.3,36.9,32.4,14.49,0.0788,0.22,12.74]
["September",22,"12PM to 1PM",12,"September 22, 2019 12:00","2019-09-22T12:00:00",43.7,40.1,{"v":36,"d":"36.0"},31.3,15.32,0.0782,0.21,12.85]
["September",22,"4PM to 5PM",16,"September 22, 2019 16:00","2019-09-22T16:00:00",{"v":45,"d":"45.0"},39.8,33.4,28.3,15.16,{"v":0.078,"d":"0.0780"},0.19,12.87]
["September",22,"7PM to 8PM",19,"September 22, 2019 19:00","2019-09-22T19:00:00",{"v":43,"d":"43.0"},39.5,35.2,30.4,15.01,0.0783,0.21,12.82]
["September",22,"11PM to 12AM",23,"September 22, 2019 23:00","2019-09-22T23:00:00",{"v":39,"d":"39.0"},37.6,{"v":36,"d":"36.0"},31.3,14.18,0.0789,0.21,12.73]
["September",23,"3AM to 4AM",3,"September 23, 2019 3:00","2019-09-23T03:00:00",37.4,36.6,35.6,30.8,13.72,0.0792,0.21,12.68]
["September",23,"6AM to 7AM",6,"September 23, 2019 6:00","2019-09-23T06:00:00",37.9,37.4,36.7,32.2,14.06,0.0791,0.22,{"v":12.7,"d":"12.70"}]
["September",23,"7AM to 8AM",7,"September 23, 2019 7:00","2019-09-23T07:00:00",37.9,37.2,36.3,31.7,13.99,0.0791,0.21,{"v":12.7,"d":"12.70"}]
["September",23,"10AM to 11AM",10,"September 23, 2019 10:00","2019-09-23T10:00:00",42.6,39.7,36.3,31.7,15.13,0.0784,0.21,12.82]
["September",23,"1PM to 2PM",13,"September 23, 2019 13:00","2019-09-23T13:00:00",46.9,42.2,36.9,32.4,16.28,0.0777,0.22,12.93]
["September",23,"5PM to 6PM",17,"September 23, 2019 17:00","2019-09-23T17:00:00",46.9,41.8,{"v":36,"d":"36.0"},31.3,{"v":16.1,"d":"16.10"},0.0777,0.21,12.93]
["September",23,"8PM to 9PM",20,"September 23, 2019 20:00","2019-09-23T20:00:00",42.1,{"v":41,"d":"41.0"},39.9,36.6,15.74,0.0784,0.25,12.82]
["September",24,"1AM to 2AM",1,"September 24, 2019 1:00","2019-09-24T01:00:00",36.3,35.6,34.7,29.7,13.29,0.0794,{"v":0.2,"d":"0.20"},12.65]
["September",24,"4AM to 5AM",4,"September 24, 2019 4:00","2019-09-24T04:00:00",33.1,32.6,{"v":32,"d":"32.0"},26.7,12.04,0.0799,0.18,12.56]
["September",24,"7AM to 8AM",7,"September 24, 2019 7:00","2019-09-24T07:00:00",33.3,32.1,30.6,{"v":25,"d":"25.0"},11.82,0.0799,0.17,12.56]
["September",24,"8AM to 9AM",8,"September 24, 2019 8:00","2019-09-24T08:00:00",{"v":34,"d":"34.0"},32.3,{"v":30,"d":"30.0"},24.3,{"v":11.9,"d":"11.90"},0.0798,0.16,12.58]
["September",24,"11AM to 12PM",11,"September 24, 2019 11:00","2019-09-24T11:00:00",{"v":41,"d":"41.0"},37.1,{"v":32,"d":"32.0"},26.7,13.95,0.0786,0.18,12.76]
["September",24,"3PM to 4PM",15,"September 24, 2019 15:00","2019-09-24T15:00:00",{"v":45,"d":"45.0"},39.4,32.4,27.1,14.97,{"v":0.078,"d":"0.0780"},0.18,12.87]
["September",24,"6PM to 7PM",{"$f":"IF(D6409+1>23,0,D6409+1)","v":18},"September 24, 2019 18:00","2019-09-24T18:00:00",{"v":43,"d":"43.0"},39.2,34.5,29.5,14.87,0.0783,{"v":0.2,"d":"0.20"},12.82]
["September",24,"9PM to 10PM",21,"September 24, 2019 21:00","2019-09-24T21:00:00",37.4,36.4,35.1,30.2,13.62,0.0792,{"v":0.2,"d":"0.20"},12.68]
["September",25,"2AM to 3AM",2,"September 25, 2019 2:00","2019-09-25T02:00:00",{"v":32,"d":"32.0"},31.1,{"v":30,"d":"30.0"},24.3,11.42,0.0801,0.16,12.53]
["September",25,"5AM to 6AM",5,"September 25, 2019 5:00","2019-09-25T05:00:00",{"v":30,"d":"30.0"},29.2,{"v":28,"d":"28.0"},22.2,10.61,0.0804,0.15,12.47]
["September",25,"8AM to 9AM",8,"September 25, 2019 8:00","2019-09-25T08:00:00",{"v":30,"d":"30.0"},29.5,28.9,23.1,10.76,0.0804,0.16,12.47]
["September",25,"9AM to 10AM",9,"September 25, 2019 9:00","2019-09-25T09:00:00",31.6,31.1,30.6,{"v":25,"d":"25.0"},11.43,0.0802,0.17,12.52]
["September",25,"12PM to 1PM",12,"September 25, 2019 12:00","2019-09-25T12:00:00",36.3,34.7,32.5,27.3,12.91,0.0794,0.18,12.65]
["September",25,"4PM to 5PM",16,"September 25, 2019 16:00","2019-09-25T16:00:00",39.6,35.3,29.5,23.7,13.15,0.0789,0.16,12.72]
["September",25,"6PM to 7PM",18,"September 25, 2019 18:00","2019-09-25T18:00:00",37.9,34.2,29.1,23.3,{"v":12.7,"d":"12.70"},0.0792,0.16,12.68]
["September",25,"11PM to 12AM",23,"September 25, 2019 23:00","2019-09-25T23:00:00",{"v":32,"d":"32.0"},29.8,{"v":27,"d":"27.0"},21.1,10.92,0.0801,0.14,12.52]
["September",26,"3AM to 4AM",3,"September 26, 2019 3:00","2019-09-26T03:00:00",28.4,27.1,25.3,19.6,9.82,0.0807,0.13,12.42]
["September",26,"6AM to 7AM",6,"September 26, 2019 6:00","2019-09-26T06:00:00",28.9,26.9,23.9,18.3,9.75,0.0806,0.12,12.43]
["September",26,"7AM to 8AM",7,"September 26, 2019 7:00","2019-09-26T07:00:00",28.9,27.1,24.4,18.7,9.82,0.0806,0.13,12.43]
["September",26,"10AM to 11AM",10,"September 26, 2019 10:00","2019-09-26T10:00:00",33.6,29.9,24.8,19.1,{"v":11,"d":"11.00"},0.0799,0.13,12.55]
["September",26,"1PM to 2PM",13,"September 26, 2019 13:00","2019-09-26T13:00:00",37.2,31.2,22.8,17.3,{"v":11.6,"d":"11.60"},0.0793,0.12,12.64]
["September",26,"5PM to 6PM",17,"September 26, 2019 17:00","2019-09-26T17:00:00",{"v":37,"d":"37.0"},31.5,24.1,18.4,11.73,0.0793,0.12,12.64]
["September",26,"7PM to 8PM",19,"September 26, 2019 19:00","2019-09-26T19:00:00",35.1,30.6,24.4,18.7,{"v":11.3,"d":"11.30"},0.0796,0.13,12.59]
["September",27,"12AM to 1AM",0,"September 27, 2019 0:00","2019-09-27",28.9,{"v":27,"d":"27.0"},24.3,18.6,{"v":9.8,"d":"9.80"},0.0806,0.13,12.43]
["September",27,"4AM to 5AM",4,"September 27, 2019 4:00","2019-09-27T04:00:00",{"v":27,"d":"27.0"},25.8,24.1,18.4,9.29,{"v":0.081,"d":"0.0810"},0.12,12.38]
["September",27,"7AM to 8AM",7,"September 27, 2019 7:00","2019-09-27T07:00:00",{"v":27,"d":"27.0"},26.3,25.3,19.6,9.47,{"v":0.081,"d":"0.0810"},0.13,12.39]
["September",27,"8AM to 9AM",8,"September 27, 2019 8:00","2019-09-27T08:00:00",{"v":27,"d":"27.0"},26.6,26.1,20.2,9.57,{"v":0.081,"d":"0.0810"},0.14,12.39]
["September",27,"11AM to 12PM",11,"September 27, 2019 11:00","2019-09-27T11:00:00",{"v":37,"d":"37.0"},33.6,28.9,23.1,12.45,0.0793,0.16,12.65]
["September",27,"2PM to 3PM",14,"September 27, 2019 14:00","2019-09-27T14:00:00",35.1,34.2,33.1,27.9,{"v":12.7,"d":"12.70"},0.0796,0.19,12.62]
["September",27,"8PM to 9PM",20,"September 27, 2019 20:00","2019-09-27T20:00:00",37.9,37.5,{"v":37,"d":"37.0"},32.7,14.13,0.0791,0.22,{"v":12.7,"d":"12.70"}]
["September",27,"10PM to 11PM",22,"September 27, 2019 22:00","2019-09-27T22:00:00",39.2,39.1,{"v":39,"d":"39.0"},35.3,14.85,0.0789,0.24,12.74]
["September",28,"1AM to 2AM",1,"September 28, 2019 1:00","2019-09-28T01:00:00",39.4,39.4,39.4,35.8,14.97,0.0788,0.24,12.75]
["September",28,"5AM to 6AM",5,"September 28, 2019 5:00","2019-09-28T05:00:00",{"v":39,"d":"39.0"},{"v":39,"d":"39.0"},{"v":39,"d":"39.0"},35.3,14.81,0.0789,0.24,12.74]
["September",28,"8AM to 9AM",8,"September 28, 2019 8:00","2019-09-28T08:00:00",{"v":39,"d":"39.0"},38.5,37.9,33.8,14.58,0.0789,0.23,12.73]
["September",28,"9AM to 10AM",9,"September 28, 2019 9:00","2019-09-28T09:00:00",40.3,39.8,39.2,35.6,15.15,0.0787,0.24,12.77]
["September",28,"12PM to 1PM",12,"September 28, 2019 12:00","2019-09-28T12:00:00",43.7,43.1,42.4,40.4,16.72,0.0781,0.27,12.87]
["September",28,"3PM to 4PM",15,"September 28, 2019 15:00","2019-09-28T15:00:00",{"v":45,"d":"45.0"},44.3,43.7,42.4,17.34,0.0779,0.29,12.91]
["September",28,"9PM to 10PM",21,"September 28, 2019 21:00","2019-09-28T21:00:00",44.1,43.4,42.8,40.9,{"v":16.9,"d":"16.90"},0.0781,0.28,12.88]
["September",28,"11PM to 12AM",23,"September 28, 2019 23:00","2019-09-28T23:00:00",44.1,43.1,42.1,39.8,16.72,0.0781,0.27,12.88]
["September",29,"3AM to 4AM",3,"September 29, 2019 3:00","2019-09-29T03:00:00",42.1,41.3,40.5,37.4,15.86,0.0784,0.25,12.82]
["September",29,"6AM to 7AM",6,"September 29, 2019 6:00","2019-09-29T06:00:00",42.1,41.5,40.8,37.9,15.95,0.0784,0.26,12.82]
["September",29,"9AM to 10AM",9,"September 29, 2019 9:00","2019-09-29T09:00:00",{"v":43,"d":"43.0"},42.2,41.4,38.7,16.29,0.0783,0.26,12.85]
["September",29,"10AM to 11AM",10,"September 29, 2019 10:00","2019-09-29T10:00:00",44.1,43.4,42.8,40.9,{"v":16.9,"d":"16.90"},0.0781,0.28,12.88]
["September",29,"1PM to 2PM",13,"September 29, 2019 13:00","2019-09-29T13:00:00",45.7,45.1,44.6,43.9,17.74,0.0778,{"v":0.3,"d":"0.30"},12.93]
["September",29,"6PM to 7PM",18,"September 29, 2019 18:00","2019-09-29T18:00:00",{"v":46,"d":"46.0"},45.5,{"v":45,"d":"45.0"},44.5,17.93,0.0777,{"v":0.3,"d":"0.30"},12.94]
["September",29,"9PM to 10PM",21,"September 29, 2019 21:00","2019-09-29T21:00:00",46.4,45.8,45.3,45.1,18.11,0.0777,{"v":0.3,"d":"0.30"},12.96]
["September",30,"12AM to 1AM",0,"September 30, 2019 0:00","2019-09-30",46.9,46.3,45.7,45.8,18.34,0.0776,0.31,12.97]
["September",30,"4AM to 5AM",4,"September 30, 2019 4:00","2019-09-30T04:00:00",46.9,{"v":46,"d":"46.0"},45.1,44.8,18.19,0.0776,{"v":0.3,"d":"0.30"},12.97]
["September",30,"7AM to 8AM",7,"September 30, 2019 7:00","2019-09-30T07:00:00",{"v":45,"d":"45.0"},44.7,44.4,43.6,17.52,0.0779,0.29,12.91]
["September",30,"10AM to 11AM",10,"September 30, 2019 10:00","2019-09-30T10:00:00",45.3,43.3,41.2,38.4,16.81,0.0779,0.26,12.91]
["September",30,"11AM to 12PM",11,"September 30, 2019 11:00","2019-09-30T11:00:00",{"v":46,"d":"46.0"},42.6,{"v":39,"d":"39.0"},35.3,16.51,0.0778,0.24,12.92]
["September",30,"2PM to 3PM",14,"September 30, 2019 14:00","2019-09-30T14:00:00",44.1,42.1,39.9,36.6,16.22,0.0781,0.25,12.87]
["September",30,"7PM to 8PM",19,"September 30, 2019 19:00","2019-09-30T19:00:00",40.6,39.1,37.4,33.1,14.86,0.0787,0.22,12.77]
["September",30,"10PM to 11PM",22,"September 30, 2019 22:00","2019-09-30T22:00:00",37.8,36.7,35.4,30.6,13.78,0.0791,0.21,12.69]
["October",1,"1AM to 2AM",1,"October 1, 2019 1:00","2019-10-01T01:00:00",35.6,34.7,33.4,28.3,12.89,0.0795,0.19,12.63]
["October",1,"5AM to 6AM",5,"October 1, 2019 5:00","2019-10-01T05:00:00",30.9,29.7,{"v":28,"d":"28.0"},22.2,10.83,0.0803,0.15,12.49]
["October",1,"8AM to 9AM",8,"October 1, 2019 8:00","2019-10-01T08:00:00",30.9,{"v":30,"d":"30.0"},28.9,23.1,10.98,0.0803,0.16,{"v":12.5,"d":"12.50"}]
["October",1,"11AM to 12PM",11,"October 1, 2019 11:00","2019-10-01T11:00:00",{"v":41,"d":"41.0"},37.9,{"v":34,"d":"34.0"},28.9,{"v":14.3,"d":"14.30"},0.0786,{"v":0.2,"d":"0.20"},12.77]
["October",1,"12PM to 1PM",12,"October 1, 2019 12:00","2019-10-01T12:00:00",{"v":43,"d":"43.0"},{"v":39,"d":"39.0"},{"v":34,"d":"34.0"},28.9,14.77,0.0783,{"v":0.2,"d":"0.20"},12.82]
["October",1,"4PM to 5PM",16,"October 1, 2019 16:00","2019-10-01T16:00:00",44.1,40.3,{"v":36,"d":"36.0"},31.3,{"v":15.4,"d":"15.40"},0.0781,0.21,12.86]
["October",1,"8PM to 9PM",20,"October 1, 2019 20:00","2019-10-01T20:00:00",35.1,34.6,{"v":34,"d":"34.0"},28.9,12.86,0.0796,{"v":0.2,"d":"0.20"},12.62]
["October",1,"11PM to 12AM",23,"October 1, 2019 23:00","2019-10-01T23:00:00",{"v":34,"d":"34.0"},{"v":34,"d":"34.0"},{"v":34,"d":"34.0"},28.9,{"v":12.6,"d":"12.60"},0.0797,{"v":0.2,"d":"0.20"},12.59]
["October",2,"2AM to 3AM",2,"October 2, 2019 2:00","2019-10-02T02:00:00",{"v":32,"d":"32.0"},31.5,30.9,25.4,11.58,0.0801,0.17,12.53]
["October",2,"6AM to 7AM",6,"October 2, 2019 6:00","2019-10-02T06:00:00",{"v":36,"d":"36.0"},35.6,35.1,30.2,13.27,0.0794,{"v":0.2,"d":"0.20"},12.65]
["October",2,"9AM to 10AM",9,"October 2, 2019 9:00","2019-10-02T09:00:00",37.9,37.5,{"v":37,"d":"37.0"},32.7,14.13,0.0791,0.22,{"v":12.7,"d":"12.70"}]
["October",2,"12PM to 1PM",12,"October 2, 2019 12:00","2019-10-02T12:00:00",{"v":41,"d":"41.0"},40.1,{"v":39,"d":"39.0"},35.3,15.29,0.0786,0.24,12.79]
["October",2,"1PM to 2PM",13,"October 2, 2019 13:00","2019-10-02T13:00:00",{"v":43,"d":"43.0"},41.1,{"v":39,"d":"39.0"},35.3,15.77,0.0783,0.24,12.84]
["October",2,"5PM to 6PM",17,{"$f":"A6601&\" \"&B6601&\", \"&$D$5&\" \"&D6601&\":00\"","v":"October 2, 2019 17:00"},{"$f":"DATEVALUE(E6601)+TIMEVALUE(E6601)","v":"2019-10-02T17:00:00"},39.9,{"v":39,"d":"39.0"},37.9,33.8,{"v":14.8,"d":"14.80"},0.0788,0.23,12.76]
["October",2,"9PM to 10PM",21,"October 2, 2019 21:00","2019-10-02T21:00:00",33.1,32.2,30.9,25.4,11.84,0.0799,0.17,12.56]
["October",3,"12AM to 1AM",0,"October 3, 2019 0:00","2019-10-03",30.9,29.7,{"v":28,"d":"28.0"},22.2,10.83,0.0803,0.15,12.49]
["October",3,"3AM to 4AM",3,"October 3, 2019 3:00","2019-10-03T03:00:00",{"v":30,"d":"30.0"},28.7,{"v":27,"d":"27.0"},21.1,10.44,0.0804,0.14,12.47]
["October",3,"7AM to 8AM",7,"October 3, 2019 7:00","2019-10-03T07:00:00",{"v":27,"d":"27.0"},26.6,26.1,20.2,9.57,{"v":0.081,"d":"0.0810"},0.14,12.39]
["October",3,"10AM to 11AM",10,"October 3, 2019 10:00","2019-10-03T10:00:00",33.1,33.1,33.1,27.9,12.22,0.0799,0.19,12.57]
["October",3,"11AM to 12PM",11,"October 3, 2019 11:00","2019-10-03T11:00:00",{"v":36,"d":"36.0"},35.6,35.1,30.2,13.27,0.0794,{"v":0.2,"d":"0.20"},12.65]
["October",3,"2PM to 3PM",14,"October 3, 2019 14:00","2019-10-03T14:00:00",{"v":41,"d":"41.0"},39.6,37.9,33.8,15.06,0.0786,0.23,12.78]
["October",3,"6PM to 7PM",18,"October 3, 2019 18:00","2019-10-03T18:00:00",42.1,40.1,37.9,33.8,15.32,0.0784,0.23,12.81]
["October",3,"10PM to 11PM",22,"October 3, 2019 22:00","2019-10-03T22:00:00",{"v":41,"d":"41.0"},{"v":41,"d":"41.0"},{"v":41,"d":"41.0"},38.2,15.73,0.0786,0.26,{"v":12.8,"d":"12.80"}]
["October",4,"1AM to 2AM",1,"October 4, 2019 1:00","2019-10-04T01:00:00",42.1,41.6,{"v":41,"d":"41.0"},38.2,15.99,0.0784,0.26,12.82]
["October",4,"4AM to 5AM",4,"October 4, 2019 4:00","2019-10-04T04:00:00",44.1,43.5,{"v":43,"d":"43.0"},41.2,16.94,0.0781,0.28,12.88]
["October",4,"8AM to 9AM",8,"October 4, 2019 8:00","2019-10-04T08:00:00",44.1,43.5,{"v":43,"d":"43.0"},41.2,16.94,0.0781,0.28,12.88]
["October",4,"11AM to 12PM",11,"October 4, 2019 11:00","2019-10-04T11:00:00",{"v":45,"d":"45.0"},{"v":44,"d":"44.0"},{"v":43,"d":"43.0"},41.2,17.16,0.0779,0.28,12.91]
["October",4,"12PM to 1PM",12,"October 4, 2019 12:00","2019-10-04T12:00:00",44.1,43.5,{"v":43,"d":"43.0"},41.2,16.94,0.0781,0.28,12.88]
["October",4,"3PM to 4PM",15,"October 4, 2019 15:00","2019-10-04T15:00:00",{"v":43,"d":"43.0"},42.5,42.1,39.8,16.46,0.0782,0.27,12.85]
["October",4,"7PM to 8PM",19,"October 4, 2019 19:00","2019-10-04T19:00:00",44.1,43.1,42.1,39.8,16.72,0.0781,0.27,12.88]
["October",4,"11PM to 12AM",23,"October 4, 2019 23:00","2019-10-04T23:00:00",{"v":43,"d":"43.0"},{"v":42,"d":"42.0"},{"v":41,"d":"41.0"},38.2,16.21,0.0783,0.26,12.85]
["October",5,"2AM to 3AM",2,"October 5, 2019 2:00","2019-10-05T02:00:00",44.1,43.5,{"v":43,"d":"43.0"},41.2,16.94,0.0781,0.28,12.88]
["October",5,"5AM to 6AM",5,"October 5, 2019 5:00","2019-10-05T05:00:00",{"v":43,"d":"43.0"},42.5,42.1,39.8,16.46,0.0782,0.27,12.85]
["October",5,"9AM to 10AM",9,{"$f":"A6665&\" \"&B6665&\", \"&$D$5&\" \"&D6665&\":00\"","v":"October 5, 2019 9:00"},{"$f":"DATEVALUE(E6665)+TIMEVALUE(E6665)","v":"2019-10-05T09:00:00"},44.1,43.5,{"v":43,"d":"43.0"},41.2,16.94,0.0781,0.28,12.88]
["October",5,"12PM to 1PM",12,"October 5, 2019 12:00","2019-10-05T12:00:00",{"v":45,"d":"45.0"},{"v":44,"d":"44.0"},{"v":43,"d":"43.0"},41.2,17.16,0.0779,0.28,12.91]
["October",5,"4PM to 5PM",16,"October 5, 2019 16:00","2019-10-05T16:00:00",46.9,45.9,{"v":45,"d":"45.0"},44.5,18.14,0.0776,{"v":0.3,"d":"0.30"},12.97]
["October",5,"5PM to 6PM",17,"October 5, 2019 17:00","2019-10-05T17:00:00",{"v":46,"d":"46.0"},{"v":45,"d":"45.0"},44.1,{"v":43,"d":"43.0"},17.69,0.0778,0.29,12.94]
["October",5,"8PM to 9PM",20,"October 5, 2019 20:00","2019-10-05T20:00:00",44.1,43.5,{"v":43,"d":"43.0"},41.2,16.94,0.0781,0.28,12.88]
["October",6,"12AM to 1AM",0,"October 6, 2019 0:00","2019-10-06",{"v":43,"d":"43.0"},42.5,42.1,39.8,16.46,0.0782,0.27,12.85]
["October",6,"3AM to 4AM",3,"October 6, 2019 3:00","2019-10-06T03:00:00",{"v":43,"d":"43.0"},{"v":42,"d":"42.0"},{"v":41,"d":"41.0"},38.2,16.21,0.0783,0.26,12.85]
["October",6,"7AM to 8AM",7,"October 6, 2019 7:00","2019-10-06T07:00:00",{"v":43,"d":"43.0"},42.5,42.1,39.8,16.46,0.0782,0.27,12.85]
["October",6,"10AM to 11AM",10,"October 6, 2019 10:00","2019-10-06T10:00:00",44.1,43.5,{"v":43,"d":"43.0"},41.2,16.94,0.0781,0.28,12.88]
["October",6,"1PM to 2PM",13,"October 6, 2019 13:00","2019-10-06T13:00:00",{"v":46,"d":"46.0"},{"v":43,"d":"43.0"},39.9,36.6,{"v":16.7,"d":"16.70"},0.0778,0.25,12.92]
["October",6,"5PM to 6PM",17,"October 6, 2019 17:00","2019-10-06T17:00:00",{"v":45,"d":"45.0"},42.5,39.9,36.6,16.44,{"v":0.078,"d":"0.0780"},0.25,12.89]
["October",6,"6PM to 7PM",18,"October 6, 2019 18:00","2019-10-06T18:00:00",44.1,43.1,42.1,39.8,16.72,0.0781,0.27,12.88]
["October",6,"9PM to 10PM",21,"October 6, 2019 21:00","2019-10-06T21:00:00",39.9,39.5,{"v":39,"d":"39.0"},35.3,15.02,0.0788,0.24,12.76]
["October",7,"1AM to 2AM",1,"October 7, 2019 1:00","2019-10-07T01:00:00",{"v":36,"d":"36.0"},35.6,35.1,30.2,13.27,0.0794,{"v":0.2,"d":"0.20"},12.65]
["October",7,"4AM to 5AM",4,"October 7, 2019 4:00","2019-10-07T04:00:00",35.1,34.6,{"v":34,"d":"34.0"},28.9,12.86,0.0796,{"v":0.2,"d":"0.20"},12.62]
["October",7,"8AM to 9AM",8,"October 7, 2019 8:00","2019-10-07T08:00:00",33.1,33.1,33.1,27.9,12.22,0.0799,0.19,12.57]
["October",7,"11AM to 12PM",11,"October 7, 2019 11:00","2019-10-07T11:00:00",{"v":36,"d":"36.0"},35.1,{"v":34,"d":"34.0"},28.9,13.08,0.0794,{"v":0.2,"d":"0.20"},12.64]
["October",7,"2PM to 3PM",14,"October 7, 2019 14:00","2019-10-07T14:00:00",{"v":39,"d":"39.0"},36.8,{"v":34,"d":"34.0"},28.9,13.82,0.0789,{"v":0.2,"d":"0.20"},12.72]
["October",7,"4PM to 5PM",16,"October 7, 2019 16:00","2019-10-07T16:00:00",{"v":39,"d":"39.0"},37.3,35.1,30.2,14.01,0.0789,{"v":0.2,"d":"0.20"},12.72]
["October",7,"7PM to 8PM",19,"October 7, 2019 19:00","2019-10-07T19:00:00",37.9,37.1,{"v":36,"d":"36.0"},31.3,13.92,0.0791,0.21,{"v":12.7,"d":"12.70"}]
["October",7,"11PM to 12AM",23,"October 7, 2019 23:00","2019-10-07T23:00:00",37.9,37.1,{"v":36,"d":"36.0"},31.3,13.92,0.0791,0.21,{"v":12.7,"d":"12.70"}]
["October",8,"2AM to 3AM",{"$f":"IF(D6729+1>23,0,D6729+1)","v":2},"October 8, 2019 2:00","2019-10-08T02:00:00",{"v":37,"d":"37.0"},36.6,{"v":36,"d":"36.0"},31.3,{"v":13.7,"d":"13.70"},0.0792,0.21,12.68]
["October",8,"5AM to 6AM",5,"October 8, 2019 5:00","2019-10-08T05:00:00",{"v":36,"d":"36.0"},35.1,{"v":34,"d":"34.0"},28.9,13.08,0.0794,{"v":0.2,"d":"0.20"},12.64]
["October",8,"9AM to 10AM",9,"October 8, 2019 9:00","2019-10-08T09:00:00",35.1,32.9,{"v":30,"d":"30.0"},24.3,12.16,0.0796,0.16,12.61]
["October",8,"12PM to 1PM",12,"October 8, 2019 12:00","2019-10-08T12:00:00",{"v":37,"d":"37.0"},33.3,{"v":28,"d":"28.0"},22.2,12.31,0.0793,0.15,12.65]
["October",8,"3PM to 4PM",15,"October 8, 2019 15:00","2019-10-08T15:00:00",{"v":36,"d":"36.0"},31.2,{"v":25,"d":"25.0"},19.2,11.59,0.0795,0.13,12.61]
["October",8,"5PM to 6PM",17,"October 8, 2019 17:00","2019-10-08T17:00:00",{"v":36,"d":"36.0"},30.9,24.1,18.4,11.47,0.0795,0.12,12.61]
["October",8,"8PM to 9PM",20,"October 8, 2019 20:00","2019-10-08T20:00:00",{"v":34,"d":"34.0"},30.2,{"v":25,"d":"25.0"},19.2,11.11,0.0798,0.13,12.56]
["October",9,"12AM to 1AM",0,"October 9, 2019 0:00","2019-10-09",33.1,30.8,{"v":28,"d":"28.0"},22.2,11.35,0.0799,0.15,12.55]
["October",9,"3AM to 4AM",3,"October 9, 2019 3:00","2019-10-09T03:00:00",{"v":34,"d":"34.0"},31.3,{"v":28,"d":"28.0"},22.2,11.57,0.0798,0.15,12.57]
["October",9,"6AM to 7AM",6,"October 9, 2019 6:00","2019-10-09T06:00:00",{"v":36,"d":"36.0"},34.7,33.1,27.9,12.92,0.0794,0.19,12.64]
["October",9,"10AM to 11AM",10,"October 9, 2019 10:00","2019-10-09T10:00:00",{"v":39,"d":"39.0"},37.3,35.1,30.2,14.01,0.0789,{"v":0.2,"d":"0.20"},12.72]
["October",9,"12PM to 1PM",12,"October 9, 2019 12:00","2019-10-09T12:00:00",{"v":41,"d":"41.0"},39.6,37.9,33.8,15.06,0.0786,0.23,12.78]
["October",9,"5PM to 6PM",17,"October 9, 2019 17:00","2019-10-09T17:00:00",{"v":41,"d":"41.0"},40.1,{"v":39,"d":"39.0"},35.3,15.29,0.0786,0.24,12.79]
["October",9,"6PM to 7PM",18,"October 9, 2019 18:00","2019-10-09T18:00:00",{"v":41,"d":"41.0"},40.1,{"v":39,"d":"39.0"},35.3,15.29,0.0786,0.24,12.79]
["October",9,"9PM to 10PM",21,"October 9, 2019 21:00","2019-10-09T21:00:00",39.9,39.5,{"v":39,"d":"39.0"},35.3,15.02,0.0788,0.24,12.76]
["October",10,"1AM to 2AM",1,"October 10, 2019 1:00","2019-10-10T01:00:00",39.9,{"v":39,"d":"39.0"},37.9,33.8,{"v":14.8,"d":"14.80"},0.0788,0.23,12.76]
["October",10,"4AM to 5AM",4,"October 10, 2019 4:00","2019-10-10T04:00:00",37.9,37.5,{"v":37,"d":"37.0"},32.7,14.13,0.0791,0.22,{"v":12.7,"d":"12.70"}]
["October",10,"7AM to 8AM",7,"October 10, 2019 7:00","2019-10-10T07:00:00",{"v":39,"d":"39.0"},38.1,{"v":37,"d":"37.0"},32.7,{"v":14.4,"d":"14.40"},0.0789,0.22,12.73]
["October",10,"11AM to 12PM",11,"October 10, 2019 11:00","2019-10-10T11:00:00",42.1,40.6,{"v":39,"d":"39.0"},35.3,15.55,0.0784,0.24,12.82]
["October",10,"1PM to 2PM",13,"October 10, 2019 13:00","2019-10-10T13:00:00",44.1,42.1,39.9,36.6,16.22,0.0781,0.25,12.87]
["October",10,"4PM to 5PM",16,"October 10, 2019 16:00","2019-10-10T16:00:00",44.1,40.8,{"v":37,"d":"37.0"},32.7,15.62,0.0781,0.22,12.86]
["October",10,"7PM to 8PM",19,"October 10, 2019 19:00","2019-10-10T19:00:00",{"v":41,"d":"41.0"},39.6,37.9,33.8,15.06,0.0786,0.23,12.78]
["October",10,"10PM to 11PM",22,"October 10, 2019 22:00","2019-10-10T22:00:00",37.9,37.5,{"v":37,"d":"37.0"},32.7,14.13,0.0791,0.22,{"v":12.7,"d":"12.70"}]
["October",11,"2AM to 3AM",2,"October 11, 2019 2:00","2019-10-11T02:00:00",{"v":37,"d":"37.0"},{"v":37,"d":"37.0"},{"v":37,"d":"37.0"},32.7,13.92,0.0792,0.22,12.68]
["October",11,"5AM to 6AM",5,"October 11, 2019 5:00","2019-10-11T05:00:00",{"v":36,"d":"36.0"},35.6,35.1,30.2,13.27,0.0794,{"v":0.2,"d":"0.20"},12.65]
["October",11,"8AM to 9AM",8,"October 11, 2019 8:00","2019-10-11T08:00:00",35.1,34.2,33.1,27.9,{"v":12.7,"d":"12.70"},0.0796,0.19,12.62]
["October",11,"10AM to 11AM",10,"October 11, 2019 10:00","2019-10-11T10:00:00",{"v":37,"d":"37.0"},35.3,33.1,27.9,13.18,0.0793,0.19,12.67]
["October",11,"4PM to 5PM",16,"October 11, 2019 16:00","2019-10-11T16:00:00",{"v":32,"d":"32.0"},30.6,28.9,23.1,11.24,0.0801,0.16,12.52]
["October",11,"5PM to 6PM",17,"October 11, 2019 17:00","2019-10-11T17:00:00",33.1,{"v":29,"d":"29.0"},{"v":23,"d":"23.0"},17.5,10.63,{"v":0.08,"d":"0.0800"},0.12,12.54]
["October",11,"8PM to 9PM",20,"October 11, 2019 20:00","2019-10-11T20:00:00",26.1,24.9,{"v":23,"d":"23.0"},17.5,8.94,0.0811,0.12,12.36]
["October",11,"11PM to 12AM",23,"October 11, 2019 23:00","2019-10-11T23:00:00",26.1,24.9,{"v":23,"d":"23.0"},17.5,8.94,0.0811,0.12,12.36]
["October",12,"3AM to 4AM",3,"October 12, 2019 3:00","2019-10-12T03:00:00",30.9,29.2,{"v":27,"d":"27.0"},21.1,10.66,0.0803,0.14,12.49]
["October",12,"6AM to 7AM",6,"October 12, 2019 6:00","2019-10-12T06:00:00",28.9,27.7,26.1,20.2,10.05,0.0806,0.14,12.44]
["October",12,"9AM to 10AM",9,"October 12, 2019 9:00","2019-10-12T09:00:00",{"v":27,"d":"27.0"},26.2,{"v":25,"d":"25.0"},19.2,9.42,{"v":0.081,"d":"0.0810"},0.13,12.38]
["October",12,"11AM to 12PM",11,"October 12, 2019 11:00","2019-10-12T11:00:00",30.9,28.5,{"v":25,"d":"25.0"},19.2,10.37,0.0803,0.13,12.49]
["October",12,"5PM to 6PM",17,"October 12, 2019 17:00","2019-10-12T17:00:00",{"v":32,"d":"32.0"},{"v":32,"d":"32.0"},{"v":32,"d":"32.0"},26.7,11.78,0.0801,0.18,12.53]
["October",12,"6PM to 7PM",18,"October 12, 2019 18:00","2019-10-12T18:00:00",{"v":32,"d":"32.0"},31.5,30.9,25.4,11.58,0.0801,0.17,12.53]
["October",12,"9PM to 10PM",21,"October 12, 2019 21:00","2019-10-12T21:00:00",30.9,27.7,{"v":23,"d":"23.0"},17.5,10.11,0.0803,0.12,12.48]
["October",13,"12AM to 1AM",0,"October 13, 2019 0:00","2019-10-13",{"v":30,"d":"30.0"},27.9,{"v":25,"d":"25.0"},19.2,10.16,0.0805,0.13,12.46]
["October",13,"4AM to 5AM",4,"October 13, 2019 4:00","2019-10-13T04:00:00",{"v":28,"d":"28.0"},26.5,24.1,18.4,9.56,0.0808,0.12,12.41]
["October",13,"7AM to 8AM",7,"October 13, 2019 7:00","2019-10-13T07:00:00",{"v":25,"d":"25.0"},23.5,{"v":21,"d":"21.0"},15.9,8.43,0.0813,0.11,12.32]
["October",13,"12PM to 1PM",12,"October 13, 2019 12:00","2019-10-13T12:00:00",{"v":32,"d":"32.0"},30.3,{"v":28,"d":"28.0"},22.2,11.09,0.0801,0.15,12.52]
["October",13,"3PM to 4PM",15,"October 13, 2019 15:00","2019-10-13T15:00:00",33.1,30.8,{"v":28,"d":"28.0"},22.2,11.35,0.0799,0.15,12.55]
["October",13,"6PM to 7PM",18,"October 13, 2019 18:00","2019-10-13T18:00:00",{"v":30,"d":"30.0"},28.7,{"v":27,"d":"27.0"},21.1,10.44,0.0804,0.14,12.47]
["October",13,"7PM to 8PM",19,"October 13, 2019 19:00","2019-10-13T19:00:00",{"v":27,"d":"27.0"},26.2,{"v":25,"d":"25.0"},19.2,9.42,{"v":0.081,"d":"0.0810"},0.13,12.38]
["October",13,"10PM to 11PM",22,"October 13, 2019 22:00","2019-10-13T22:00:00",24.1,{"v":23,"d":"23.0"},{"v":21,"d":"21.0"},15.9,8.22,0.0815,0.11,{"v":12.3,"d":"12.30"}]
["October",14,"1AM to 2AM",1,"October 14, 2019 1:00","2019-10-14T01:00:00",21.9,20.6,{"v":18,"d":"18.0"},13.7,7.36,0.0819,0.09,12.24]
["October",14,"5AM to 6AM",5,"October 14, 2019 5:00","2019-10-14T05:00:00",{"v":28,"d":"28.0"},27.6,{"v":27,"d":"27.0"},21.1,9.97,0.0808,0.14,12.42]
["October",14,"8AM to 9AM",8,"October 14, 2019 8:00","2019-10-14T08:00:00",{"v":30,"d":"30.0"},{"v":30,"d":"30.0"},{"v":30,"d":"30.0"},24.3,10.94,0.0804,0.16,12.48]
["October",14,"1PM to 2PM",13,"October 14, 2019 13:00","2019-10-14T13:00:00",{"v":32,"d":"32.0"},30.6,28.9,23.1,11.24,0.0801,0.16,12.52]
["October",14,"4PM to 5PM",16,"October 14, 2019 16:00","2019-10-14T16:00:00",33.1,31.2,28.9,23.1,{"v":11.5,"d":"11.50"},0.0799,0.16,12.55]
["October",14,"7PM to 8PM",19,"October 14, 2019 19:00","2019-10-14T19:00:00",{"v":27,"d":"27.0"},26.6,26.1,20.2,9.57,{"v":0.081,"d":"0.0810"},0.14,12.39]
["October",14,"8PM to 9PM",20,"October 14, 2019 20:00","2019-10-14T20:00:00",{"v":25,"d":"25.0"},24.6,24.1,18.4,8.82,0.0813,0.12,12.33]
["October",14,"11PM to 12AM",23,"October 14, 2019 23:00","2019-10-14T23:00:00",{"v":25,"d":"25.0"},24.6,24.1,18.4,8.82,0.0813,0.12,12.33]
["October",15,"3AM to 4AM",3,"October 15, 2019 3:00","2019-10-15T03:00:00",28.9,28.1,{"v":27,"d":"27.0"},21.1,10.18,0.0806,0.14,12.44]
["October",15,"6AM to 7AM",6,"October 15, 2019 6:00","2019-10-15T06:00:00",{"v":28,"d":"28.0"},27.6,{"v":27,"d":"27.0"},21.1,9.97,0.0808,0.14,12.42]
["October",15,"10AM to 11AM",10,"October 15, 2019 10:00","2019-10-15T10:00:00",28.9,{"v":27,"d":"27.0"},24.1,18.4,9.77,0.0806,0.12,12.43]
["October",15,"2PM to 3PM",14,"October 15, 2019 14:00","2019-10-15T14:00:00",{"v":32,"d":"32.0"},28.4,{"v":23,"d":"23.0"},17.5,10.37,0.0801,0.12,12.51]
["October",15,"5PM to 6PM",17,"October 15, 2019 17:00","2019-10-15T17:00:00",30.9,28.1,24.1,18.4,10.25,0.0803,0.12,12.48]
["October",15,"8PM to 9PM",20,"October 15, 2019 20:00","2019-10-15T20:00:00",26.1,24.5,21.9,16.6,{"v":8.8,"d":"8.80"},0.0811,0.11,12.35]
["October",15,"9PM to 10PM",21,"October 15, 2019 21:00","2019-10-15T21:00:00",{"v":25,"d":"25.0"},23.2,19.9,15.1,8.31,0.0813,{"v":0.1,"d":"0.10"},12.32]
["October",16,"12AM to 1AM",0,"October 16, 2019 0:00","2019-10-16",21.9,21.2,19.9,15.1,7.57,0.0818,{"v":0.1,"d":"0.10"},12.24]
["October",16,"4AM to 5AM",4,"October 16, 2019 4:00","2019-10-16T04:00:00",{"v":18,"d":"18.0"},17.7,17.1,13.1,6.32,0.0825,0.09,12.14]
["October",16,"7AM to 8AM",7,"October 16, 2019 7:00","2019-10-16T07:00:00",17.1,16.5,15.1,11.9,5.92,0.0827,0.08,12.11]
["October",16,"11AM to 12PM",11,"October 16, 2019 11:00","2019-10-16T11:00:00",{"v":27,"d":"27.0"},25.4,{"v":23,"d":"23.0"},17.5,9.15,{"v":0.081,"d":"0.0810"},0.12,12.38]
["October",16,"3PM to 4PM",15,"October 16, 2019 15:00","2019-10-16T15:00:00",{"v":32,"d":"32.0"},28.4,{"v":23,"d":"23.0"},17.5,10.37,0.0801,0.12,12.51]
["October",16,"6PM to 7PM",18,"October 16, 2019 18:00","2019-10-16T18:00:00",{"v":27,"d":"27.0"},25.4,{"v":23,"d":"23.0"},17.5,9.15,{"v":0.081,"d":"0.0810"},0.12,12.38]
["October",16,"9PM to 10PM",21,"October 16, 2019 21:00","2019-10-16T21:00:00",{"v":30,"d":"30.0"},27.2,{"v":23,"d":"23.0"},17.5,9.89,0.0805,0.12,12.46]
["October",16,"10PM to 11PM",22,"October 16, 2019 22:00","2019-10-16T22:00:00",{"v":30,"d":"30.0"},27.9,{"v":25,"d":"25.0"},19.2,10.16,0.0805,0.13,12.46]
["October",17,"1AM to 2AM",1,"October 17, 2019 1:00","2019-10-17T01:00:00",{"v":32,"d":"32.0"},29.1,{"v":25,"d":"25.0"},19.2,10.63,0.0801,0.13,12.51]
["October",17,"5AM to 6AM",5,"October 17, 2019 5:00","2019-10-17T05:00:00",{"v":34,"d":"34.0"},31.3,{"v":28,"d":"28.0"},22.2,11.57,0.0798,0.15,12.57]
["October",17,"8AM to 9AM",8,"October 17, 2019 8:00","2019-10-17T08:00:00",33.1,29.3,24.1,18.4,10.77,{"v":0.08,"d":"0.0800"},0.12,12.54]
["October",17,"12PM to 1PM",12,"October 17, 2019 12:00","2019-10-17T12:00:00",{"v":37,"d":"37.0"},32.9,{"v":27,"d":"27.0"},21.1,12.14,0.0793,0.14,12.65]
["October",17,"4PM to 5PM",16,"October 17, 2019 16:00","2019-10-17T16:00:00",35.1,32.1,{"v":28,"d":"28.0"},22.2,11.83,0.0796,0.15,{"v":12.6,"d":"12.60"}]
["October",17,"7PM to 8PM",19,"October 17, 2019 19:00","2019-10-17T19:00:00",{"v":34,"d":"34.0"},30.2,{"v":25,"d":"25.0"},19.2,11.11,0.0798,0.13,12.56]
["October",17,"8PM to 9PM",20,"October 17, 2019 20:00","2019-10-17T20:00:00",{"v":34,"d":"34.0"},31.3,{"v":28,"d":"28.0"},22.2,11.57,0.0798,0.15,12.57]
["October",17,"11PM to 12AM",23,"October 17, 2019 23:00","2019-10-17T23:00:00",35.1,32.9,{"v":30,"d":"30.0"},24.3,12.16,0.0796,0.16,12.61]
["October",18,"2AM to 3AM",2,"October 18, 2019 2:00","2019-10-18T02:00:00",{"v":36,"d":"36.0"},34.3,{"v":32,"d":"32.0"},26.7,12.74,0.0794,0.18,12.64]
["October",18,"6AM to 7AM",6,"October 18, 2019 6:00","2019-10-18T06:00:00",35.1,34.6,{"v":34,"d":"34.0"},28.9,12.86,0.0796,{"v":0.2,"d":"0.20"},12.62]
["October",18,"9AM to 10AM",9,"October 18, 2019 9:00","2019-10-18T09:00:00",{"v":36,"d":"36.0"},35.1,{"v":34,"d":"34.0"},28.9,13.08,0.0794,{"v":0.2,"d":"0.20"},12.64]
["October",18,"1PM to 2PM",13,"October 18, 2019 13:00","2019-10-18T13:00:00",{"v":41,"d":"41.0"},38.7,{"v":36,"d":"36.0"},31.3,14.66,0.0786,0.21,12.78]
["October",18,"5PM to 6PM",17,{"$f":"A6985&\" \"&B6985&\", \"&$D$5&\" \"&D6985&\":00\"","v":"October 18, 2019 17:00"},{"$f":"DATEVALUE(E6985)+TIMEVALUE(E6985)","v":"2019-10-18T17:00:00"},{"v":36,"d":"36.0"},34.7,33.1,27.9,12.92,0.0794,0.19,12.64]
["October",18,"8PM to 9PM",20,"October 18, 2019 20:00","2019-10-18T20:00:00",{"v":32,"d":"32.0"},30.6,28.9,23.1,11.24,0.0801,0.16,12.52]
["October",18,"9PM to 10PM",21,"October 18, 2019 21:00","2019-10-18T21:00:00",{"v":34,"d":"34.0"},32.7,30.9,25.4,12.06,0.0798,0.17,12.58]
["October",19,"12AM to 1AM",0,"October 19, 2019 0:00","2019-10-19",35.1,34.2,33.1,27.9,{"v":12.7,"d":"12.70"},0.0796,0.19,12.62]
["October",19,"3AM to 4AM",3,"October 19, 2019 3:00","2019-10-19T03:00:00",35.1,33.8,{"v":32,"d":"32.0"},26.7,12.52,0.0796,0.18,12.61]
["October",19,"6AM to 7AM",6,"October 19, 2019 6:00","2019-10-19T06:00:00",{"v":34,"d":"34.0"},32.3,{"v":30,"d":"30.0"},24.3,{"v":11.9,"d":"11.90"},0.0798,0.16,12.58]
["October",19,"11AM to 12PM",11,"October 19, 2019 11:00","2019-10-19T11:00:00",39.9,{"v":37,"d":"37.0"},33.1,27.9,13.88,0.0788,0.19,12.74]
["October",19,"2PM to 3PM",14,"October 19, 2019 14:00","2019-10-19T14:00:00",{"v":43,"d":"43.0"},38.6,33.1,27.9,14.62,0.0783,0.19,12.82]
["October",19,"6PM to 7PM",18,"October 19, 2019 18:00","2019-10-19T18:00:00",{"v":37,"d":"37.0"},35.3,33.1,27.9,13.18,0.0793,0.19,12.67]
["October",19,"9PM to 10PM",21,"October 19, 2019 21:00","2019-10-19T21:00:00",{"v":30,"d":"30.0"},29.2,{"v":28,"d":"28.0"},22.2,10.61,0.0804,0.15,12.47]
["October",19,"10PM to 11PM",22,"October 19, 2019 22:00","2019-10-19T22:00:00",{"v":30,"d":"30.0"},29.2,{"v":28,"d":"28.0"},22.2,10.61,0.0804,0.15,12.47]
["October",20,"1AM to 2AM",1,"October 20, 2019 1:00","2019-10-20T01:00:00",{"v":28,"d":"28.0"},{"v":28,"d":"28.0"},{"v":28,"d":"28.0"},22.2,10.13,0.0808,0.15,12.42]
["October",20,"7AM to 8AM",7,"October 20, 2019 7:00","2019-10-20T07:00:00",{"v":32,"d":"32.0"},{"v":32,"d":"32.0"},{"v":32,"d":"32.0"},26.7,11.78,0.0801,0.18,12.53]
["October",20,"9AM to 10AM",9,"October 20, 2019 9:00","2019-10-20T09:00:00",30.9,30.9,30.9,25.4,11.32,0.0803,0.17,{"v":12.5,"d":"12.50"}]
["October",20,"12PM to 1PM",12,"October 20, 2019 12:00","2019-10-20T12:00:00",{"v":32,"d":"32.0"},31.1,{"v":30,"d":"30.0"},24.3,11.42,0.0801,0.16,12.53]
["October",20,"4PM to 5PM",16,"October 20, 2019 16:00","2019-10-20T16:00:00",33.1,32.2,30.9,25.4,11.84,0.0799,0.17,12.56]
["October",20,"7PM to 8PM",19,"October 20, 2019 19:00","2019-10-20T19:00:00",{"v":32,"d":"32.0"},31.1,{"v":30,"d":"30.0"},24.3,11.42,0.0801,0.16,12.53]
["October",20,"10PM to 11PM",22,"October 20, 2019 22:00","2019-10-20T22:00:00",{"v":32,"d":"32.0"},30.6,28.9,23.1,11.24,0.0801,0.16,12.52]
["October",20,"11PM to 12AM",23,"October 20, 2019 23:00","2019-10-20T23:00:00",30.9,29.7,{"v":28,"d":"28.0"},22.2,10.83,0.0803,0.15,12.49]
["October",21,"2AM to 3AM",2,"October 21, 2019 2:00","2019-10-21T02:00:00",{"v":32,"d":"32.0"},31.5,30.9,25.4,11.58,0.0801,0.17,12.53]
["October",21,"8AM to 9AM",8,"October 21, 2019 8:00","2019-10-21T08:00:00",30.9,30.5,{"v":30,"d":"30.0"},24.3,11.16,0.0803,0.16,{"v":12.5,"d":"12.50"}]
["October",21,"10AM to 11AM",{"$f":"IF(D7049+1>23,0,D7049+1)","v":10},"October 21, 2019 10:00","2019-10-21T10:00:00",{"v":32,"d":"32.0"},31.5,30.9,25.4,11.58,0.0801,0.17,12.53]
["October",21,"1PM to 2PM",13,"October 21, 2019 13:00","2019-10-21T13:00:00",{"v":34,"d":"34.0"},31.3,{"v":28,"d":"28.0"},22.2,11.57,0.0798,0.15,12.57]
["October",21,"5PM to 6PM",17,"October 21, 2019 17:00","2019-10-21T17:00:00",{"v":32,"d":"32.0"},31.5,30.9,25.4,11.58,0.0801,0.17,12.53]
["October",21,"8PM to 9PM",20,"October 21, 2019 20:00","2019-10-21T20:00:00",30.9,30.9,30.9,25.4,11.32,0.0803,0.17,{"v":12.5,"d":"12.50"}]
["October",21,"11PM to 12AM",23,"October 21, 2019 23:00","2019-10-21T23:00:00",{"v":27,"d":"27.0"},26.6,26.1,20.2,9.57,{"v":0.081,"d":"0.0810"},0.14,12.39]
["October",22,"12AM to 1AM",0,"October 22, 2019 0:00","2019-10-22",{"v":27,"d":"27.0"},26.6,26.1,20.2,9.57,{"v":0.081,"d":"0.0810"},0.14,12.39]
["October",22,"5AM to 6AM",5,"October 22, 2019 5:00","2019-10-22T05:00:00",{"v":25,"d":"25.0"},{"v":25,"d":"25.0"},{"v":25,"d":"25.0"},19.2,8.94,0.0813,0.13,12.33]
["October",22,"8AM to 9AM",8,"October 22, 2019 8:00","2019-10-22T08:00:00",26.1,25.3,24.1,18.4,9.08,0.0811,0.12,12.36]
["October",22,"11AM to 12PM",11,"October 22, 2019 11:00","2019-10-22T11:00:00",{"v":25,"d":"25.0"},24.2,{"v":23,"d":"23.0"},17.5,8.68,0.0813,0.12,12.33]
["October",22,"2PM to 3PM",14,"October 22, 2019 14:00","2019-10-22T14:00:00",{"v":25,"d":"25.0"},23.8,21.9,16.6,8.54,0.0813,0.11,12.33]
["October",22,"6PM to 7PM",18,"October 22, 2019 18:00","2019-10-22T18:00:00",24.1,22.6,19.9,15.1,8.09,0.0815,{"v":0.1,"d":"0.10"},{"v":12.3,"d":"12.30"}]
["October",22,"9PM to 10PM",21,"October 22, 2019 21:00","2019-10-22T21:00:00",21.9,20.3,17.1,13.1,7.27,0.0819,0.09,12.24]
["October",23,"12AM to 1AM",0,"October 23, 2019 0:00","2019-10-23",{"v":21,"d":"21.0"},19.4,{"v":16,"d":"16.0"},12.5,6.95,{"v":0.082,"d":"0.0820"},0.08,12.21]
["October",23,"1AM to 2AM",1,"October 23, 2019 1:00","2019-10-23T01:00:00",{"v":21,"d":"21.0"},19.1,15.1,11.9,6.87,{"v":0.082,"d":"0.0820"},0.08,12.21]
["October",23,"6AM to 7AM",6,"October 23, 2019 6:00","2019-10-23T06:00:00",19.9,17.8,12.9,10.7,6.42,0.0822,0.07,12.18]
["October",23,"9AM to 10AM",9,"October 23, 2019 9:00","2019-10-23T09:00:00",19.9,17.8,12.9,10.7,6.42,0.0822,0.07,12.18]
["October",23,"12PM to 1PM",12,"October 23, 2019 12:00","2019-10-23T12:00:00",19.9,17.8,12.9,10.7,6.42,0.0822,0.07,12.18]
["October",23,"3PM to 4PM",15,"October 23, 2019 15:00","2019-10-23T15:00:00",21.9,19.4,{"v":14,"d":"14.0"},11.3,6.99,0.0819,0.08,12.23]
["October",23,"7PM to 8PM",19,"October 23, 2019 19:00","2019-10-23T19:00:00",21.9,19.7,15.1,11.9,7.09,0.0819,0.08,12.24]
["October",23,"10PM to 11PM",22,"October 23, 2019 22:00","2019-10-23T22:00:00",{"v":21,"d":"21.0"},19.1,15.1,11.9,6.87,{"v":0.082,"d":"0.0820"},0.08,12.21]
["October",24,"1AM to 2AM",1,{"$f":"A7113&\" \"&B7113&\", \"&$D$5&\" \"&D7113&\":00\"","v":"October 24, 2019 1:00"},{"$f":"DATEVALUE(E7113)+TIMEVALUE(E7113)","v":"2019-10-24T01:00:00"},21.9,20.6,{"v":18,"d":"18.0"},13.7,7.36,0.0819,0.09,12.24]
["October",24,"3AM to 4AM",3,"October 24, 2019 3:00","2019-10-24T03:00:00",21.9,20.6,{"v":18,"d":"18.0"},13.7,7.36,0.0819,0.09,12.24]
["October",24,"6AM to 7AM",6,"October 24, 2019 6:00","2019-10-24T06:00:00",{"v":23,"d":"23.0"},21.9,19.9,15.1,7.83,0.0817,{"v":0.1,"d":"0.10"},12.27]
["October",24,"10AM to 11AM",10,"October 24, 2019 10:00","2019-10-24T10:00:00",{"v":23,"d":"23.0"},21.9,19.9,15.1,7.83,0.0817,{"v":0.1,"d":"0.10"},12.27]
["October",24,"1PM to 2PM",13,"October 24, 2019 13:00","2019-10-24T13:00:00",26.1,23.8,19.9,15.1,8.57,0.0811,{"v":0.1,"d":"0.10"},12.35]
["October",24,"4PM to 5PM",16,"October 24, 2019 16:00","2019-10-24T16:00:00",{"v":25,"d":"25.0"},22.5,{"v":18,"d":"18.0"},13.7,{"v":8.1,"d":"8.10"},0.0813,0.09,12.32]
["October",24,"8PM to 9PM",20,"October 24, 2019 20:00","2019-10-24T20:00:00",24.1,{"v":22,"d":"22.0"},{"v":18,"d":"18.0"},13.7,7.88,0.0815,0.09,{"v":12.3,"d":"12.30"}]
["October",24,"11PM to 12AM",23,"October 24, 2019 23:00","2019-10-24T23:00:00",21.9,20.9,{"v":19,"d":"19.0"},14.5,7.47,0.0818,{"v":0.1,"d":"0.10"},12.24]
["October",25,"12AM to 1AM",0,"October 25, 2019 0:00","2019-10-25",{"v":21,"d":"21.0"},20.3,{"v":19,"d":"19.0"},14.5,7.26,{"v":0.082,"d":"0.0820"},{"v":0.1,"d":"0.10"},12.22]
["October",25,"4AM to 5AM",4,"October 25, 2019 4:00","2019-10-25T04:00:00",{"v":21,"d":"21.0"},19.7,17.1,13.1,7.05,{"v":0.082,"d":"0.0820"},0.09,12.22]
["October",25,"7AM to 8AM",7,"October 25, 2019 7:00","2019-10-25T07:00:00",19.9,18.4,15.1,11.9,6.61,0.0822,0.08,12.19]
["October",25,"11AM to 12PM",11,"October 25, 2019 11:00","2019-10-25T11:00:00",19.9,18.4,15.1,11.9,6.61,0.0822,0.08,12.19]
["October",25,"2PM to 3PM",14,"October 25, 2019 14:00","2019-10-25T14:00:00",19.9,{"v":19,"d":"19.0"},17.1,13.1,6.79,0.0822,0.09,12.19]
["October",25,"5PM to 6PM",17,"October 25, 2019 17:00","2019-10-25T17:00:00",19.9,18.1,{"v":14,"d":"14.0"},11.3,6.51,0.0822,0.08,12.18]
["October",25,"9PM to 10PM",21,"October 25, 2019 21:00","2019-10-25T21:00:00",17.1,16.1,{"v":14,"d":"14.0"},11.3,5.82,0.0827,0.08,12.11]
["October",26,"12AM to 1AM",0,"October 26, 2019 0:00","2019-10-26",15.1,14.2,{"v":12,"d":"12.0"},10.2,5.18,0.0831,0.07,12.06]
["October",26,"1AM to 2AM",1,"October 26, 2019 1:00","2019-10-26T01:00:00",15.1,14.2,{"v":12,"d":"12.0"},10.2,5.18,0.0831,0.07,12.06]
["October",26,"5AM to 6AM",5,"October 26, 2019 5:00","2019-10-26T05:00:00",{"v":16,"d":"16.0"},15.4,{"v":14,"d":"14.0"},11.3,5.56,0.0829,0.08,12.08]
["October",26,"8AM to 9AM",8,"October 26, 2019 8:00","2019-10-26T08:00:00",{"v":16,"d":"16.0"},15.1,12.9,10.7,5.47,0.0829,0.07,12.08]
["October",26,"12PM to 1PM",12,"October 26, 2019 12:00","2019-10-26T12:00:00",19.9,18.1,{"v":14,"d":"14.0"},11.3,6.51,0.0822,0.08,12.18]
["October",26,"3PM to 4PM",15,"October 26, 2019 15:00","2019-10-26T15:00:00",{"v":23,"d":"23.0"},20.1,{"v":14,"d":"14.0"},11.3,7.25,0.0817,0.08,12.26]
["October",26,"7PM to 8PM",19,"October 26, 2019 19:00","2019-10-26T19:00:00",{"v":18,"d":"18.0"},16.8,{"v":14,"d":"14.0"},11.3,6.04,0.0825,0.08,12.13]
["October",26,"10PM to 11PM",22,"October 26, 2019 22:00","2019-10-26T22:00:00",12.9,12.4,10.9,9.7,4.58,0.0834,0.07,{"v":12,"d":"12.00"}]
["October",27,"1AM to 2AM",1,"October 27, 2019 1:00","2019-10-27T01:00:00",12.9,12.2,{"v":10,"d":"10.0"},9.3,4.52,0.0834,0.06,{"v":12,"d":"12.00"}]
["October",27,"2AM to 3AM",2,"October 27, 2019 2:00","2019-10-27T02:00:00",{"v":12,"d":"12.0"},11.2,{"v":9,"d":"9.0"},8.8,4.22,0.0836,0.06,11.98]
["October",27,"6AM to 7AM",6,"October 27, 2019 6:00","2019-10-27T06:00:00",{"v":14,"d":"14.0"},13.2,10.9,9.7,4.84,0.0833,0.07,12.03]
["October",27,"9AM to 10AM",9,"October 27, 2019 9:00","2019-10-27T09:00:00",{"v":18,"d":"18.0"},17.1,15.1,11.9,6.13,0.0825,0.08,12.14]
["October",27,"1PM to 2PM",13,"October 27, 2019 13:00","2019-10-27T13:00:00",21.9,20.3,17.1,13.1,7.27,0.0819,0.09,12.24]
["October",27,"4PM to 5PM",16,"October 27, 2019 16:00","2019-10-27T16:00:00",{"v":23,"d":"23.0"},20.7,{"v":16,"d":"16.0"},12.5,7.43,0.0817,0.08,12.26]
["October",27,"8PM to 9PM",20,"October 27, 2019 20:00","2019-10-27T20:00:00",21.9,{"v":20,"d":"20.0"},{"v":16,"d":"16.0"},12.5,7.17,0.0819,0.08,12.24]
["October",27,"11PM to 12AM",23,"October 27, 2019 23:00","2019-10-27T23:00:00",{"v":18,"d":"18.0"},16.8,{"v":14,"d":"14.0"},11.3,6.04,0.0825,0.08,12.13]
["October",28,"3AM to 4AM",3,"October 28, 2019 3:00","2019-10-28T03:00:00",{"v":19,"d":"19.0"},18.4,17.1,13.1,6.58,0.0823,0.09,12.17]
["October",28,"4AM to 5AM",4,"October 28, 2019 4:00","2019-10-28T04:00:00",19.9,18.7,{"v":16,"d":"16.0"},12.5,6.69,0.0822,0.08,12.19]
["October",28,"7AM to 8AM",7,"October 28, 2019 7:00","2019-10-28T07:00:00",{"v":21,"d":"21.0"},19.7,17.1,13.1,7.05,{"v":0.082,"d":"0.0820"},0.09,12.22]
["October",28,"10AM to 11AM",10,"October 28, 2019 10:00","2019-10-28T10:00:00",19.9,18.4,15.1,11.9,6.61,0.0822,0.08,12.19]
["October",28,"2PM to 3PM",14,"October 28, 2019 14:00","2019-10-28T14:00:00",24.1,20.1,10.9,9.7,7.27,0.0815,0.07,12.28]
["October",28,"5PM to 6PM",17,"October 28, 2019 17:00","2019-10-28T17:00:00",{"v":21,"d":"21.0"},19.1,15.1,11.9,6.87,{"v":0.082,"d":"0.0820"},0.08,12.21]
["October",28,"9PM to 10PM",21,"October 28, 2019 21:00","2019-10-28T21:00:00",{"v":16,"d":"16.0"},15.4,{"v":14,"d":"14.0"},11.3,5.56,0.0829,0.08,12.08]
["October",29,"12AM to 1AM",0,"October 29, 2019 0:00","2019-10-29",15.1,14.5,12.9,10.7,5.25,0.0831,0.07,12.06]
["October",29,"4AM to 5AM",4,"October 29, 2019 4:00","2019-10-29T04:00:00",{"v":21,"d":"21.0"},20.3,{"v":19,"d":"19.0"},14.5,7.26,{"v":0.082,"d":"0.0820"},{"v":0.1,"d":"0.10"},12.22]
["October",29,"5AM to 6AM",5,"October 29, 2019 5:00","2019-10-29T05:00:00",{"v":21,"d":"21.0"},20.3,{"v":19,"d":"19.0"},14.5,7.26,{"v":0.082,"d":"0.0820"},{"v":0.1,"d":"0.10"},12.22]
["October",29,"8AM to 9AM",8,"October 29, 2019 8:00","2019-10-29T08:00:00",21.9,21.2,19.9,15.1,7.57,0.0818,{"v":0.1,"d":"0.10"},12.24]
["October",29,"12PM to 1PM",12,"October 29, 2019 12:00","2019-10-29T12:00:00",{"v":23,"d":"23.0"},22.6,21.9,16.6,8.06,0.0816,0.11,12.28]
["October",29,"3PM to 4PM",15,"October 29, 2019 15:00","2019-10-29T15:00:00",{"v":23,"d":"23.0"},22.6,21.9,16.6,8.06,0.0816,0.11,12.28]
["October",29,"6PM to 7PM",18,"October 29, 2019 18:00","2019-10-29T18:00:00",{"v":23,"d":"23.0"},22.3,{"v":21,"d":"21.0"},15.9,7.96,0.0817,0.11,12.27]
["October",29,"10PM to 11PM",22,"October 29, 2019 22:00","2019-10-29T22:00:00",21.9,21.6,{"v":21,"d":"21.0"},15.9,{"v":7.7,"d":"7.70"},0.0818,0.11,12.25]
["October",30,"1AM to 2AM",1,"October 30, 2019 1:00","2019-10-30T01:00:00",24.1,23.3,21.9,16.6,8.32,0.0815,0.11,{"v":12.3,"d":"12.30"}]
["October",30,"5AM to 6AM",5,"October 30, 2019 5:00","2019-10-30T05:00:00",24.1,23.3,21.9,16.6,8.32,0.0815,0.11,{"v":12.3,"d":"12.30"}]
["October",30,"6AM to 7AM",6,"October 30, 2019 6:00","2019-10-30T06:00:00",24.1,23.3,21.9,16.6,8.32,0.0815,0.11,{"v":12.3,"d":"12.30"}]
["October",30,"9AM to 10AM",9,"October 30, 2019 9:00","2019-10-30T09:00:00",{"v":25,"d":"25.0"},24.6,24.1,18.4,8.82,0.0813,0.12,12.33]
["October",30,"1PM to 2PM",13,"October 30, 2019 13:00","2019-10-30T13:00:00",28.9,28.6,{"v":28,"d":"28.0"},22.2,10.35,0.0806,0.15,12.44]
["October",30,"4PM to 5PM",16,"October 30, 2019 16:00","2019-10-30T16:00:00",{"v":30,"d":"30.0"},29.2,{"v":28,"d":"28.0"},22.2,10.61,0.0804,0.15,12.47]
["October",30,"7PM to 8PM",19,"October 30, 2019 19:00","2019-10-30T19:00:00",{"v":28,"d":"28.0"},{"v":28,"d":"28.0"},{"v":28,"d":"28.0"},22.2,10.13,0.0808,0.15,12.42]
["October",30,"11PM to 12AM",23,"October 30, 2019 23:00","2019-10-30T23:00:00",{"v":27,"d":"27.0"},{"v":27,"d":"27.0"},{"v":27,"d":"27.0"},21.1,9.71,{"v":0.081,"d":"0.0810"},0.14,12.39]
["October",31,"2AM to 3AM",2,"October 31, 2019 2:00","2019-10-31T02:00:00",26.1,26.1,26.1,20.2,9.35,0.0811,0.14,12.36]
["October",31,"6AM to 7AM",6,"October 31, 2019 6:00","2019-10-31T06:00:00",{"v":25,"d":"25.0"},24.6,24.1,18.4,8.82,0.0813,0.12,12.33]
["October",31,"7AM to 8AM",7,"October 31, 2019 7:00","2019-10-31T07:00:00",{"v":23,"d":"23.0"},{"v":23,"d":"23.0"},{"v":23,"d":"23.0"},17.5,{"v":8.2,"d":"8.20"},0.0816,0.12,12.28]
["October",31,"10AM to 11AM",10,"October 31, 2019 10:00","2019-10-31T10:00:00",24.1,23.7,{"v":23,"d":"23.0"},17.5,8.46,0.0815,0.12,12.31]
["October",31,"2PM to 3PM",14,"October 31, 2019 14:00","2019-10-31T14:00:00",{"v":27,"d":"27.0"},25.4,{"v":23,"d":"23.0"},17.5,9.15,{"v":0.081,"d":"0.0810"},0.12,12.38]
["October",31,"5PM to 6PM",17,"October 31, 2019 17:00","2019-10-31T17:00:00",24.1,21.4,{"v":16,"d":"16.0"},12.5,7.69,0.0815,0.08,12.29]
["October",31,"8PM to 9PM",20,"October 31, 2019 20:00","2019-10-31T20:00:00",21.7,20.6,18.3,{"v":14,"d":"14.0"},7.35,0.0819,0.09,12.24]
["October",31,"11PM to 12AM",23,"October 31, 2019 23:00","2019-10-31T23:00:00",23.2,22.6,21.6,16.3,8.06,0.0816,0.11,12.28]
["November",1,"4AM to 5AM",4,"November 1, 2019 4:00","2019-11-01T04:00:00",{"v":25,"d":"25.0"},23.5,{"v":21,"d":"21.0"},15.9,8.43,0.0813,0.11,12.32]
["November",1,"5AM to 6AM",5,"November 1, 2019 5:00","2019-11-01T05:00:00",24.1,22.2,18.7,14.2,7.96,0.0815,{"v":0.1,"d":"0.10"},{"v":12.3,"d":"12.30"}]
["November",1,"8AM to 9AM",8,"November 1, 2019 8:00","2019-11-01T08:00:00",21.9,{"v":20,"d":"20.0"},{"v":16,"d":"16.0"},12.5,7.17,0.0819,0.08,12.24]
["November",1,"11AM to 12PM",11,"November 1, 2019 11:00","2019-11-01T11:00:00",{"v":21,"d":"21.0"},18.3,{"v":12,"d":"12.0"},10.2,6.61,{"v":0.082,"d":"0.0820"},0.07,12.21]
["November",1,"3PM to 4PM",15,"November 1, 2019 15:00","2019-11-01T15:00:00",22.6,20.5,16.2,12.6,7.36,0.0817,0.09,12.26]
["November",1,"6PM to 7PM",18,"November 1, 2019 18:00","2019-11-01T18:00:00",24.1,22.1,18.3,{"v":14,"d":"14.0"},7.92,0.0815,0.09,{"v":12.3,"d":"12.30"}]
["November",1,"9PM to 10PM",21,"November 1, 2019 21:00","2019-11-01T21:00:00",23.7,22.4,20.1,15.2,8.03,0.0815,{"v":0.1,"d":"0.10"},12.29]
["November",2,"12AM to 1AM",0,"November 2, 2019 0:00","2019-11-02",22.6,21.2,18.5,14.1,7.59,0.0817,{"v":0.1,"d":"0.10"},12.26]
["November",2,"5AM to 6AM",5,"November 2, 2019 5:00","2019-11-02T05:00:00",19.9,{"v":19,"d":"19.0"},17.1,13.1,6.79,0.0822,0.09,12.19]
["November",2,"6AM to 7AM",6,"November 2, 2019 6:00","2019-11-02T06:00:00",20.3,19.3,17.4,13.4,6.92,0.0821,0.09,{"v":12.2,"d":"12.20"}]
["November",2,"9AM to 10AM",9,"November 2, 2019 9:00","2019-11-02T09:00:00",21.7,20.5,{"v":18,"d":"18.0"},13.7,7.32,0.0819,0.09,12.24]
["November",2,"12PM to 1PM",12,"November 2, 2019 12:00","2019-11-02T12:00:00",23.4,21.4,17.6,13.5,7.67,0.0816,0.09,12.28]
["November",2,"4PM to 5PM",16,"November 2, 2019 16:00","2019-11-02T16:00:00",21.4,19.6,15.8,12.4,7.02,{"v":0.082,"d":"0.0820"},0.08,12.22]
["November",2,"7PM to 8PM",19,"November 2, 2019 19:00","2019-11-02T19:00:00",{"v":18,"d":"18.0"},{"v":17,"d":"17.0"},14.9,11.8,6.12,0.0825,0.08,12.14]
["November",2,"9PM to 10PM",21,"November 2, 2019 21:00","2019-11-02T21:00:00",16.3,15.6,13.8,11.2,5.63,0.0828,0.08,12.09]
["November",3,"3AM to 4AM",3,"November 3, 2019 3:00","2019-11-03T03:00:00",{"v":12,"d":"12.0"},11.4,9.7,9.1,4.27,0.0836,0.06,11.98]
["November",3,"6AM to 7AM",6,"November 3, 2019 6:00","2019-11-03T06:00:00",{"v":10,"d":"10.0"},9.6,8.4,8.6,3.71,{"v":0.084,"d":"0.0840"},0.06,11.92]
["November",3,"7AM to 8AM",7,"November 3, 2019 7:00","2019-11-03T07:00:00",{"v":10,"d":"10.0"},9.6,8.4,8.6,3.71,{"v":0.084,"d":"0.0840"},0.06,11.92]
["November",3,"10AM to 11AM",10,"November 3, 2019 10:00","2019-11-03T10:00:00",15.3,14.4,12.4,10.4,5.25,{"v":0.083,"d":"0.0830"},0.07,12.06]
["November",3,"1PM to 2PM",13,"November 3, 2019 13:00","2019-11-03T13:00:00",22.6,20.9,17.4,13.4,7.48,0.0817,0.09,12.26]
["November",3,"5PM to 6PM",17,{"$f":"A7369&\" \"&B7369&\", \"&$D$5&\" \"&D7369&\":00\"","v":"November 3, 2019 17:00"},{"$f":"DATEVALUE(E7369)+TIMEVALUE(E7369)","v":"2019-11-03T17:00:00"},24.1,21.1,15.1,11.9,7.61,0.0815,0.08,12.29]
["November",3,"8PM to 9PM",20,"November 3, 2019 20:00","2019-11-03T20:00:00",24.1,{"v":22,"d":"22.0"},{"v":18,"d":"18.0"},13.7,7.88,0.0815,0.09,{"v":12.3,"d":"12.30"}]
["November",3,"10PM to 11PM",22,"November 3, 2019 22:00","2019-11-03T22:00:00",26.1,24.1,20.8,15.8,8.67,0.0811,0.11,12.35]
["November",4,"4AM to 5AM",4,"November 4, 2019 4:00","2019-11-04T04:00:00",{"v":32,"d":"32.0"},27.6,20.7,15.6,10.08,0.0802,0.11,{"v":12.5,"d":"12.50"}]
["November",4,"7AM to 8AM",7,"November 4, 2019 7:00","2019-11-04T07:00:00",{"v":32,"d":"32.0"},28.6,23.7,18.1,10.46,0.0801,0.12,12.51]
["November",4,"8AM to 9AM",8,"November 4, 2019 8:00","2019-11-04T08:00:00",{"v":32,"d":"32.0"},28.7,24.1,18.4,10.51,0.0801,0.12,12.51]
["November",4,"11AM to 12PM",11,"November 4, 2019 11:00","2019-11-04T11:00:00",{"v":32,"d":"32.0"},{"v":32,"d":"32.0"},{"v":32,"d":"32.0"},26.7,11.78,0.0801,0.18,12.53]
["November",4,"2PM to 3PM",14,"November 4, 2019 14:00","2019-11-04T14:00:00",35.1,32.9,{"v":30,"d":"30.0"},24.3,12.16,0.0796,0.16,12.61]
["November",4,"6PM to 7PM",18,"November 4, 2019 18:00","2019-11-04T18:00:00",34.3,33.4,{"v":32,"d":"32.0"},26.7,12.34,0.0797,0.18,12.59]
["November",4,"11PM to 12AM",23,"November 4, 2019 23:00","2019-11-04T23:00:00",{"v":34,"d":"34.0"},32.7,30.9,25.4,12.06,0.0798,0.17,12.58]
["November",5,"2AM to 3AM",2,"November 5, 2019 2:00","2019-11-05T02:00:00",{"v":34,"d":"34.0"},31.7,28.9,23.1,11.71,0.0798,0.16,12.57]
["November",5,"5AM to 6AM",5,"November 5, 2019 5:00","2019-11-05T05:00:00",33.1,31.2,28.9,23.1,{"v":11.5,"d":"11.50"},0.0799,0.16,12.55]
["November",5,"8AM to 9AM",8,"November 5, 2019 8:00","2019-11-05T08:00:00",35.1,32.9,{"v":30,"d":"30.0"},24.3,12.16,0.0796,0.16,12.61]
["November",5,"9AM to 10AM",9,"November 5, 2019 9:00","2019-11-05T09:00:00",35.1,33.4,31.1,25.6,12.35,0.0796,0.17,12.61]
["November",5,"12PM to 1PM",12,"November 5, 2019 12:00","2019-11-05T12:00:00",35.4,34.4,33.1,27.9,12.79,0.0795,0.19,12.62]
["November",5,"4PM to 5PM",16,"November 5, 2019 16:00","2019-11-05T16:00:00",{"v":34,"d":"34.0"},33.5,32.9,27.7,12.41,0.0798,0.19,12.59]
["November",5,"7PM to 8PM",19,"November 5, 2019 19:00","2019-11-05T19:00:00",32.4,31.9,31.3,25.8,11.73,{"v":0.08,"d":"0.0800"},0.17,12.54]
["November",6,"12AM to 1AM",0,"November 6, 2019 0:00","2019-11-06",26.1,25.4,24.4,18.7,9.13,0.0811,0.13,12.36]
["November",6,"3AM to 4AM",3,"November 6, 2019 3:00","2019-11-06T03:00:00",25.3,24.9,24.3,18.6,8.93,0.0812,0.13,12.34]
["November",6,"6AM to 7AM",6,"November 6, 2019 6:00","2019-11-06T06:00:00",{"v":23,"d":"23.0"},22.3,21.2,16.1,7.98,0.0817,0.11,12.27]
["November",6,"9AM to 10AM",9,{"$f":"A7433&\" \"&B7433&\", \"&$D$5&\" \"&D7433&\":00\"","v":"November 6, 2019 9:00"},{"$f":"DATEVALUE(E7433)+TIMEVALUE(E7433)","v":"2019-11-06T09:00:00"},22.3,21.8,20.8,15.8,7.76,0.0818,0.11,12.26]
["November",6,"10AM to 11AM",{"$f":"IF(D7433+1>23,0,D7433+1)","v":10},"November 6, 2019 10:00","2019-11-06T10:00:00",23.7,23.3,22.6,17.2,8.33,0.0815,0.12,{"v":12.3,"d":"12.30"}]
["November",6,"1PM to 2PM",13,"November 6, 2019 13:00","2019-11-06T13:00:00",28.4,27.6,26.4,20.6,9.97,0.0807,0.14,12.43]
["November",6,"5PM to 6PM",17,"November 6, 2019 17:00","2019-11-06T17:00:00",30.9,28.9,26.1,20.2,10.53,0.0803,0.14,12.49]
["November",6,"9PM to 10PM",21,"November 6, 2019 21:00","2019-11-06T21:00:00",{"v":30,"d":"30.0"},28.4,26.1,20.2,10.31,0.0805,0.14,12.47]
["November",7,"12AM to 1AM",0,"November 7, 2019 0:00","2019-11-07",29.3,{"v":28,"d":"28.0"},26.2,20.4,10.16,0.0806,0.14,12.45]
["November",7,"4AM to 5AM",4,"November 7, 2019 4:00","2019-11-07T04:00:00",24.6,23.7,22.1,16.8,8.48,0.0814,0.11,12.32]
["November",7,"7AM to 8AM",7,"November 7, 2019 7:00","2019-11-07T07:00:00",{"v":21,"d":"21.0"},20.1,18.3,{"v":14,"d":"14.0"},7.18,{"v":0.082,"d":"0.0820"},0.09,12.22]
["November",7,"8AM to 9AM",8,"November 7, 2019 8:00","2019-11-07T08:00:00",19.9,{"v":19,"d":"19.0"},17.1,13.1,6.79,0.0822,0.09,12.19]
["November",7,"11AM to 12PM",11,"November 7, 2019 11:00","2019-11-07T11:00:00",{"v":18,"d":"18.0"},17.3,{"v":16,"d":"16.0"},12.5,6.21,0.0825,0.08,12.14]
["November",7,"2PM to 3PM",14,"November 7, 2019 14:00","2019-11-07T14:00:00",{"v":19,"d":"19.0"},18.1,{"v":16,"d":"16.0"},12.5,6.47,0.0824,0.08,12.16]
["November",7,"6PM to 7PM",18,"November 7, 2019 18:00","2019-11-07T18:00:00",19.9,19.1,17.2,13.3,6.81,0.0822,0.09,12.19]
["November",7,"10PM to 11PM",22,"November 7, 2019 22:00","2019-11-07T22:00:00",21.9,{"v":21,"d":"21.0"},19.2,14.6,7.49,0.0818,{"v":0.1,"d":"0.10"},12.24]
["November",8,"1AM to 2AM",1,"November 8, 2019 1:00","2019-11-08T01:00:00",{"v":25,"d":"25.0"},24.2,{"v":23,"d":"23.0"},17.5,8.68,0.0813,0.12,12.33]
["November",8,"5AM to 6AM",5,"November 8, 2019 5:00","2019-11-08T05:00:00",{"v":25,"d":"25.0"},24.6,24.1,18.4,8.82,0.0813,0.12,12.33]
["November",8,"8AM to 9AM",8,"November 8, 2019 8:00","2019-11-08T08:00:00",{"v":25,"d":"25.0"},24.6,24.1,18.4,8.82,0.0813,0.12,12.33]
["November",8,"9AM to 10AM",9,"November 8, 2019 9:00","2019-11-08T09:00:00",{"v":25,"d":"25.0"},24.2,{"v":23,"d":"23.0"},17.5,8.68,0.0813,0.12,12.33]
["November",8,"12PM to 1PM",12,"November 8, 2019 12:00","2019-11-08T12:00:00",25.3,23.8,21.2,16.1,8.54,0.0813,0.11,12.33]
["November",8,"3PM to 4PM",15,"November 8, 2019 15:00","2019-11-08T15:00:00",24.6,23.4,21.2,16.1,8.37,0.0814,0.11,12.32]
["November",8,"7PM to 8PM",19,"November 8, 2019 19:00","2019-11-08T19:00:00",18.7,{"v":18,"d":"18.0"},16.5,12.8,6.44,0.0824,0.09,12.16]
["November",8,"11PM to 12AM",23,"November 8, 2019 23:00","2019-11-08T23:00:00",15.1,14.5,12.9,10.7,5.25,0.0831,0.07,12.06]
["November",9,"2AM to 3AM",{"$f":"IF(D7497+1>23,0,D7497+1)","v":2},"November 9, 2019 2:00","2019-11-09T02:00:00",15.1,14.5,12.9,10.7,5.25,0.0831,0.07,12.06]
["November",9,"6AM to 7AM",6,"November 9, 2019 6:00","2019-11-09T06:00:00",14.9,14.4,13.3,10.9,5.24,0.0831,0.07,12.05]
["November",9,"9AM to 10AM",9,"November 9, 2019 9:00","2019-11-09T09:00:00",{"v":14,"d":"14.0"},13.5,12.4,10.4,4.95,0.0832,0.07,12.03]
["November",9,"10AM to 11AM",10,"November 9, 2019 10:00","2019-11-09T10:00:00",14.9,14.4,13.3,10.9,5.24,0.0831,0.07,12.05]
["November",9,"1PM to 2PM",13,"November 9, 2019 13:00","2019-11-09T13:00:00",17.2,16.5,14.9,11.8,5.94,0.0827,0.08,12.12]
["November",9,"4PM to 5PM",16,"November 9, 2019 16:00","2019-11-09T16:00:00",17.4,16.3,13.6,11.1,5.88,0.0826,0.08,12.12]
["November",9,"8PM to 9PM",20,"November 9, 2019 20:00","2019-11-09T20:00:00",12.9,12.4,10.9,9.7,4.58,0.0834,0.07,{"v":12,"d":"12.00"}]
["November",10,"12AM to 1AM",0,"November 10, 2019 0:00","2019-11-10",{"v":16,"d":"16.0"},15.5,14.4,11.5,5.59,0.0829,0.08,12.08]
["November",10,"4AM to 5AM",4,"November 10, 2019 4:00","2019-11-10T04:00:00",18.7,18.1,16.9,{"v":13,"d":"13.0"},6.47,0.0824,0.09,12.16]
["November",10,"7AM to 8AM",7,"November 10, 2019 7:00","2019-11-10T07:00:00",21.7,21.4,20.7,15.6,7.61,0.0819,0.11,12.24]
["November",10,"10AM to 11AM",10,"November 10, 2019 10:00","2019-11-10T10:00:00",29.7,29.6,29.5,23.7,10.76,0.0805,0.16,12.47]
["November",10,"11AM to 12PM",11,"November 10, 2019 11:00","2019-11-10T11:00:00",33.1,33.1,33.1,27.9,12.22,0.0799,0.19,12.57]
["November",10,"2PM to 3PM",14,"November 10, 2019 14:00","2019-11-10T14:00:00",26.1,25.6,{"v":25,"d":"25.0"},19.2,{"v":9.2,"d":"9.20"},0.0811,0.13,12.36]
["November",10,"5PM to 6PM",17,"November 10, 2019 17:00","2019-11-10T17:00:00",{"v":14,"d":"14.0"},13.5,{"v":12,"d":"12.0"},10.2,4.92,0.0832,0.07,12.03]
["November",10,"10PM to 11PM",22,"November 10, 2019 22:00","2019-11-10T22:00:00",13.6,13.1,11.7,10.1,4.81,0.0833,0.07,12.02]
["November",11,"1AM to 2AM",1,"November 11, 2019 1:00","2019-11-11T01:00:00",14.7,14.3,13.1,10.8,5.18,0.0831,0.07,12.05]
["November",11,"5AM to 6AM",5,"November 11, 2019 5:00","2019-11-11T05:00:00",15.1,14.5,12.9,10.7,5.25,0.0831,0.07,12.06]
["November",11,"8AM to 9AM",8,"November 11, 2019 8:00","2019-11-11T08:00:00",10.9,10.2,8.1,8.4,{"v":3.9,"d":"3.90"},0.0838,0.06,11.95]
["November",11,"11AM to 12PM",11,"November 11, 2019 11:00","2019-11-11T11:00:00",12.9,12.4,10.9,9.7,4.58,0.0834,0.07,{"v":12,"d":"12.00"}]
["November",11,"12PM to 1PM",12,"November 11, 2019 12:00","2019-11-11T12:00:00",14.5,14.1,12.9,10.7,5.12,0.0831,0.07,12.05]
["November",11,"3PM to 4PM",15,"November 11, 2019 15:00","2019-11-11T15:00:00",{"v":18,"d":"18.0"},17.3,{"v":16,"d":"16.0"},12.5,6.21,0.0825,0.08,12.14]
["November",11,"6PM to 7PM",{"$f":"IF(D7561+1>23,0,D7561+1)","v":18},"November 11, 2019 18:00","2019-11-11T18:00:00",17.1,16.4,14.7,11.7,5.88,0.0827,0.08,12.11]
["November",11,"11PM to 12AM",23,"November 11, 2019 23:00","2019-11-11T23:00:00",15.1,14.5,12.9,10.7,5.25,0.0831,0.07,12.06]
["November",12,"2AM to 3AM",2,"November 12, 2019 2:00","2019-11-12T02:00:00",12.9,12.2,{"v":10,"d":"10.0"},9.3,4.52,0.0834,0.06,{"v":12,"d":"12.00"}]
["November",12,"6AM to 7AM",6,"November 12, 2019 6:00","2019-11-12T06:00:00",{"v":12,"d":"12.0"},11.6,10.2,9.4,4.31,0.0836,0.06,11.98]
["November",12,"9AM to 10AM",9,"November 12, 2019 9:00","2019-11-12T09:00:00",11.3,10.7,8.8,8.7,4.04,0.0837,0.06,11.96]
["November",12,"12PM to 1PM",12,"November 12, 2019 12:00","2019-11-12T12:00:00",11.7,10.8,8.2,8.5,4.09,0.0837,0.06,11.97]
["November",12,"1PM to 2PM",13,"November 12, 2019 13:00","2019-11-12T13:00:00",13.5,12.4,9.3,8.9,{"v":4.6,"d":"4.60"},0.0834,0.06,12.01]
["November",12,"7PM to 8PM",19,"November 12, 2019 19:00","2019-11-12T19:00:00",7.3,6.8,4.6,7.1,2.83,0.0845,0.05,11.85]
["November",12,"9PM to 10PM",21,"November 12, 2019 21:00","2019-11-12T21:00:00",6.8,6.2,4.1,6.9,2.68,0.0846,0.05,11.84]
["November",13,"12AM to 1AM",0,"November 13, 2019 0:00","2019-11-13",10.4,9.6,7.2,{"v":8,"d":"8.0"},3.72,0.0839,0.05,11.93]
["November",13,"3AM to 4AM",3,"November 13, 2019 3:00","2019-11-13T03:00:00",17.8,16.4,13.3,10.9,5.93,0.0826,0.07,12.13]
["November",13,"7AM to 8AM",7,"November 13, 2019 7:00","2019-11-13T07:00:00",26.4,24.5,21.4,16.2,8.82,0.0811,0.11,12.36]
["November",13,"10AM to 11AM",10,"November 13, 2019 10:00","2019-11-13T10:00:00",30.7,29.3,27.3,21.5,10.67,0.0803,0.15,12.49]
["November",13,"1PM to 2PM",13,"November 13, 2019 13:00","2019-11-13T13:00:00",33.3,31.7,29.8,24.1,11.69,0.0799,0.16,12.56]
["November",13,"2PM to 3PM",14,"November 13, 2019 14:00","2019-11-13T14:00:00",{"v":34,"d":"34.0"},32.3,{"v":30,"d":"30.0"},24.3,{"v":11.9,"d":"11.90"},0.0798,0.16,12.58]
["November",13,"8PM to 9PM",20,"November 13, 2019 20:00","2019-11-13T20:00:00",{"v":30,"d":"30.0"},29.2,{"v":28,"d":"28.0"},22.2,10.61,0.0804,0.15,12.47]
["November",13,"10PM to 11PM",22,"November 13, 2019 22:00","2019-11-13T22:00:00",28.8,27.5,25.7,19.9,9.95,0.0807,0.13,12.43]
["November",14,"1AM to 2AM",1,"November 14, 2019 1:00","2019-11-14T01:00:00",{"v":28,"d":"28.0"},27.3,26.2,20.4,9.86,0.0808,0.14,12.42]
["November",14,"4AM to 5AM",4,"November 14, 2019 4:00","2019-11-14T04:00:00",{"v":30,"d":"30.0"},29.9,29.8,24.1,10.91,0.0804,0.16,12.48]
["November",14,"8AM to 9AM",8,"November 14, 2019 8:00","2019-11-14T08:00:00",{"v":28,"d":"28.0"},26.8,{"v":25,"d":"25.0"},19.2,9.68,0.0808,0.13,12.41]
["November",14,"11AM to 12PM",11,"November 14, 2019 11:00","2019-11-14T11:00:00",28.9,27.3,{"v":25,"d":"25.0"},19.2,{"v":9.9,"d":"9.90"},0.0806,0.13,12.44]
["November",14,"12PM to 1PM",12,"November 14, 2019 12:00","2019-11-14T12:00:00",30.6,28.9,26.6,20.7,10.52,0.0804,0.14,12.48]
["November",14,"5PM to 6PM",17,"November 14, 2019 17:00","2019-11-14T17:00:00",33.1,33.1,33.1,27.9,12.22,0.0799,0.19,12.57]
["November",14,"7PM to 8PM",19,"November 14, 2019 19:00","2019-11-14T19:00:00",30.4,29.7,28.8,{"v":23,"d":"23.0"},10.82,0.0804,0.16,12.48]
["November",14,"11PM to 12AM",23,"November 14, 2019 23:00","2019-11-14T23:00:00",{"v":23,"d":"23.0"},22.3,{"v":21,"d":"21.0"},15.9,7.96,0.0817,0.11,12.27]
["November",15,"2AM to 3AM",2,"November 15, 2019 2:00","2019-11-15T02:00:00",{"v":28,"d":"28.0"},27.2,26.1,20.2,9.83,0.0808,0.14,12.41]
["November",15,"5AM to 6AM",5,"November 15, 2019 5:00","2019-11-15T05:00:00",28.9,28.1,{"v":27,"d":"27.0"},21.1,10.18,0.0806,0.14,12.44]
["November",15,"9AM to 10AM",9,"November 15, 2019 9:00","2019-11-15T09:00:00",29.7,29.6,29.5,23.7,10.76,0.0805,0.16,12.47]
["November",15,"12PM to 1PM",12,"November 15, 2019 12:00","2019-11-15T12:00:00",31.6,31.1,30.6,{"v":25,"d":"25.0"},11.43,0.0802,0.17,12.52]
["November",15,"1PM to 2PM",13,"November 15, 2019 13:00","2019-11-15T13:00:00",32.4,31.6,30.7,25.2,11.63,{"v":0.08,"d":"0.0800"},0.17,12.54]
["November",15,"6PM to 7PM",18,"November 15, 2019 18:00","2019-11-15T18:00:00",31.6,31.6,31.5,{"v":26,"d":"26.0"},11.59,0.0801,0.18,12.52]
["November",15,"8PM to 9PM",20,"November 15, 2019 20:00","2019-11-15T20:00:00",30.9,30.5,{"v":30,"d":"30.0"},24.3,11.16,0.0803,0.16,{"v":12.5,"d":"12.50"}]
["November",16,"12AM to 1AM",0,"November 16, 2019 0:00","2019-11-16",23.7,23.7,23.7,18.1,8.47,0.0815,0.12,{"v":12.3,"d":"12.30"}]
["November",16,"3AM to 4AM",3,"November 16, 2019 3:00","2019-11-16T03:00:00",16.7,16.5,16.2,12.6,5.93,0.0828,0.09,12.11]
["November",16,"6AM to 7AM",6,"November 16, 2019 6:00","2019-11-16T06:00:00",15.6,15.1,{"v":14,"d":"14.0"},11.3,5.47,{"v":0.083,"d":"0.0830"},0.08,12.07]
["November",16,"10AM to 11AM",10,"November 16, 2019 10:00","2019-11-16T10:00:00",16.3,15.9,14.7,11.7,5.71,0.0828,0.08,12.09]
["November",16,"1PM to 2PM",13,"November 16, 2019 13:00","2019-11-16T13:00:00",19.8,19.4,18.7,14.2,6.92,0.0822,{"v":0.1,"d":"0.10"},12.19]
["November",16,"3PM to 4PM",15,"November 16, 2019 15:00","2019-11-16T15:00:00",21.7,21.4,20.8,15.8,7.63,0.0819,0.11,12.24]
["November",16,"6PM to 7PM",18,"November 16, 2019 18:00","2019-11-16T18:00:00",21.9,21.5,20.8,15.8,7.68,0.0818,0.11,12.25]
["November",16,"9PM to 10PM",21,"November 16, 2019 21:00","2019-11-16T21:00:00",{"v":19,"d":"19.0"},18.5,17.2,13.3,{"v":6.6,"d":"6.60"},0.0823,0.09,12.17]
["November",17,"1AM to 2AM",1,{"$f":"A7689&\" \"&B7689&\", \"&$D$5&\" \"&D7689&\":00\"","v":"November 17, 2019 1:00"},{"$f":"DATEVALUE(E7689)+TIMEVALUE(E7689)","v":"2019-11-17T01:00:00"},17.6,17.1,{"v":16,"d":"16.0"},12.5,6.13,0.0826,0.08,12.13]
["November",17,"4AM to 5AM",4,"November 17, 2019 4:00","2019-11-17T04:00:00",17.4,16.9,15.8,12.4,6.07,0.0826,0.08,12.12]
["November",17,"8AM to 9AM",8,"November 17, 2019 8:00","2019-11-17T08:00:00",{"v":19,"d":"19.0"},18.7,{"v":18,"d":"18.0"},13.7,6.67,0.0823,0.09,12.17]
["November",17,"11AM to 12PM",11,"November 17, 2019 11:00","2019-11-17T11:00:00",21.9,21.2,19.9,15.1,7.57,0.0818,{"v":0.1,"d":"0.10"},12.24]
["November",17,"2PM to 3PM",14,"November 17, 2019 14:00","2019-11-17T14:00:00",19.9,19.3,{"v":18,"d":"18.0"},13.7,6.88,0.0822,0.09,12.19]
["November",17,"4PM to 5PM",16,"November 17, 2019 16:00","2019-11-17T16:00:00",19.9,19.6,18.9,14.3,6.98,0.0822,{"v":0.1,"d":"0.10"},12.19]
["November",17,"7PM to 8PM",19,"November 17, 2019 19:00","2019-11-17T19:00:00",19.4,18.9,{"v":18,"d":"18.0"},13.7,6.75,0.0823,0.09,12.18]
["November",17,"10PM to 11PM",22,"November 17, 2019 22:00","2019-11-17T22:00:00",{"v":21,"d":"21.0"},20.4,19.2,14.6,7.28,{"v":0.082,"d":"0.0820"},{"v":0.1,"d":"0.10"},12.22]
["November",18,"2AM to 3AM",2,"November 18, 2019 2:00","2019-11-18T02:00:00",{"v":23,"d":"23.0"},21.9,19.9,15.1,7.83,0.0817,{"v":0.1,"d":"0.10"},12.27]
["November",18,"5AM to 6AM",5,"November 18, 2019 5:00","2019-11-18T05:00:00",21.9,21.2,19.9,15.1,7.57,0.0818,{"v":0.1,"d":"0.10"},12.24]
["November",18,"9AM to 10AM",9,"November 18, 2019 9:00","2019-11-18T09:00:00",24.3,{"v":24,"d":"24.0"},23.5,{"v":18,"d":"18.0"},8.57,0.0814,0.12,12.31]
["November",18,"12PM to 1PM",12,"November 18, 2019 12:00","2019-11-18T12:00:00",27.7,27.6,27.5,21.6,9.96,0.0808,0.15,12.41]
["November",18,"1PM to 2PM",13,"November 18, 2019 13:00","2019-11-18T13:00:00",28.2,27.9,27.5,21.6,10.09,0.0807,0.15,12.42]
["November",18,"5PM to 6PM",17,"November 18, 2019 17:00","2019-11-18T17:00:00",{"v":25,"d":"25.0"},24.2,{"v":23,"d":"23.0"},17.5,8.68,0.0813,0.12,12.33]
["November",18,"8PM to 9PM",20,"November 18, 2019 20:00","2019-11-18T20:00:00",21.9,21.6,{"v":21,"d":"21.0"},15.9,{"v":7.7,"d":"7.70"},0.0818,0.11,12.25]
["November",18,"11PM to 12AM",23,"November 18, 2019 23:00","2019-11-18T23:00:00",19.9,19.6,{"v":19,"d":"19.0"},14.5,{"v":7,"d":"7.00"},0.0822,{"v":0.1,"d":"0.10"},12.19]
["November",19,"3AM to 4AM",3,"November 19, 2019 3:00","2019-11-19T03:00:00",{"v":18,"d":"18.0"},17.4,16.3,12.7,6.25,0.0825,0.09,12.14]
["November",19,"6AM to 7AM",6,"November 19, 2019 6:00","2019-11-19T06:00:00",19.2,18.6,17.4,13.4,6.66,0.0823,0.09,12.17]
["November",19,"10AM to 11AM",10,"November 19, 2019 10:00","2019-11-19T10:00:00",23.4,23.1,22.6,17.2,8.24,0.0816,0.12,12.29]
["November",19,"1PM to 2PM",13,"November 19, 2019 13:00","2019-11-19T13:00:00",24.6,24.6,24.6,18.9,{"v":8.8,"d":"8.80"},0.0814,0.13,12.32]
["November",19,"2PM to 3PM",14,"November 19, 2019 14:00","2019-11-19T14:00:00",{"v":25,"d":"25.0"},{"v":25,"d":"25.0"},{"v":25,"d":"25.0"},19.2,8.94,0.0813,0.13,12.33]
["November",19,"6PM to 7PM",{"$f":"IF(D7753+1>23,0,D7753+1)","v":18},"November 19, 2019 18:00","2019-11-19T18:00:00",{"v":25,"d":"25.0"},{"v":25,"d":"25.0"},{"v":25,"d":"25.0"},19.2,8.94,0.0813,0.13,12.33]
["November",19,"9PM to 10PM",21,"November 19, 2019 21:00","2019-11-19T21:00:00",21.9,21.9,21.9,16.6,{"v":7.8,"d":"7.80"},0.0818,0.11,12.25]
["November",20,"1AM to 2AM",1,"November 20, 2019 1:00","2019-11-20T01:00:00",19.4,{"v":19,"d":"19.0"},18.3,{"v":14,"d":"14.0"},6.79,0.0823,0.09,12.18]
["November",20,"4AM to 5AM",4,"November 20, 2019 4:00","2019-11-20T04:00:00",18.3,17.7,16.5,12.8,6.35,0.0825,0.09,12.15]
["November",20,"7AM to 8AM",7,"November 20, 2019 7:00","2019-11-20T07:00:00",17.4,16.5,14.5,11.6,5.95,0.0826,0.08,12.12]
["November",20,"11AM to 12PM",11,"November 20, 2019 11:00","2019-11-20T11:00:00",15.1,14.5,12.9,10.7,5.25,0.0831,0.07,12.06]
["November",20,"3PM to 4PM",15,"November 20, 2019 15:00","2019-11-20T15:00:00",19.6,18.2,15.3,{"v":12,"d":"12.0"},6.54,0.0823,0.08,12.18]
["November",20,"6PM to 7PM",18,"November 20, 2019 18:00","2019-11-20T18:00:00",16.3,15.3,12.6,10.5,5.53,0.0828,0.07,12.09]
["November",20,"7PM to 8PM",19,"November 20, 2019 19:00","2019-11-20T19:00:00",13.6,12.8,10.6,9.5,4.73,0.0833,0.06,12.02]
["November",20,"10PM to 11PM",22,"November 20, 2019 22:00","2019-11-20T22:00:00",7.7,7.1,{"v":5,"d":"5.0"},7.2,2.94,0.0844,0.05,11.86]
["November",21,"2AM to 3AM",2,"November 21, 2019 2:00","2019-11-21T02:00:00",{"v":3,"d":"3.0"},{"v":2,"d":"2.0"},-2.9,4.8,1.45,0.0853,0.03,11.74]
["November",21,"5AM to 6AM",5,"November 21, 2019 5:00","2019-11-21T05:00:00",-2.9,-3.5,-7.1,3.8,-0.12,0.0864,0.03,11.58]
["November",21,"8AM to 9AM",8,"November 21, 2019 8:00","2019-11-21T08:00:00",-7.1,-7.5,{"v":-11,"d":"-11.0"},3.1,-1.23,0.0872,0.02,11.48]
["November",21,"12PM to 1PM",12,"November 21, 2019 12:00","2019-11-21T12:00:00",-9.6,-9.6,-9.6,3.3,{"v":-1.8,"d":"-1.80"},0.0877,0.02,11.41]
["November",21,"4PM to 5PM",16,"November 21, 2019 16:00","2019-11-21T16:00:00",{"v":-11,"d":"-11.0"},{"v":-11,"d":"-11.0"},{"v":-11,"d":"-11.0"},3.1,-2.18,0.0879,0.02,11.38]
["November",21,"5PM to 6PM",17,"November 21, 2019 17:00","2019-11-21T17:00:00",-11.9,-11.9,-11.9,2.9,-2.42,0.0881,0.02,11.35]
["November",21,"8PM to 9PM",20,"November 21, 2019 20:00","2019-11-21T20:00:00",-9.9,-10.5,{"v":-15,"d":"-15.0"},2.5,-2.01,0.0877,0.02,{"v":11.4,"d":"11.40"}]
["November",21,"11PM to 12AM",23,"November 21, 2019 23:00","2019-11-21T23:00:00",-0.9,-1.6,-5.1,4.2,0.42,{"v":0.086,"d":"0.0860"},0.03,11.63]
["November",22,"3AM to 4AM",3,"November 22, 2019 3:00","2019-11-22T03:00:00",8.2,7.6,5.4,7.3,3.09,0.0843,0.05,11.88]
["November",22,"6AM to 7AM",6,"November 22, 2019 6:00","2019-11-22T06:00:00",19.4,18.3,{"v":16,"d":"16.0"},12.5,6.56,0.0823,0.08,12.17]
["November",22,"9AM to 10AM",9,{"$f":"A7817&\" \"&B7817&\", \"&$D$5&\" \"&D7817&\":00\"","v":"November 22, 2019 9:00"},{"$f":"DATEVALUE(E7817)+TIMEVALUE(E7817)","v":"2019-11-22T09:00:00"},{"v":25,"d":"25.0"},24.2,{"v":23,"d":"23.0"},17.5,8.68,0.0813,0.12,12.33]
["November",22,"1PM to 2PM",13,"November 22, 2019 13:00","2019-11-22T13:00:00",30.4,29.3,27.9,{"v":22,"d":"22.0"},10.67,0.0804,0.15,12.48]
["November",22,"5PM to 6PM",17,"November 22, 2019 17:00","2019-11-22T17:00:00",{"v":30,"d":"30.0"},29.2,{"v":28,"d":"28.0"},22.2,10.61,0.0804,0.15,12.47]
["November",22,"6PM to 7PM",18,"November 22, 2019 18:00","2019-11-22T18:00:00",28.4,27.6,26.6,20.7,{"v":10,"d":"10.00"},0.0807,0.14,12.43]
["November",22,"9PM to 10PM",21,"November 22, 2019 21:00","2019-11-22T21:00:00",27.3,26.9,26.2,20.4,9.68,0.0809,0.14,{"v":12.4,"d":"12.40"}]
["November",23,"12AM to 1AM",0,"November 23, 2019 0:00","2019-11-23",31.6,31.6,31.5,{"v":26,"d":"26.0"},11.59,0.0801,0.18,12.52]
["November",23,"4AM to 5AM",4,"November 23, 2019 4:00","2019-11-23T04:00:00",31.6,31.2,30.7,25.2,11.46,0.0802,0.17,12.52]
["November",23,"7AM to 8AM",7,"November 23, 2019 7:00","2019-11-23T07:00:00",{"v":32,"d":"32.0"},31.3,30.4,24.8,11.48,0.0801,0.17,12.53]
["November",23,"10AM to 11AM",10,"November 23, 2019 10:00","2019-11-23T10:00:00",31.3,30.5,29.5,23.7,11.15,0.0802,0.16,12.51]
["November",23,"2PM to 3PM",14,"November 23, 2019 14:00","2019-11-23T14:00:00",{"v":32,"d":"32.0"},31.5,30.9,25.4,11.58,0.0801,0.17,12.53]
["November",23,"6PM to 7PM",18,"November 23, 2019 18:00","2019-11-23T18:00:00",{"v":32,"d":"32.0"},31.9,31.8,26.5,11.74,0.0801,0.18,12.53]
["November",23,"7PM to 8PM",19,"November 23, 2019 19:00","2019-11-23T19:00:00",{"v":32,"d":"32.0"},31.7,31.3,25.8,11.64,0.0801,0.17,12.53]
["November",23,"10PM to 11PM",22,"November 23, 2019 22:00","2019-11-23T22:00:00",31.3,30.5,29.7,23.9,11.18,0.0802,0.16,12.51]
["November",24,"1AM to 2AM",1,"November 24, 2019 1:00","2019-11-24T01:00:00",30.4,28.7,26.4,20.6,10.45,0.0804,0.14,12.48]
["November",24,"5AM to 6AM",5,"November 24, 2019 5:00","2019-11-24T05:00:00",28.9,27.7,26.1,20.2,10.05,0.0806,0.14,12.44]
["November",24,"8AM to 9AM",8,"November 24, 2019 8:00","2019-11-24T08:00:00",28.9,27.3,{"v":25,"d":"25.0"},19.2,{"v":9.9,"d":"9.90"},0.0806,0.13,12.44]
["November",24,"11AM to 12PM",11,"November 24, 2019 11:00","2019-11-24T11:00:00",{"v":23,"d":"23.0"},22.3,{"v":21,"d":"21.0"},15.9,7.96,0.0817,0.11,12.27]
["November",24,"4PM to 5PM",16,"November 24, 2019 16:00","2019-11-24T16:00:00",16.3,15.6,13.8,11.2,5.63,0.0828,0.08,12.09]
["November",24,"7PM to 8PM",19,"November 24, 2019 19:00","2019-11-24T19:00:00",12.6,11.9,10.2,9.4,4.44,0.0835,0.06,11.99]
["November",24,"8PM to 9PM",20,"November 24, 2019 20:00","2019-11-24T20:00:00",10.9,10.2,8.1,8.4,{"v":3.9,"d":"3.90"},0.0838,0.06,11.95]
["November",24,"11PM to 12AM",23,"November 24, 2019 23:00","2019-11-24T23:00:00",{"v":10,"d":"10.0"},9.3,{"v":7,"d":"7.0"},7.9,3.62,{"v":0.084,"d":"0.0840"},0.05,11.92]
["November",25,"2AM to 3AM",{"$f":"IF(D7881+1>23,0,D7881+1)","v":2},"November 25, 2019 2:00","2019-11-25T02:00:00",8.1,7.4,{"v":5,"d":"5.0"},7.2,3.03,0.0843,0.05,11.87]
["November",25,"6AM to 7AM",6,"November 25, 2019 6:00","2019-11-25T06:00:00",14.7,14.1,12.4,10.4,5.12,0.0831,0.07,12.05]
["November",25,"9AM to 10AM",9,"November 25, 2019 9:00","2019-11-25T09:00:00",{"v":18,"d":"18.0"},17.4,16.3,12.7,6.25,0.0825,0.09,12.14]
["November",25,"12PM to 1PM",12,"November 25, 2019 12:00","2019-11-25T12:00:00",12.9,12.4,10.9,9.7,4.58,0.0834,0.07,{"v":12,"d":"12.00"}]
["November",25,"5PM to 6PM",17,"November 25, 2019 17:00","2019-11-25T17:00:00",{"v":5,"d":"5.0"},4.4,1.9,6.1,2.13,0.0849,0.04,11.79]
["November",25,"8PM to 9PM",20,"November 25, 2019 20:00","2019-11-25T20:00:00",1.9,1.3,{"v":-2,"d":"-2.0"},{"v":5,"d":"5.0"},1.22,0.0855,0.03,11.71]
["November",25,"9PM to 10PM",21,"November 25, 2019 21:00","2019-11-25T21:00:00",{"v":1,"d":"1.0"},0.4,-2.6,4.8,0.98,0.0856,0.03,11.69]
["November",26,"12AM to 1AM",0,"November 26, 2019 0:00","2019-11-26",-1.7,-2.2,-5.3,4.2,0.24,0.0861,0.03,11.62]
["November",26,"4AM to 5AM",4,"November 26, 2019 4:00","2019-11-26T04:00:00",-4.4,-4.8,-7.8,3.7,-0.49,0.0867,0.02,11.55]
["November",26,"7AM to 8AM",7,"November 26, 2019 7:00","2019-11-26T07:00:00",-5.1,-5.5,-8.5,3.5,-0.69,0.0868,0.02,11.53]
["November",26,"9AM to 10AM",9,"November 26, 2019 9:00","2019-11-26T09:00:00",-4.7,-5.2,-8.3,3.6,-0.59,0.0867,0.02,11.54]
["November",26,"3PM to 4PM",15,"November 26, 2019 15:00","2019-11-26T15:00:00",-3.6,-4.3,-8.3,3.6,-0.34,0.0865,0.02,11.56]
["November",26,"6PM to 7PM",18,"November 26, 2019 18:00","2019-11-26T18:00:00",-5.8,-6.2,-9.2,3.4,-0.88,0.0869,0.02,11.51]
["November",26,"9PM to 10PM",21,"November 26, 2019 21:00","2019-11-26T21:00:00",-6.7,-7.1,-10.3,3.2,-1.13,0.0871,0.02,11.49]
["November",26,"10PM to 11PM",22,"November 26, 2019 22:00","2019-11-26T22:00:00",-6.3,-6.8,-9.9,3.3,-1.03,{"v":0.087,"d":"0.0870"},0.02,{"v":11.5,"d":"11.50"}]
["November",27,"1AM to 2AM",1,"November 27, 2019 1:00","2019-11-27T01:00:00",-6.7,-7.1,-10.3,3.2,-1.13,0.0871,0.02,11.49]
["November",27,"5AM to 6AM",5,"November 27, 2019 5:00","2019-11-27T05:00:00",{"v":-6,"d":"-6.0"},-6.5,-9.9,3.3,-0.94,{"v":0.087,"d":"0.0870"},0.02,{"v":11.5,"d":"11.50"}]
["November",27,"8AM to 9AM",8,"November 27, 2019 8:00","2019-11-27T08:00:00",-7.1,-7.5,{"v":-11,"d":"-11.0"},3.1,-1.23,0.0872,0.02,11.48]
["November",27,"10AM to 11AM",10,"November 27, 2019 10:00","2019-11-27T10:00:00",-7.1,-7.5,-10.7,3.1,-1.22,0.0872,0.02,11.48]
["November",27,"4PM to 5PM",16,"November 27, 2019 16:00","2019-11-27T16:00:00",-4.7,-5.2,-8.1,3.6,-0.59,0.0867,0.02,11.54]
["November",27,"7PM to 8PM",19,"November 27, 2019 19:00","2019-11-27T19:00:00",-5.6,-6.1,-9.8,3.3,-0.85,0.0869,0.02,11.51]
["November",27,"10PM to 11PM",22,"November 27, 2019 22:00","2019-11-27T22:00:00",-6.7,-7.2,-10.5,3.2,-1.13,0.0871,0.02,11.49]
["November",27,"11PM to 12AM",23,"November 27, 2019 23:00","2019-11-27T23:00:00",-7.1,-7.5,{"v":-11,"d":"-11.0"},3.1,-1.23,0.0872,0.02,11.48]
["November",28,"2AM to 3AM",2,"November 28, 2019 2:00","2019-11-28T02:00:00",-7.1,-7.5,{"v":-11,"d":"-11.0"},3.1,-1.23,0.0872,0.02,11.48]
["November",28,"6AM to 7AM",6,"November 28, 2019 6:00","2019-11-28T06:00:00",-9.9,-10.4,-14.3,2.6,{"v":-2,"d":"-2.00"},0.0877,0.02,{"v":11.4,"d":"11.40"}]
["November",28,"11AM to 12PM",11,"November 28, 2019 11:00","2019-11-28T11:00:00",-11.9,-12.3,-16.1,2.3,-2.51,0.0881,0.02,11.35]
["November",28,"1PM to 2PM",13,"November 28, 2019 13:00","2019-11-28T13:00:00",-10.7,-11.1,{"v":-15,"d":"-15.0"},2.5,-2.19,0.0879,0.02,11.38]
["November",28,"5PM to 6PM",17,"November 28, 2019 17:00","2019-11-28T17:00:00",{"v":-13,"d":"-13.0"},-13.4,{"v":-18,"d":"-18.0"},2.1,-2.81,0.0883,0.01,11.32]
["November",28,"8PM to 9PM",20,"November 28, 2019 20:00","2019-11-28T20:00:00",-11.9,-12.4,{"v":-17,"d":"-17.0"},2.2,-2.53,0.0881,0.01,11.35]
["November",28,"9PM to 10PM",21,"November 28, 2019 21:00","2019-11-28T21:00:00",-12.3,-12.7,-16.8,2.2,-2.61,0.0882,0.02,11.34]
["November",29,"12AM to 1AM",0,"November 29, 2019 0:00","2019-11-29",-13.4,-13.8,-17.9,2.1,-2.89,0.0884,0.01,11.31]
["November",29,"3AM to 4AM",3,"November 29, 2019 3:00","2019-11-29T03:00:00",-15.7,{"v":-16,"d":"-16.0"},{"v":-20,"d":"-20.0"},1.9,-3.49,0.0889,0.01,11.25]
["November",29,"7AM to 8AM",7,"November 29, 2019 7:00","2019-11-29T07:00:00",-19.7,{"v":-20,"d":"-20.0"},-24.2,1.5,{"v":-4.5,"d":"-4.50"},0.0897,0.01,11.15]
["November",29,"12PM to 1PM",12,"November 29, 2019 12:00","2019-11-29T12:00:00",-21.3,-21.5,-25.8,1.3,-4.91,{"v":0.09,"d":"0.0900"},0.01,11.11]
["November",29,"2PM to 3PM",14,"November 29, 2019 14:00","2019-11-29T14:00:00",{"v":-20,"d":"-20.0"},-20.3,-25.1,1.4,{"v":-4.6,"d":"-4.60"},0.0898,0.01,11.14]
["November",29,"6PM to 7PM",18,"November 29, 2019 18:00","2019-11-29T18:00:00",-17.7,{"v":-18,"d":"-18.0"},-22.4,1.6,{"v":-4,"d":"-4.00"},0.0893,0.01,{"v":11.2,"d":"11.20"}]
["November",29,"9PM to 10PM",21,"November 29, 2019 21:00","2019-11-29T21:00:00",-16.6,-16.9,-21.1,1.7,-3.72,0.0891,0.01,11.23]
["November",29,"10PM to 11PM",22,"November 29, 2019 22:00","2019-11-29T22:00:00",-16.4,-16.8,-20.9,1.8,-3.68,{"v":0.089,"d":"0.0890"},0.01,11.24]
["November",30,"1AM to 2AM",1,"November 30, 2019 1:00","2019-11-30T01:00:00",-16.6,-16.9,-21.1,1.7,-3.72,0.0891,0.01,11.23]
["November",30,"4AM to 5AM",4,"November 30, 2019 4:00","2019-11-30T04:00:00",-17.7,{"v":-18,"d":"-18.0"},-22.4,1.6,{"v":-4,"d":"-4.00"},0.0893,0.01,{"v":11.2,"d":"11.20"}]
["November",30,"9AM to 10AM",9,{"$f":"A8009&\" \"&B8009&\", \"&$D$5&\" \"&D8009&\":00\"","v":"November 30, 2019 9:00"},{"$f":"DATEVALUE(E8009)+TIMEVALUE(E8009)","v":"2019-11-30T09:00:00"},{"v":-17,"d":"-17.0"},-17.3,-21.6,1.7,-3.82,0.0891,0.01,11.22]
["November",30,"12PM to 1PM",12,"November 30, 2019 12:00","2019-11-30T12:00:00",-16.1,-16.4,-20.6,1.8,-3.58,{"v":0.089,"d":"0.0890"},0.01,11.24]
["November",30,"3PM to 4PM",15,"November 30, 2019 15:00","2019-11-30T15:00:00",-14.8,-15.2,-19.1,1.9,-3.26,0.0887,0.01,11.28]
["November",30,"7PM to 8PM",19,"November 30, 2019 19:00","2019-11-30T19:00:00",-13.7,-14.1,-18.2,2.1,-2.98,0.0885,0.01,{"v":11.3,"d":"11.30"}]
["November",30,"10PM to 11PM",22,"November 30, 2019 22:00","2019-11-30T22:00:00",-9.8,-10.2,-14.3,2.6,-1.96,0.0877,0.02,11.41]
["November",30,"11PM to 12AM",23,"November 30, 2019 23:00","2019-11-30T23:00:00",-8.1,-8.6,-12.6,2.8,-1.53,0.0874,0.02,11.45]
["December",1,"2AM to 3AM",2,"December 1, 2019 2:00","2019-12-01T02:00:00",-1.5,-2.2,-6.2,{"v":4,"d":"4.0"},0.25,0.0861,0.03,11.62]
["December",1,"5AM to 6AM",5,"December 1, 2019 5:00","2019-12-01T05:00:00",2.5,1.4,{"v":-4,"d":"-4.0"},4.5,1.28,0.0854,0.03,11.72]
["December",1,"10AM to 11AM",10,"December 1, 2019 10:00","2019-12-01T10:00:00",{"v":-4,"d":"-4.0"},-4.9,-10.8,3.1,-0.49,0.0866,0.02,11.55]
["December",1,"1PM to 2PM",13,"December 1, 2019 13:00","2019-12-01T13:00:00",-4.7,-5.6,-11.6,{"v":3,"d":"3.0"},-0.68,0.0867,0.02,11.54]
["December",1,"5PM to 6PM",17,"December 1, 2019 17:00","2019-12-01T17:00:00",{"v":-8,"d":"-8.0"},-9.2,{"v":-22,"d":"-22.0"},1.7,-1.66,0.0874,0.01,11.45]
["December",1,"8PM to 9PM",20,"December 1, 2019 20:00","2019-12-01T20:00:00",-9.9,-11.2,{"v":-27,"d":"-27.0"},1.2,{"v":-2.2,"d":"-2.20"},0.0877,0.01,{"v":11.4,"d":"11.40"}]
["December",1,"11PM to 12AM",23,"December 1, 2019 23:00","2019-12-01T23:00:00",-9.9,{"v":-11,"d":"-11.0"},-23.1,1.6,-2.15,0.0877,0.01,{"v":11.4,"d":"11.40"}]
["December",2,"12AM to 1AM",0,"December 2, 2019 0:00","2019-12-02",-10.3,-11.3,-22.7,1.6,-2.23,0.0878,0.01,11.39]
["December",2,"3AM to 4AM",3,"December 2, 2019 3:00","2019-12-02T03:00:00",-13.4,-14.3,-26.1,1.3,-3.01,0.0884,0.01,11.31]
["December",2,"7AM to 8AM",7,"December 2, 2019 7:00","2019-12-02T07:00:00",{"v":-20,"d":"-20.0"},-20.6,-31.2,{"v":1,"d":"1.0"},-4.66,0.0898,0.01,11.14]
["December",2,"11AM to 12PM",11,"December 2, 2019 11:00","2019-12-02T11:00:00",-16.1,-16.8,{"v":-27,"d":"-27.0"},1.2,-3.67,{"v":0.089,"d":"0.0890"},0.01,11.24]
["December",2,"2PM to 3PM",14,"December 2, 2019 14:00","2019-12-02T14:00:00",{"v":-13,"d":"-13.0"},-13.8,-23.1,1.6,-2.89,0.0883,0.01,11.32]
["December",2,"6PM to 7PM",18,"December 2, 2019 18:00","2019-12-02T18:00:00",-16.6,-17.4,-30.5,{"v":1,"d":"1.0"},-3.83,0.0891,0.01,11.23]
["December",2,"9PM to 10PM",21,"December 2, 2019 21:00","2019-12-02T21:00:00",-16.8,-17.6,-31.2,{"v":1,"d":"1.0"},-3.88,0.0891,0.01,11.22]
["December",3,"12AM to 1AM",0,"December 3, 2019 0:00","2019-12-03",-17.3,-18.1,-29.9,{"v":1,"d":"1.0"},{"v":-4,"d":"-4.00"},0.0892,0.01,11.21]
["December",3,"1AM to 2AM",1,{"$f":"A8073&\" \"&B8073&\", \"&$D$5&\" \"&D8073&\":00\"","v":"December 3, 2019 1:00"},{"$f":"DATEVALUE(E8073)+TIMEVALUE(E8073)","v":"2019-12-03T01:00:00"},-16.8,-17.6,-31.2,{"v":1,"d":"1.0"},-3.88,0.0891,0.01,11.22]
["December",3,"4AM to 5AM",4,"December 3, 2019 4:00","2019-12-03T04:00:00",-14.1,{"v":-15,"d":"-15.0"},-27.9,1.2,{"v":-3.2,"d":"-3.20"},0.0886,0.01,11.29]
["December",3,"8AM to 9AM",8,"December 3, 2019 8:00","2019-12-03T08:00:00",-11.9,-12.9,{"v":-24,"d":"-24.0"},1.5,-2.64,0.0881,0.01,11.35]
["December",3,"12PM to 1PM",12,"December 3, 2019 12:00","2019-12-03T12:00:00",-7.6,-8.5,-16.2,2.3,-1.48,0.0873,0.02,11.46]
["December",3,"3PM to 4PM",15,"December 3, 2019 15:00","2019-12-03T15:00:00",-5.4,-6.1,-10.5,3.2,-0.83,0.0869,0.02,11.52]
["December",3,"7PM to 8PM",19,"December 3, 2019 19:00","2019-12-03T19:00:00",0.7,-0.5,-7.2,3.8,0.74,0.0857,0.03,11.67]
["December",3,"10PM to 11PM",22,"December 3, 2019 22:00","2019-12-03T22:00:00",6.1,4.8,-0.6,5.4,2.28,0.0847,0.04,11.82]
["December",4,"1AM to 2AM",1,"December 4, 2019 1:00","2019-12-04T01:00:00",9.3,8.2,4.5,{"v":7,"d":"7.0"},{"v":3.3,"d":"3.30"},0.0841,0.05,{"v":11.9,"d":"11.90"}]
["December",4,"2AM to 3AM",2,"December 4, 2019 2:00","2019-12-04T02:00:00",{"v":10,"d":"10.0"},8.9,{"v":5,"d":"5.0"},7.2,{"v":3.5,"d":"3.50"},{"v":0.084,"d":"0.0840"},0.05,11.92]
["December",4,"5AM to 6AM",5,"December 4, 2019 5:00","2019-12-04T05:00:00",{"v":12,"d":"12.0"},{"v":11,"d":"11.0"},8.1,8.4,4.16,0.0836,0.06,11.97]
["December",4,"10AM to 11AM",10,"December 4, 2019 10:00","2019-12-04T10:00:00",10.6,9.8,7.2,{"v":8,"d":"8.0"},3.76,0.0839,0.05,11.94]
["December",4,"1PM to 2PM",13,"December 4, 2019 13:00","2019-12-04T13:00:00",{"v":9,"d":"9.0"},8.2,5.5,7.4,3.27,0.0842,0.05,11.89]
["December",4,"4PM to 5PM",16,"December 4, 2019 16:00","2019-12-04T16:00:00",6.1,{"v":5,"d":"5.0"},0.3,5.6,2.32,0.0847,0.04,11.82]
["December",4,"8PM to 9PM",20,"December 4, 2019 20:00","2019-12-04T20:00:00",{"v":5,"d":"5.0"},3.7,{"v":-2,"d":"-2.0"},{"v":5,"d":"5.0"},1.96,0.0849,0.03,11.79]
["December",4,"11PM to 12AM",23,"December 4, 2019 23:00","2019-12-04T23:00:00",{"v":5,"d":"5.0"},3.9,-0.9,5.3,{"v":2,"d":"2.00"},0.0849,0.04,11.79]
["December",5,"2AM to 3AM",2,"December 5, 2019 2:00","2019-12-05T02:00:00",8.1,{"v":7,"d":"7.0"},{"v":3,"d":"3.0"},6.5,2.92,0.0843,0.04,11.87]
["December",5,"3AM to 4AM",3,"December 5, 2019 3:00","2019-12-05T03:00:00",8.1,7.1,3.4,6.6,2.94,0.0843,0.04,11.87]
["December",5,"6AM to 7AM",6,"December 5, 2019 6:00","2019-12-05T06:00:00",7.7,6.6,2.7,6.4,2.82,0.0844,0.04,11.86]
["December",5,"11AM to 12PM",11,"December 5, 2019 11:00","2019-12-05T11:00:00",1.9,0.6,-7.1,3.8,1.04,0.0855,0.03,11.71]
["December",5,"2PM to 3PM",14,"December 5, 2019 14:00","2019-12-05T14:00:00",{"v":3,"d":"3.0"},1.7,-5.1,4.2,1.37,0.0853,0.03,11.74]
["December",5,"5PM to 6PM",17,{"$f":"A8137&\" \"&B8137&\", \"&$D$5&\" \"&D8137&\":00\"","v":"December 5, 2019 17:00"},{"$f":"DATEVALUE(E8137)+TIMEVALUE(E8137)","v":"2019-12-05T17:00:00"},{"v":5,"d":"5.0"},3.3,-5.1,4.2,1.84,0.0849,0.03,11.79]
["December",5,"9PM to 10PM",21,"December 5, 2019 21:00","2019-12-05T21:00:00",{"v":5,"d":"5.0"},3.5,-3.5,4.6,{"v":1.9,"d":"1.90"},0.0849,0.03,11.79]
["December",6,"12AM to 1AM",0,"December 6, 2019 0:00","2019-12-06",5.7,4.5,-0.9,5.3,2.17,0.0848,0.04,11.81]
["December",6,"1AM to 2AM",1,"December 6, 2019 1:00","2019-12-06T01:00:00",6.3,5.2,0.7,5.7,2.38,0.0847,0.04,11.82]
["December",6,"7AM to 8AM",7,"December 6, 2019 7:00","2019-12-06T07:00:00",5.7,4.5,-0.9,5.3,2.17,0.0848,0.04,11.81]
["December",6,"8AM to 9AM",8,"December 6, 2019 8:00","2019-12-06T08:00:00",{"v":5,"d":"5.0"},3.7,{"v":-2,"d":"-2.0"},{"v":5,"d":"5.0"},1.96,0.0849,0.03,11.79]
["December",6,"12PM to 1PM",12,"December 6, 2019 12:00","2019-12-06T12:00:00",4.3,{"v":3,"d":"3.0"},-3.3,4.7,1.74,{"v":0.085,"d":"0.0850"},0.03,11.77]
["December",6,"3PM to 4PM",15,"December 6, 2019 15:00","2019-12-06T15:00:00",1.8,0.3,-8.1,3.6,0.97,0.0855,0.02,{"v":11.7,"d":"11.70"}]
["December",6,"6PM to 7PM",18,"December 6, 2019 18:00","2019-12-06T18:00:00",-2.6,{"v":-4,"d":"-4.0"},{"v":-15,"d":"-15.0"},2.5,-0.24,0.0863,0.02,11.59]
["December",6,"10PM to 11PM",22,"December 6, 2019 22:00","2019-12-06T22:00:00",-8.7,-9.8,-21.8,1.7,-1.83,0.0875,0.01,11.43]
["December",7,"1AM to 2AM",1,"December 7, 2019 1:00","2019-12-07T01:00:00",-9.9,-11.1,{"v":-24,"d":"-24.0"},1.5,-2.16,0.0877,0.01,{"v":11.4,"d":"11.40"}]
["December",7,"2AM to 3AM",2,"December 7, 2019 2:00","2019-12-07T02:00:00",-9.9,-11.2,{"v":-26,"d":"-26.0"},1.3,-2.19,0.0877,0.01,{"v":11.4,"d":"11.40"}]
["December",7,"8AM to 9AM",8,"December 7, 2019 8:00","2019-12-07T08:00:00",{"v":-11,"d":"-11.0"},-12.2,{"v":-26,"d":"-26.0"},1.3,-2.45,{"v":0.088,"d":"0.0880"},0.01,11.37]
["December",7,"9AM to 10AM",9,"December 7, 2019 9:00","2019-12-07T09:00:00",-10.7,-11.8,-25.1,1.4,-2.35,0.0879,0.01,11.38]
["December",7,"1PM to 2PM",13,"December 7, 2019 13:00","2019-12-07T13:00:00",-9.4,-10.7,-25.1,1.4,-2.05,0.0876,0.01,11.41]
["December",7,"4PM to 5PM",16,"December 7, 2019 16:00","2019-12-07T16:00:00",-10.3,-11.3,-22.7,1.6,-2.23,0.0878,0.01,11.39]
["December",7,"8PM to 9PM",20,"December 7, 2019 20:00","2019-12-07T20:00:00",{"v":-11,"d":"-11.0"},-12.2,{"v":-27,"d":"-27.0"},1.2,-2.46,{"v":0.088,"d":"0.0880"},0.01,11.37]
["December",7,"11PM to 12AM",23,"December 7, 2019 23:00","2019-12-07T23:00:00",{"v":-11,"d":"-11.0"},-12.2,{"v":-26,"d":"-26.0"},1.3,-2.45,{"v":0.088,"d":"0.0880"},0.01,11.37]
["December",8,"2AM to 3AM",2,"December 8, 2019 2:00","2019-12-08T02:00:00",-9.9,{"v":-11,"d":"-11.0"},{"v":-22,"d":"-22.0"},1.7,-2.14,0.0877,0.01,{"v":11.4,"d":"11.40"}]
["December",8,"5AM to 6AM",5,"December 8, 2019 5:00","2019-12-08T05:00:00",-11.9,-12.9,-25.1,1.4,-2.65,0.0881,0.01,11.35]
["December",8,"7AM to 8AM",7,"December 8, 2019 7:00","2019-12-08T07:00:00",-11.4,-12.3,-22.7,1.6,-2.49,{"v":0.088,"d":"0.0880"},0.01,11.36]
["December",8,"10AM to 11AM",{"$f":"IF(D8201+1>23,0,D8201+1)","v":10},"December 8, 2019 10:00","2019-12-08T10:00:00",-10.3,-11.5,-24.7,1.4,-2.26,0.0878,0.01,11.39]
["December",8,"2PM to 3PM",14,"December 8, 2019 14:00","2019-12-08T14:00:00",{"v":-9,"d":"-9.0"},{"v":-10,"d":"-10.0"},{"v":-20,"d":"-20.0"},1.9,-1.89,0.0876,0.01,11.42]
["December",8,"5PM to 6PM",17,"December 8, 2019 17:00","2019-12-08T17:00:00",{"v":-9,"d":"-9.0"},{"v":-10,"d":"-10.0"},{"v":-20,"d":"-20.0"},1.9,-1.89,0.0876,0.01,11.42]
["December",8,"9PM to 10PM",21,"December 8, 2019 21:00","2019-12-08T21:00:00",-10.3,-11.4,-23.3,1.5,-2.24,0.0878,0.01,11.39]
["December",9,"12AM to 1AM",0,"December 9, 2019 0:00","2019-12-09",-11.4,-12.6,-28.7,1.1,-2.56,{"v":0.088,"d":"0.0880"},0.01,11.36]
["December",9,"3AM to 4AM",3,"December 9, 2019 3:00","2019-12-09T03:00:00",-12.3,-13.4,-27.4,1.2,-2.77,0.0882,0.01,11.34]
["December",9,"6AM to 7AM",6,"December 9, 2019 6:00","2019-12-09T06:00:00",-13.4,-14.2,-25.4,1.4,{"v":-3,"d":"-3.00"},0.0884,0.01,11.31]
["December",9,"8AM to 9AM",8,"December 9, 2019 8:00","2019-12-09T08:00:00",-14.1,{"v":-15,"d":"-15.0"},-27.9,1.2,{"v":-3.2,"d":"-3.20"},0.0886,0.01,11.29]
["December",9,"11AM to 12PM",11,"December 9, 2019 11:00","2019-12-09T11:00:00",-14.1,-15.1,-29.9,{"v":1,"d":"1.0"},-3.22,0.0886,0.01,11.29]
["December",9,"3PM to 4PM",15,"December 9, 2019 15:00","2019-12-09T15:00:00",-13.4,-14.5,-30.6,{"v":1,"d":"1.0"},-3.06,0.0884,0.01,11.31]
["December",9,"6PM to 7PM",18,"December 9, 2019 18:00","2019-12-09T18:00:00",-14.1,-15.2,-32.6,0.9,-3.25,0.0886,0.01,11.29]
["December",9,"10PM to 11PM",22,"December 9, 2019 22:00","2019-12-09T22:00:00",-14.1,{"v":-15,"d":"-15.0"},-26.9,1.2,-3.19,0.0886,0.01,11.29]
["December",10,"1AM to 2AM",1,"December 10, 2019 1:00","2019-12-10T01:00:00",-14.6,-15.4,{"v":-26,"d":"-26.0"},1.3,-3.31,0.0887,0.01,11.28]
["December",10,"3AM to 4AM",3,"December 10, 2019 3:00","2019-12-10T03:00:00",{"v":-15,"d":"-15.0"},-15.8,-27.8,1.2,-3.42,0.0887,0.01,11.27]
["December",10,"6AM to 7AM",6,"December 10, 2019 6:00","2019-12-10T06:00:00",-14.6,-15.6,-30.8,{"v":1,"d":"1.0"},-3.36,0.0887,0.01,11.28]
["December",10,"9AM to 10AM",9,"December 10, 2019 9:00","2019-12-10T09:00:00",-14.4,-15.5,-31.2,{"v":1,"d":"1.0"},-3.32,0.0886,0.01,11.28]
["December",10,"1PM to 2PM",13,"December 10, 2019 13:00","2019-12-10T13:00:00",-15.7,-16.4,-26.5,1.3,-3.58,0.0889,0.01,11.25]
["December",10,"4PM to 5PM",16,"December 10, 2019 16:00","2019-12-10T16:00:00",-17.3,-18.2,{"v":-33,"d":"-33.0"},0.9,-4.03,0.0892,0.01,11.21]
["December",10,"7PM to 8PM",19,"December 10, 2019 19:00","2019-12-10T19:00:00",-19.3,-20.1,-35.1,0.8,-4.52,0.0896,0.01,11.16]
["December",10,"11PM to 12AM",23,"December 10, 2019 23:00","2019-12-10T23:00:00",-20.9,-21.7,{"v":-38,"d":"-38.0"},0.6,-4.93,0.0899,{"v":0,"d":"0.00"},11.12]
["December",11,"12AM to 1AM",0,"December 11, 2019 0:00","2019-12-11",-17.3,-18.2,-32.4,0.9,-4.02,0.0892,0.01,11.21]
["December",11,"4AM to 5AM",4,"December 11, 2019 4:00","2019-12-11T04:00:00",-7.2,-8.3,-18.4,{"v":2,"d":"2.0"},-1.43,0.0872,0.01,11.47]
["December",11,"5AM to 6AM",5,"December 11, 2019 5:00","2019-12-11T05:00:00",{"v":-6,"d":"-6.0"},-7.1,{"v":-17,"d":"-17.0"},2.2,{"v":-1.1,"d":"-1.10"},{"v":0.087,"d":"0.0870"},0.01,{"v":11.5,"d":"11.50"}]
["December",11,"6AM to 7AM",6,"December 11, 2019 6:00","2019-12-11T06:00:00",-4.7,-5.8,-13.7,2.6,-0.73,0.0867,0.02,11.53]
["December",11,"7AM to 8AM",7,"December 11, 2019 7:00","2019-12-11T07:00:00",-3.3,-4.3,-11.2,{"v":3,"d":"3.0"},-0.33,0.0865,0.02,11.57]
["December",11,"8AM to 9AM",8,"December 11, 2019 8:00","2019-12-11T08:00:00",{"v":-2,"d":"-2.0"},-3.1,-9.9,3.3,0.01,0.0862,0.02,{"v":11.6,"d":"11.60"}]
["December",11,"9AM to 10AM",9,"December 11, 2019 9:00","2019-12-11T09:00:00",-0.8,-1.9,-8.9,3.5,0.34,{"v":0.086,"d":"0.0860"},0.02,11.64]
["December",11,"10AM to 11AM",10,"December 11, 2019 10:00","2019-12-11T10:00:00",0.7,-0.6,-8.3,3.6,{"v":0.7,"d":"0.70"},0.0857,0.02,11.67]
["December",11,"11AM to 12PM",11,"December 11, 2019 11:00","2019-12-11T11:00:00",1.9,0.3,{"v":-9,"d":"-9.0"},3.4,0.98,0.0855,0.02,11.71]
["December",11,"12PM to 1PM",12,"December 11, 2019 12:00","2019-12-11T12:00:00",{"v":3,"d":"3.0"},1.8,-4.5,4.4,1.39,0.0853,0.03,11.74]
["December",11,"1PM to 2PM",13,"December 11, 2019 13:00","2019-12-11T13:00:00",3.9,2.9,-1.7,5.1,1.71,0.0851,0.03,11.76]
["December",11,"2PM to 3PM",14,"December 11, 2019 14:00","2019-12-11T14:00:00",{"v":5,"d":"5.0"},4.2,{"v":1,"d":"1.0"},5.9,2.09,0.0849,0.04,11.79]
["December",11,"3PM to 4PM",15,"December 11, 2019 15:00","2019-12-11T15:00:00",6.1,5.2,1.8,6.1,2.38,0.0847,0.04,11.82]
["December",11,"4PM to 5PM",16,"December 11, 2019 16:00","2019-12-11T16:00:00",{"v":7,"d":"7.0"},5.9,1.6,{"v":6,"d":"6.0"},2.59,0.0845,0.04,11.84]
["December",11,"5PM to 6PM",17,"December 11, 2019 17:00","2019-12-11T17:00:00",8.1,6.6,{"v":1,"d":"1.0"},5.9,2.83,0.0843,0.04,11.87]
["December",11,"6PM to 7PM",18,"December 11, 2019 18:00","2019-12-11T18:00:00",9.3,8.1,3.7,6.7,3.26,0.0841,0.05,{"v":11.9,"d":"11.90"}]
["December",11,"7PM to 8PM",19,"December 11, 2019 19:00","2019-12-11T19:00:00",10.8,9.6,5.9,7.5,3.73,0.0838,0.05,11.94]
["December",11,"8PM to 9PM",20,"December 11, 2019 20:00","2019-12-11T20:00:00",{"v":12,"d":"12.0"},10.8,{"v":7,"d":"7.0"},7.9,{"v":4.1,"d":"4.10"},0.0836,0.05,11.97]
["December",11,"9PM to 10PM",21,"December 11, 2019 21:00","2019-12-11T21:00:00",10.9,9.9,6.4,7.7,{"v":3.8,"d":"3.80"},0.0838,0.05,11.95]
["December",11,"10PM to 11PM",22,"December 11, 2019 22:00","2019-12-11T22:00:00",{"v":10,"d":"10.0"},{"v":9,"d":"9.0"},5.7,7.5,3.54,{"v":0.084,"d":"0.0840"},0.05,11.92]
["December",11,"11PM to 12AM",23,"December 11, 2019 23:00","2019-12-11T23:00:00",{"v":9,"d":"9.0"},7.9,3.9,6.8,3.18,0.0842,0.05,11.89]
["December",12,"12AM to 1AM",0,"December 12, 2019 0:00","2019-12-12",9.3,8.3,{"v":5,"d":"5.0"},7.2,3.33,0.0841,0.05,{"v":11.9,"d":"11.90"}]
["December",12,"1AM to 2AM",1,"December 12, 2019 1:00","2019-12-12T01:00:00",9.7,8.7,5.4,7.3,3.44,{"v":0.084,"d":"0.0840"},0.05,11.91]
["December",12,"2AM to 3AM",2,"December 12, 2019 2:00","2019-12-12T02:00:00",{"v":10,"d":"10.0"},8.9,{"v":5,"d":"5.0"},7.2,{"v":3.5,"d":"3.50"},{"v":0.084,"d":"0.0840"},0.05,11.92]
["December",12,"3AM to 4AM",3,"December 12, 2019 3:00","2019-12-12T03:00:00",10.8,9.6,5.9,7.5,3.73,0.0838,0.05,11.94]
["December",12,"4AM to 5AM",4,"December 12, 2019 4:00","2019-12-12T04:00:00",11.3,{"v":10,"d":"10.0"},5.5,7.4,3.84,0.0837,0.05,11.95]
["December",12,"5AM to 6AM",5,"December 12, 2019 5:00","2019-12-12T05:00:00",{"v":12,"d":"12.0"},10.4,{"v":5,"d":"5.0"},7.2,3.98,0.0836,0.05,11.97]
["December",12,"6AM to 7AM",6,"December 12, 2019 6:00","2019-12-12T06:00:00",13.1,11.6,7.2,{"v":8,"d":"8.0"},4.37,0.0834,0.05,{"v":12,"d":"12.00"}]
["December",12,"7AM to 8AM",7,"December 12, 2019 7:00","2019-12-12T07:00:00",{"v":14,"d":"14.0"},12.6,8.4,8.6,4.66,0.0833,0.06,12.03]
["December",12,"8AM to 9AM",8,"December 12, 2019 8:00","2019-12-12T08:00:00",15.1,13.5,{"v":9,"d":"9.0"},8.8,4.96,0.0831,0.06,12.05]
["December",12,"9AM to 10AM",9,"December 12, 2019 9:00","2019-12-12T09:00:00",13.1,11.7,7.3,8.1,4.38,0.0834,0.06,{"v":12,"d":"12.00"}]
["December",12,"10AM to 11AM",10,"December 12, 2019 10:00","2019-12-12T10:00:00",10.9,9.5,4.5,{"v":7,"d":"7.0"},3.69,0.0838,0.05,11.94]
["December",12,"11AM to 12PM",11,"December 12, 2019 11:00","2019-12-12T11:00:00",{"v":9,"d":"9.0"},7.3,{"v":1,"d":"1.0"},5.9,3.04,0.0842,0.04,11.89]
["December",12,"12PM to 1PM",12,"December 12, 2019 12:00","2019-12-12T12:00:00",9.7,8.1,2.5,6.3,3.28,{"v":0.084,"d":"0.0840"},0.04,11.91]
["December",12,"1PM to 2PM",13,"December 12, 2019 13:00","2019-12-12T13:00:00",10.2,8.6,2.7,6.4,3.42,0.0839,0.04,11.92]
["December",12,"2PM to 3PM",14,"December 12, 2019 14:00","2019-12-12T14:00:00",10.9,{"v":9,"d":"9.0"},1.9,6.1,3.56,0.0838,0.04,11.94]
["December",12,"3PM to 4PM",15,"December 12, 2019 15:00","2019-12-12T15:00:00",{"v":10,"d":"10.0"},8.3,2.1,6.2,3.35,{"v":0.084,"d":"0.0840"},0.04,11.92]
["December",12,"4PM to 5PM",16,"December 12, 2019 16:00","2019-12-12T16:00:00",{"v":9,"d":"9.0"},7.3,0.9,5.8,3.03,0.0842,0.04,11.89]
["December",12,"5PM to 6PM",17,"December 12, 2019 17:00","2019-12-12T17:00:00",8.1,6.3,-0.9,5.3,2.74,0.0843,0.04,11.87]
["December",12,"6PM to 7PM",18,"December 12, 2019 18:00","2019-12-12T18:00:00",{"v":10,"d":"10.0"},8.5,2.8,6.4,3.39,{"v":0.084,"d":"0.0840"},0.04,11.92]
["December",12,"7PM to 8PM",19,"December 12, 2019 19:00","2019-12-12T19:00:00",{"v":12,"d":"12.0"},10.4,5.2,7.3,3.99,0.0836,0.05,11.97]
["December",12,"8PM to 9PM",20,"December 12, 2019 20:00","2019-12-12T20:00:00",{"v":14,"d":"14.0"},12.2,{"v":7,"d":"7.0"},7.9,4.57,0.0833,0.05,12.02]
["December",12,"9PM to 10PM",21,"December 12, 2019 21:00","2019-12-12T21:00:00",12.9,11.6,7.7,8.2,4.36,0.0835,0.06,{"v":12,"d":"12.00"}]
["December",12,"10PM to 11PM",22,"December 12, 2019 22:00","2019-12-12T22:00:00",{"v":12,"d":"12.0"},{"v":11,"d":"11.0"},7.9,8.3,4.15,0.0836,0.06,11.97]
["December",12,"11PM to 12AM",23,"December 12, 2019 23:00","2019-12-12T23:00:00",10.9,{"v":10,"d":"10.0"},{"v":7,"d":"7.0"},7.9,3.84,0.0838,0.05,11.95]
["December",13,"12AM to 1AM",0,"December 13, 2019 0:00","2019-12-13",{"v":12,"d":"12.0"},11.2,8.6,8.6,{"v":4.2,"d":"4.20"},0.0836,0.06,11.98]
["December",13,"1AM to 2AM",1,"December 13, 2019 1:00","2019-12-13T01:00:00",12.9,{"v":12,"d":"12.0"},9.5,{"v":9,"d":"9.0"},4.48,0.0834,0.06,{"v":12,"d":"12.00"}]
["December",13,"2AM to 3AM",2,"December 13, 2019 2:00","2019-12-13T02:00:00",{"v":14,"d":"14.0"},12.9,{"v":10,"d":"10.0"},9.3,4.78,0.0833,0.06,12.03]
["December",13,"3AM to 4AM",3,"December 13, 2019 3:00","2019-12-13T03:00:00",15.3,14.3,11.7,10.1,{"v":5.2,"d":"5.20"},{"v":0.083,"d":"0.0830"},0.07,12.06]
["December",13,"4AM to 5AM",4,"December 13, 2019 4:00","2019-12-13T04:00:00",16.7,15.6,13.1,10.8,5.66,0.0828,0.07,{"v":12.1,"d":"12.10"}]
["December",13,"5AM to 6AM",5,"December 13, 2019 5:00","2019-12-13T05:00:00",{"v":18,"d":"18.0"},16.8,{"v":14,"d":"14.0"},11.3,6.04,0.0825,0.08,12.13]
["December",13,"6AM to 7AM",6,"December 13, 2019 6:00","2019-12-13T06:00:00",17.2,16.1,13.5,{"v":11,"d":"11.0"},5.82,0.0827,0.07,12.11]
["December",13,"7AM to 8AM",7,"December 13, 2019 7:00","2019-12-13T07:00:00",16.7,15.6,12.7,10.6,5.63,0.0828,0.07,{"v":12.1,"d":"12.10"}]
["December",13,"8AM to 9AM",8,"December 13, 2019 8:00","2019-12-13T08:00:00",{"v":16,"d":"16.0"},14.6,10.9,9.7,5.32,0.0829,0.07,12.08]
["December",13,"9AM to 10AM",9,"December 13, 2019 9:00","2019-12-13T09:00:00",14.7,13.6,10.8,9.6,{"v":5,"d":"5.00"},0.0831,0.07,12.05]
["December",13,"10AM to 11AM",10,"December 13, 2019 10:00","2019-12-13T10:00:00",13.3,12.3,9.5,{"v":9,"d":"9.0"},4.56,0.0834,0.06,12.01]
["December",13,"11AM to 12PM",11,"December 13, 2019 11:00","2019-12-13T11:00:00",{"v":12,"d":"12.0"},{"v":11,"d":"11.0"},8.1,8.4,4.16,0.0836,0.06,11.97]
["December",13,"12PM to 1PM",12,"December 13, 2019 12:00","2019-12-13T12:00:00",12.4,11.6,9.1,8.9,4.32,0.0835,0.06,11.99]
["December",13,"1PM to 2PM",13,"December 13, 2019 13:00","2019-12-13T13:00:00",12.6,11.9,9.9,9.2,4.42,0.0835,0.06,11.99]
["December",13,"2PM to 3PM",14,"December 13, 2019 14:00","2019-12-13T14:00:00",12.9,12.2,{"v":10,"d":"10.0"},9.3,4.52,0.0834,0.06,{"v":12,"d":"12.00"}]
["December",13,"3PM to 4PM",15,"December 13, 2019 15:00","2019-12-13T15:00:00",12.2,11.3,8.8,8.7,4.26,0.0836,0.06,11.98]
["December",13,"4PM to 5PM",16,"December 13, 2019 16:00","2019-12-13T16:00:00",11.7,10.6,7.5,8.2,4.04,0.0837,0.06,11.96]
["December",13,"5PM to 6PM",17,{"$f":"A8329&\" \"&B8329&\", \"&$D$5&\" \"&D8329&\":00\"","v":"December 13, 2019 17:00"},{"$f":"DATEVALUE(E8329)+TIMEVALUE(E8329)","v":"2019-12-13T17:00:00"},10.9,9.6,{"v":5,"d":"5.0"},7.2,3.72,0.0838,0.05,11.94]
["December",13,"6PM to 7PM",{"$f":"IF(D8329+1>23,0,D8329+1)","v":18},"December 13, 2019 18:00","2019-12-13T18:00:00",10.2,{"v":9,"d":"9.0"},{"v":5,"d":"5.0"},7.2,3.55,0.0839,0.05,11.93]
["December",13,"7PM to 8PM",19,"December 13, 2019 19:00","2019-12-13T19:00:00",9.7,8.5,4.3,6.9,3.38,{"v":0.084,"d":"0.0840"},0.05,11.91]
["December",13,"8PM to 9PM",20,"December 13, 2019 20:00","2019-12-13T20:00:00",{"v":9,"d":"9.0"},7.7,{"v":3,"d":"3.0"},6.5,3.14,0.0842,0.04,11.89]
["December",13,"9PM to 10PM",21,"December 13, 2019 21:00","2019-12-13T21:00:00",9.7,8.5,4.5,{"v":7,"d":"7.0"},3.39,{"v":0.084,"d":"0.0840"},0.05,11.91]
["December",13,"10PM to 11PM",22,"December 13, 2019 22:00","2019-12-13T22:00:00",10.2,9.1,5.5,7.4,3.58,0.0839,0.05,11.93]
["December",13,"11PM to 12AM",23,"December 13, 2019 23:00","2019-12-13T23:00:00",10.9,9.8,6.1,7.6,3.78,0.0838,0.05,11.95]
["December",14,"12AM to 1AM",0,"December 14, 2019 0:00","2019-12-14",10.9,9.8,6.3,7.7,3.79,0.0838,0.05,11.95]
["December",14,"1AM to 2AM",1,"December 14, 2019 1:00","2019-12-14T01:00:00",10.9,9.8,6.1,7.6,3.78,0.0838,0.05,11.95]
["December",14,"2AM to 3AM",2,"December 14, 2019 2:00","2019-12-14T02:00:00",10.9,9.6,{"v":5,"d":"5.0"},7.2,3.72,0.0838,0.05,11.94]
["December",14,"3AM to 4AM",3,"December 14, 2019 3:00","2019-12-14T03:00:00",11.3,10.3,7.2,{"v":8,"d":"8.0"},3.93,0.0837,0.05,11.96]
["December",14,"4AM to 5AM",4,"December 14, 2019 4:00","2019-12-14T04:00:00",11.7,10.8,8.2,8.5,4.09,0.0837,0.06,11.97]
["December",14,"5AM to 6AM",5,"December 14, 2019 5:00","2019-12-14T05:00:00",{"v":12,"d":"12.0"},11.2,{"v":9,"d":"9.0"},8.8,4.22,0.0836,0.06,11.98]
["December",14,"6AM to 7AM",6,"December 14, 2019 6:00","2019-12-14T06:00:00",{"v":12,"d":"12.0"},11.4,9.5,{"v":9,"d":"9.0"},4.26,0.0836,0.06,11.98]
["December",14,"7AM to 8AM",7,"December 14, 2019 7:00","2019-12-14T07:00:00",{"v":12,"d":"12.0"},11.4,9.5,{"v":9,"d":"9.0"},4.26,0.0836,0.06,11.98]
["December",14,"8AM to 9AM",8,"December 14, 2019 8:00","2019-12-14T08:00:00",{"v":12,"d":"12.0"},11.2,{"v":9,"d":"9.0"},8.8,4.22,0.0836,0.06,11.98]
["December",14,"9AM to 10AM",9,"December 14, 2019 9:00","2019-12-14T09:00:00",11.7,{"v":11,"d":"11.0"},{"v":9,"d":"9.0"},8.8,4.14,0.0837,0.06,11.97]
["December",14,"10AM to 11AM",10,"December 14, 2019 10:00","2019-12-14T10:00:00",11.3,10.5,8.1,8.4,3.99,0.0837,0.06,11.96]
["December",14,"11AM to 12PM",11,"December 14, 2019 11:00","2019-12-14T11:00:00",10.9,{"v":10,"d":"10.0"},{"v":7,"d":"7.0"},7.9,3.84,0.0838,0.05,11.95]
["December",14,"12PM to 1PM",12,"December 14, 2019 12:00","2019-12-14T12:00:00",14.4,13.2,9.9,9.2,4.85,0.0832,0.06,12.04]
["December",14,"1PM to 2PM",13,"December 14, 2019 13:00","2019-12-14T13:00:00",17.6,15.9,11.8,10.2,5.78,0.0826,0.07,12.12]
["December",14,"2PM to 3PM",14,"December 14, 2019 14:00","2019-12-14T14:00:00",{"v":21,"d":"21.0"},18.5,12.9,10.7,6.68,{"v":0.082,"d":"0.0820"},0.07,12.21]
["December",14,"3PM to 4PM",15,"December 14, 2019 15:00","2019-12-14T15:00:00",18.7,16.7,{"v":12,"d":"12.0"},10.2,6.05,0.0824,0.07,12.15]
["December",14,"4PM to 5PM",16,"December 14, 2019 16:00","2019-12-14T16:00:00",16.3,14.6,{"v":10,"d":"10.0"},9.3,5.34,0.0828,0.06,12.09]
["December",14,"5PM to 6PM",17,"December 14, 2019 17:00","2019-12-14T17:00:00",{"v":14,"d":"14.0"},12.2,{"v":7,"d":"7.0"},7.9,4.57,0.0833,0.05,12.02]
["December",14,"6PM to 7PM",18,"December 14, 2019 18:00","2019-12-14T18:00:00",12.9,11.5,{"v":7,"d":"7.0"},7.9,4.31,0.0835,0.05,{"v":12,"d":"12.00"}]
["December",14,"7PM to 8PM",19,"December 14, 2019 19:00","2019-12-14T19:00:00",{"v":12,"d":"12.0"},10.5,5.7,7.5,4.02,0.0836,0.05,11.97]
["December",14,"8PM to 9PM",20,"December 14, 2019 20:00","2019-12-14T20:00:00",10.9,9.4,3.9,6.8,3.66,0.0838,0.05,11.94]
["December",14,"9PM to 10PM",21,"December 14, 2019 21:00","2019-12-14T21:00:00",8.6,7.2,2.1,6.2,3.01,0.0842,0.04,11.88]
["December",14,"10PM to 11PM",22,"December 14, 2019 22:00","2019-12-14T22:00:00",6.3,{"v":5,"d":"5.0"},-0.6,5.4,2.32,0.0847,0.04,11.82]
["December",14,"11PM to 12AM",23,"December 14, 2019 23:00","2019-12-14T23:00:00",3.9,2.6,{"v":-4,"d":"-4.0"},4.5,1.62,0.0851,0.03,11.76]
["December",15,"12AM to 1AM",0,"December 15, 2019 0:00","2019-12-15",3.2,{"v":2,"d":"2.0"},-3.6,4.6,1.46,0.0852,0.03,11.74]
["December",15,"1AM to 2AM",1,"December 15, 2019 1:00","2019-12-15T01:00:00",2.7,1.6,-3.8,4.5,1.33,0.0853,0.03,11.73]
["December",15,"2AM to 3AM",2,"December 15, 2019 2:00","2019-12-15T02:00:00",1.9,0.8,-5.1,4.2,1.11,0.0855,0.03,11.71]
["December",15,"3AM to 4AM",3,"December 15, 2019 3:00","2019-12-15T03:00:00",1.9,0.9,-4.5,4.4,1.13,0.0855,0.03,11.71]
["December",15,"4AM to 5AM",4,"December 15, 2019 4:00","2019-12-15T04:00:00",1.9,0.8,-4.9,4.3,1.11,0.0855,0.03,11.71]
["December",15,"5AM to 6AM",5,"December 15, 2019 5:00","2019-12-15T05:00:00",1.9,0.7,{"v":-6,"d":"-6.0"},{"v":4,"d":"4.0"},1.08,0.0855,0.03,11.71]
["December",15,"6AM to 7AM",6,"December 15, 2019 6:00","2019-12-15T06:00:00",2.3,1.2,-4.5,4.4,1.21,0.0854,0.03,11.72]
["December",15,"7AM to 8AM",7,"December 15, 2019 7:00","2019-12-15T07:00:00",2.7,1.6,-3.8,4.5,1.33,0.0853,0.03,11.73]
["December",15,"8AM to 9AM",8,"December 15, 2019 8:00","2019-12-15T08:00:00",{"v":3,"d":"3.0"},1.8,{"v":-4,"d":"-4.0"},4.5,1.41,0.0853,0.03,11.74]
["December",15,"9AM to 10AM",9,"December 15, 2019 9:00","2019-12-15T09:00:00",4.1,{"v":3,"d":"3.0"},-2.4,4.9,1.73,0.0851,0.03,11.76]
["December",15,"10AM to 11AM",10,"December 15, 2019 10:00","2019-12-15T10:00:00",{"v":5,"d":"5.0"},3.8,-1.8,{"v":5,"d":"5.0"},1.96,0.0849,0.03,11.79]
["December",15,"11AM to 12PM",11,"December 15, 2019 11:00","2019-12-15T11:00:00",6.1,4.6,{"v":-2,"d":"-2.0"},{"v":5,"d":"5.0"},2.22,0.0847,0.03,11.81]
["December",15,"12PM to 1PM",12,"December 15, 2019 12:00","2019-12-15T12:00:00",6.4,5.2,0.3,5.6,{"v":2.4,"d":"2.40"},0.0846,0.04,11.83]
["December",15,"1PM to 2PM",13,"December 15, 2019 13:00","2019-12-15T13:00:00",6.6,5.5,1.2,5.9,2.49,0.0846,0.04,11.83]
["December",15,"2PM to 3PM",14,"December 15, 2019 14:00","2019-12-15T14:00:00",{"v":7,"d":"7.0"},{"v":6,"d":"6.0"},1.9,6.1,2.61,0.0845,0.04,11.84]
["December",15,"3PM to 4PM",15,"December 15, 2019 15:00","2019-12-15T15:00:00",7.3,6.4,{"v":3,"d":"3.0"},6.5,2.75,0.0845,0.04,11.85]
["December",15,"4PM to 5PM",16,"December 15, 2019 16:00","2019-12-15T16:00:00",7.7,6.8,3.4,6.6,2.85,0.0844,0.04,11.86]
["December",15,"5PM to 6PM",17,"December 15, 2019 17:00","2019-12-15T17:00:00",8.1,{"v":7,"d":"7.0"},{"v":3,"d":"3.0"},6.5,2.92,0.0843,0.04,11.87]
["December",15,"6PM to 7PM",18,"December 15, 2019 18:00","2019-12-15T18:00:00",{"v":9,"d":"9.0"},7.9,4.1,6.9,3.19,0.0842,0.05,11.89]
["December",15,"7PM to 8PM",19,"December 15, 2019 19:00","2019-12-15T19:00:00",{"v":10,"d":"10.0"},8.8,4.5,{"v":7,"d":"7.0"},3.47,{"v":0.084,"d":"0.0840"},0.05,11.92]
["December",15,"8PM to 9PM",20,"December 15, 2019 20:00","2019-12-15T20:00:00",10.9,9.4,3.9,6.8,3.66,0.0838,0.05,11.94]
["December",15,"9PM to 10PM",21,"December 15, 2019 21:00","2019-12-15T21:00:00",11.7,10.5,{"v":7,"d":"7.0"},7.9,4.01,0.0837,0.05,11.96]
["December",15,"10PM to 11PM",22,"December 15, 2019 22:00","2019-12-15T22:00:00",12.2,11.4,9.1,8.9,4.28,0.0836,0.06,11.98]
["December",15,"11PM to 12AM",23,"December 15, 2019 23:00","2019-12-15T23:00:00",12.9,12.4,10.9,9.7,4.58,0.0834,0.07,{"v":12,"d":"12.00"}]
["December",16,"12AM to 1AM",0,"December 16, 2019 0:00","2019-12-16",13.3,12.8,11.7,10.1,4.72,0.0834,0.07,12.01]
["December",16,"1AM to 2AM",1,"December 16, 2019 1:00","2019-12-16T01:00:00",13.6,13.2,{"v":12,"d":"12.0"},10.2,4.84,0.0833,0.07,12.02]
["December",16,"2AM to 3AM",2,"December 16, 2019 2:00","2019-12-16T02:00:00",{"v":14,"d":"14.0"},13.5,{"v":12,"d":"12.0"},10.2,4.92,0.0832,0.07,12.03]
["December",16,"3AM to 4AM",3,"December 16, 2019 3:00","2019-12-16T03:00:00",13.3,12.7,11.3,9.9,4.69,0.0834,0.07,12.01]
["December",16,"4AM to 5AM",4,"December 16, 2019 4:00","2019-12-16T04:00:00",12.7,12.1,10.4,9.4,{"v":4.5,"d":"4.50"},0.0835,0.06,{"v":12,"d":"12.00"}]
["December",16,"5AM to 6AM",5,"December 16, 2019 5:00","2019-12-16T05:00:00",{"v":12,"d":"12.0"},11.2,{"v":9,"d":"9.0"},8.8,4.22,0.0836,0.06,11.98]
["December",16,"6AM to 7AM",6,"December 16, 2019 6:00","2019-12-16T06:00:00",12.4,11.7,9.7,9.1,4.36,0.0835,0.06,11.99]
["December",16,"7AM to 8AM",7,"December 16, 2019 7:00","2019-12-16T07:00:00",12.6,11.7,9.3,8.9,4.38,0.0835,0.06,11.99]
["December",16,"8AM to 9AM",8,"December 16, 2019 8:00","2019-12-16T08:00:00",12.9,11.9,{"v":9,"d":"9.0"},8.8,4.44,0.0834,0.06,{"v":12,"d":"12.00"}]
["December",16,"9AM to 10AM",9,{"$f":"A8393&\" \"&B8393&\", \"&$D$5&\" \"&D8393&\":00\"","v":"December 16, 2019 9:00"},{"$f":"DATEVALUE(E8393)+TIMEVALUE(E8393)","v":"2019-12-16T09:00:00"},12.6,11.7,9.3,8.9,4.38,0.0835,0.06,11.99]
["December",16,"10AM to 11AM",{"$f":"IF(D8393+1>23,0,D8393+1)","v":10},"December 16, 2019 10:00","2019-12-16T10:00:00",12.4,11.7,9.7,9.1,4.36,0.0835,0.06,11.99]
["December",16,"11AM to 12PM",11,"December 16, 2019 11:00","2019-12-16T11:00:00",{"v":12,"d":"12.0"},11.2,{"v":9,"d":"9.0"},8.8,4.22,0.0836,0.06,11.98]
["December",16,"12PM to 1PM",12,"December 16, 2019 12:00","2019-12-16T12:00:00",11.7,{"v":11,"d":"11.0"},{"v":9,"d":"9.0"},8.8,4.14,0.0837,0.06,11.97]
["December",16,"1PM to 2PM",13,"December 16, 2019 13:00","2019-12-16T13:00:00",11.3,10.5,8.1,8.4,3.99,0.0837,0.06,11.96]
["December",16,"2PM to 3PM",14,"December 16, 2019 14:00","2019-12-16T14:00:00",10.9,{"v":10,"d":"10.0"},{"v":7,"d":"7.0"},7.9,3.84,0.0838,0.05,11.95]
["December",16,"3PM to 4PM",15,"December 16, 2019 15:00","2019-12-16T15:00:00",10.2,9.5,{"v":7,"d":"7.0"},7.9,3.66,0.0839,0.05,11.93]
["December",16,"4PM to 5PM",16,"December 16, 2019 16:00","2019-12-16T16:00:00",9.7,{"v":9,"d":"9.0"},6.6,7.8,3.51,{"v":0.084,"d":"0.0840"},0.05,11.91]
["December",16,"5PM to 6PM",17,"December 16, 2019 17:00","2019-12-16T17:00:00",{"v":9,"d":"9.0"},8.3,6.1,7.6,3.31,0.0842,0.05,11.89]
["December",16,"6PM to 7PM",18,"December 16, 2019 18:00","2019-12-16T18:00:00",8.6,7.9,5.7,7.5,{"v":3.2,"d":"3.20"},0.0842,0.05,11.89]
["December",16,"7PM to 8PM",19,"December 16, 2019 19:00","2019-12-16T19:00:00",8.4,7.7,5.2,7.3,3.12,0.0843,0.05,11.88]
["December",16,"8PM to 9PM",20,"December 16, 2019 20:00","2019-12-16T20:00:00",8.1,7.2,3.9,6.8,2.97,0.0843,0.05,11.87]
["December",16,"9PM to 10PM",21,"December 16, 2019 21:00","2019-12-16T21:00:00",6.6,5.9,3.2,6.5,2.58,0.0846,0.04,11.83]
["December",16,"10PM to 11PM",22,"December 16, 2019 22:00","2019-12-16T22:00:00",5.4,4.6,1.8,6.1,2.21,0.0848,0.04,{"v":11.8,"d":"11.80"}]
["December",16,"11PM to 12AM",23,"December 16, 2019 23:00","2019-12-16T23:00:00",3.9,3.2,{"v":0,"d":"0.0"},5.5,1.78,0.0851,0.04,11.76]
["December",17,"12AM to 1AM",0,"December 17, 2019 0:00","2019-12-17",4.3,3.9,2.1,6.2,1.97,{"v":0.085,"d":"0.0850"},0.04,11.77]
["December",17,"1AM to 2AM",1,"December 17, 2019 1:00","2019-12-17T01:00:00",4.6,4.4,3.4,6.6,2.12,{"v":0.085,"d":"0.0850"},0.04,11.78]
["December",17,"2AM to 3AM",2,"December 17, 2019 2:00","2019-12-17T02:00:00",{"v":5,"d":"5.0"},{"v":5,"d":"5.0"},{"v":5,"d":"5.0"},7.2,2.29,0.0849,0.05,11.79]
["December",17,"3AM to 4AM",3,"December 17, 2019 3:00","2019-12-17T03:00:00",4.3,4.3,4.3,6.9,2.08,{"v":0.085,"d":"0.0850"},0.05,11.77]
["December",17,"4AM to 5AM",4,"December 17, 2019 4:00","2019-12-17T04:00:00",3.7,3.7,3.7,6.7,1.92,0.0851,0.05,11.76]
["December",17,"5AM to 6AM",5,"December 17, 2019 5:00","2019-12-17T05:00:00",{"v":3,"d":"3.0"},{"v":3,"d":"3.0"},{"v":3,"d":"3.0"},6.5,1.71,0.0852,0.04,11.74]
["December",17,"6AM to 7AM",6,"December 17, 2019 6:00","2019-12-17T06:00:00",2.3,2.3,2.3,6.2,{"v":1.5,"d":"1.50"},0.0854,0.04,11.72]
["December",17,"7AM to 8AM",7,"December 17, 2019 7:00","2019-12-17T07:00:00",1.8,1.8,1.8,6.1,1.34,0.0855,0.04,11.71]
["December",17,"8AM to 9AM",8,"December 17, 2019 8:00","2019-12-17T08:00:00",{"v":1,"d":"1.0"},{"v":1,"d":"1.0"},{"v":1,"d":"1.0"},5.9,1.14,0.0856,0.04,11.69]
["December",17,"9AM to 10AM",9,"December 17, 2019 9:00","2019-12-17T09:00:00",0.3,{"v":0,"d":"0.0"},-1.5,5.1,0.85,0.0858,0.03,11.67]
["December",17,"10AM to 11AM",10,"December 17, 2019 10:00","2019-12-17T10:00:00",-0.2,-0.8,-4.2,4.4,0.62,0.0859,0.03,11.65]
["December",17,"11AM to 12PM",11,"December 17, 2019 11:00","2019-12-17T11:00:00",-0.9,-1.9,{"v":-8,"d":"-8.0"},3.6,0.32,{"v":0.086,"d":"0.0860"},0.02,11.63]
["December",17,"12PM to 1PM",12,"December 17, 2019 12:00","2019-12-17T12:00:00",-2.6,-3.4,-8.5,3.5,-0.08,0.0863,0.02,11.59]
["December",17,"1PM to 2PM",13,"December 17, 2019 13:00","2019-12-17T13:00:00",-4.4,-5.1,-9.9,3.3,-0.55,0.0867,0.02,11.55]
["December",17,"2PM to 3PM",14,"December 17, 2019 14:00","2019-12-17T14:00:00",{"v":-6,"d":"-6.0"},-6.7,-11.9,2.9,-0.99,{"v":0.087,"d":"0.0870"},0.02,{"v":11.5,"d":"11.50"}]
["December",17,"3PM to 4PM",15,"December 17, 2019 15:00","2019-12-17T15:00:00",-6.3,{"v":-7,"d":"-7.0"},-11.7,2.9,-1.08,{"v":0.087,"d":"0.0870"},0.02,11.49]
["December",17,"4PM to 5PM",16,"December 17, 2019 16:00","2019-12-17T16:00:00",-6.7,-7.4,-12.6,2.8,-1.18,0.0871,0.02,11.48]
["December",17,"5PM to 6PM",17,"December 17, 2019 17:00","2019-12-17T17:00:00",-7.1,-7.8,-14.1,2.6,{"v":-1.3,"d":"-1.30"},0.0872,0.02,11.48]
["December",17,"6PM to 7PM",18,"December 17, 2019 18:00","2019-12-17T18:00:00",-6.3,{"v":-7,"d":"-7.0"},-12.3,2.9,-1.09,{"v":0.087,"d":"0.0870"},0.02,11.49]
["December",17,"7PM to 8PM",19,"December 17, 2019 19:00","2019-12-17T19:00:00",-5.8,-6.5,-11.4,{"v":3,"d":"3.0"},-0.94,0.0869,0.02,11.51]
["December",17,"8PM to 9PM",20,"December 17, 2019 20:00","2019-12-17T20:00:00",-5.1,-5.8,{"v":-11,"d":"-11.0"},3.1,-0.75,0.0868,0.02,11.53]
["December",17,"9PM to 10PM",21,"December 17, 2019 21:00","2019-12-17T21:00:00",-3.5,-4.1,-8.5,3.5,{"v":-0.3,"d":"-0.30"},0.0865,0.02,11.57]
["December",17,"10PM to 11PM",22,"December 17, 2019 22:00","2019-12-17T22:00:00",-1.7,-2.3,-6.3,{"v":4,"d":"4.0"},{"v":0.2,"d":"0.20"},0.0861,0.03,11.62]
["December",17,"11PM to 12AM",23,"December 17, 2019 23:00","2019-12-17T23:00:00",{"v":0,"d":"0.0"},-0.8,-5.1,4.2,0.63,0.0858,0.03,11.66]
["December",18,"12AM to 1AM",0,"December 18, 2019 0:00","2019-12-18",{"v":1,"d":"1.0"},0.3,-3.6,4.6,0.94,0.0856,0.03,11.69]
["December",18,"1AM to 2AM",1,"December 18, 2019 1:00","2019-12-18T01:00:00",1.9,1.1,-2.9,4.8,1.19,0.0855,0.03,11.71]
["December",18,"2AM to 3AM",2,"December 18, 2019 2:00","2019-12-18T02:00:00",{"v":3,"d":"3.0"},{"v":2,"d":"2.0"},-2.9,4.8,1.45,0.0853,0.03,11.74]
["December",18,"3AM to 4AM",3,"December 18, 2019 3:00","2019-12-18T03:00:00",3.7,2.7,-2.2,4.9,1.65,0.0851,0.03,11.76]
["December",18,"4AM to 5AM",4,"December 18, 2019 4:00","2019-12-18T04:00:00",4.3,{"v":3,"d":"3.0"},-2.7,4.8,1.76,{"v":0.085,"d":"0.0850"},0.03,11.77]
["December",18,"5AM to 6AM",5,"December 18, 2019 5:00","2019-12-18T05:00:00",{"v":5,"d":"5.0"},3.4,{"v":-4,"d":"-4.0"},4.5,1.88,0.0849,0.03,11.79]
["December",18,"6AM to 7AM",6,"December 18, 2019 6:00","2019-12-18T06:00:00",6.3,{"v":5,"d":"5.0"},{"v":0,"d":"0.0"},5.5,2.34,0.0847,0.04,11.82]
["December",18,"7AM to 8AM",7,"December 18, 2019 7:00","2019-12-18T07:00:00",7.7,6.7,2.8,6.4,2.83,0.0844,0.04,11.86]
["December",18,"8AM to 9AM",8,"December 18, 2019 8:00","2019-12-18T08:00:00",{"v":9,"d":"9.0"},8.1,{"v":5,"d":"5.0"},7.2,3.24,0.0842,0.05,11.89]
["December",18,"9AM to 10AM",9,"December 18, 2019 9:00","2019-12-18T09:00:00",9.7,8.9,6.3,7.7,3.49,{"v":0.084,"d":"0.0840"},0.05,11.91]
["December",18,"10AM to 11AM",10,"December 18, 2019 10:00","2019-12-18T10:00:00",10.2,9.4,6.8,7.9,3.65,0.0839,0.05,11.93]
["December",18,"11AM to 12PM",11,"December 18, 2019 11:00","2019-12-18T11:00:00",10.9,{"v":10,"d":"10.0"},{"v":7,"d":"7.0"},7.9,3.84,0.0838,0.05,11.95]
["December",18,"12PM to 1PM",12,"December 18, 2019 12:00","2019-12-18T12:00:00",10.6,9.5,6.1,7.6,{"v":3.7,"d":"3.70"},0.0839,0.05,11.94]
["December",18,"1PM to 2PM",13,"December 18, 2019 13:00","2019-12-18T13:00:00",10.4,9.2,5.2,7.3,{"v":3.6,"d":"3.60"},0.0839,0.05,11.93]
["December",18,"2PM to 3PM",14,"December 18, 2019 14:00","2019-12-18T14:00:00",{"v":10,"d":"10.0"},8.5,{"v":3,"d":"3.0"},6.5,{"v":3.4,"d":"3.40"},{"v":0.084,"d":"0.0840"},0.04,11.92]
["December",18,"3PM to 4PM",15,"December 18, 2019 15:00","2019-12-18T15:00:00",8.4,7.2,2.8,6.4,{"v":3,"d":"3.00"},0.0843,0.04,11.88]
["December",18,"4PM to 5PM",16,"December 18, 2019 16:00","2019-12-18T16:00:00",6.6,5.6,1.8,6.1,2.51,0.0846,0.04,11.83]
["December",18,"5PM to 6PM",17,"December 18, 2019 17:00","2019-12-18T17:00:00",{"v":5,"d":"5.0"},{"v":4,"d":"4.0"},{"v":0,"d":"0.0"},5.5,2.04,0.0849,0.04,11.79]
["December",18,"6PM to 7PM",18,"December 18, 2019 18:00","2019-12-18T18:00:00",{"v":7,"d":"7.0"},6.1,2.7,6.4,2.64,0.0845,0.04,11.84]
["December",18,"7PM to 8PM",19,"December 18, 2019 19:00","2019-12-18T19:00:00",{"v":9,"d":"9.0"},{"v":8,"d":"8.0"},4.6,7.1,3.22,0.0842,0.05,11.89]
["December",18,"8PM to 9PM",20,"December 18, 2019 20:00","2019-12-18T20:00:00",10.9,9.8,6.1,7.6,3.78,0.0838,0.05,11.95]
["December",18,"9PM to 10PM",21,"December 18, 2019 21:00","2019-12-18T21:00:00",{"v":12,"d":"12.0"},11.1,8.2,8.5,4.18,0.0836,0.06,11.97]
["December",18,"10PM to 11PM",22,"December 18, 2019 22:00","2019-12-18T22:00:00",12.9,12.1,9.7,9.1,4.49,0.0834,0.06,{"v":12,"d":"12.00"}]
["December",18,"11PM to 12AM",23,"December 18, 2019 23:00","2019-12-18T23:00:00",{"v":14,"d":"14.0"},13.2,10.9,9.7,4.84,0.0833,0.07,12.03]
["December",19,"12AM to 1AM",0,"December 19, 2019 0:00","2019-12-19",15.1,14.4,12.6,10.5,5.23,0.0831,0.07,12.06]
["December",19,"1AM to 2AM",1,{"$f":"A8457&\" \"&B8457&\", \"&$D$5&\" \"&D8457&\":00\"","v":"December 19, 2019 1:00"},{"$f":"DATEVALUE(E8457)+TIMEVALUE(E8457)","v":"2019-12-19T01:00:00"},{"v":16,"d":"16.0"},15.2,13.5,{"v":11,"d":"11.0"},5.52,0.0829,0.07,12.08]
["December",19,"2AM to 3AM",{"$f":"IF(D8457+1>23,0,D8457+1)","v":2},"December 19, 2019 2:00","2019-12-19T02:00:00",17.1,16.1,{"v":14,"d":"14.0"},11.3,5.82,0.0827,0.08,12.11]
["December",19,"3AM to 4AM",3,"December 19, 2019 3:00","2019-12-19T03:00:00",{"v":16,"d":"16.0"},15.2,13.5,{"v":11,"d":"11.0"},5.52,0.0829,0.07,12.08]
["December",19,"4AM to 5AM",4,"December 19, 2019 4:00","2019-12-19T04:00:00",15.1,14.4,12.6,10.5,5.23,0.0831,0.07,12.06]
["December",19,"5AM to 6AM",5,"December 19, 2019 5:00","2019-12-19T05:00:00",{"v":14,"d":"14.0"},13.2,10.9,9.7,4.84,0.0833,0.07,12.03]
["December",19,"6AM to 7AM",6,"December 19, 2019 6:00","2019-12-19T06:00:00",12.7,12.1,10.2,9.4,4.49,0.0835,0.06,{"v":12,"d":"12.00"}]
["December",19,"7AM to 8AM",7,"December 19, 2019 7:00","2019-12-19T07:00:00",11.3,10.7,8.8,8.7,4.04,0.0837,0.06,11.96]
["December",19,"8AM to 9AM",8,"December 19, 2019 8:00","2019-12-19T08:00:00",{"v":10,"d":"10.0"},9.3,{"v":7,"d":"7.0"},7.9,3.62,{"v":0.084,"d":"0.0840"},0.05,11.92]
["December",19,"9AM to 10AM",9,"December 19, 2019 9:00","2019-12-19T09:00:00",9.7,{"v":9,"d":"9.0"},{"v":7,"d":"7.0"},7.9,3.53,{"v":0.084,"d":"0.0840"},0.05,11.91]
["December",19,"10AM to 11AM",10,"December 19, 2019 10:00","2019-12-19T10:00:00",9.3,8.6,6.1,7.6,3.39,0.0841,0.05,{"v":11.9,"d":"11.90"}]
["December",19,"11AM to 12PM",11,"December 19, 2019 11:00","2019-12-19T11:00:00",{"v":9,"d":"9.0"},8.1,{"v":5,"d":"5.0"},7.2,3.24,0.0842,0.05,11.89]
["December",19,"12PM to 1PM",12,"December 19, 2019 12:00","2019-12-19T12:00:00",9.3,8.6,6.1,7.6,3.39,0.0841,0.05,{"v":11.9,"d":"11.90"}]
["December",19,"1PM to 2PM",13,"December 19, 2019 13:00","2019-12-19T13:00:00",9.7,{"v":9,"d":"9.0"},{"v":7,"d":"7.0"},7.9,3.53,{"v":0.084,"d":"0.0840"},0.05,11.91]
["December",19,"2PM to 3PM",14,"December 19, 2019 14:00","2019-12-19T14:00:00",{"v":10,"d":"10.0"},9.3,{"v":7,"d":"7.0"},7.9,3.62,{"v":0.084,"d":"0.0840"},0.05,11.92]
["December",19,"3PM to 4PM",15,"December 19, 2019 15:00","2019-12-19T15:00:00",9.3,8.7,6.6,7.8,3.42,0.0841,0.05,{"v":11.9,"d":"11.90"}]
["December",19,"4PM to 5PM",16,"December 19, 2019 16:00","2019-12-19T16:00:00",8.8,{"v":8,"d":"8.0"},5.5,7.4,3.23,0.0842,0.05,11.89]
["December",19,"5PM to 6PM",17,"December 19, 2019 17:00","2019-12-19T17:00:00",8.1,7.2,3.9,6.8,2.97,0.0843,0.05,11.87]
["December",19,"6PM to 7PM",18,"December 19, 2019 18:00","2019-12-19T18:00:00",8.4,7.7,{"v":5,"d":"5.0"},7.2,3.11,0.0843,0.05,11.88]
["December",19,"7PM to 8PM",19,"December 19, 2019 19:00","2019-12-19T19:00:00",8.6,7.8,5.2,7.3,3.17,0.0842,0.05,11.88]
["December",19,"8PM to 9PM",20,"December 19, 2019 20:00","2019-12-19T20:00:00",{"v":9,"d":"9.0"},8.1,{"v":5,"d":"5.0"},7.2,3.24,0.0842,0.05,11.89]
["December",19,"9PM to 10PM",21,"December 19, 2019 21:00","2019-12-19T21:00:00",9.3,8.5,5.9,7.5,3.38,0.0841,0.05,{"v":11.9,"d":"11.90"}]
["December",19,"10PM to 11PM",22,"December 19, 2019 22:00","2019-12-19T22:00:00",9.7,8.9,6.3,7.7,3.49,{"v":0.084,"d":"0.0840"},0.05,11.91]
["December",19,"11PM to 12AM",23,"December 19, 2019 23:00","2019-12-19T23:00:00",{"v":10,"d":"10.0"},9.1,6.1,7.6,3.57,{"v":0.084,"d":"0.0840"},0.05,11.92]
["December",20,"12AM to 1AM",0,"December 20, 2019 0:00","2019-12-20",10.4,9.6,7.2,{"v":8,"d":"8.0"},3.72,0.0839,0.05,11.93]
["December",20,"1AM to 2AM",1,"December 20, 2019 1:00","2019-12-20T01:00:00",10.6,9.9,7.9,8.3,3.81,0.0839,0.06,11.94]
["December",20,"2AM to 3AM",2,"December 20, 2019 2:00","2019-12-20T02:00:00",10.9,10.2,8.1,8.4,{"v":3.9,"d":"3.90"},0.0838,0.06,11.95]
["December",20,"3AM to 4AM",3,"December 20, 2019 3:00","2019-12-20T03:00:00",10.6,9.9,7.9,8.3,3.81,0.0839,0.06,11.94]
["December",20,"4AM to 5AM",4,"December 20, 2019 4:00","2019-12-20T04:00:00",10.4,9.6,7.2,{"v":8,"d":"8.0"},3.72,0.0839,0.05,11.93]
["December",20,"5AM to 6AM",5,"December 20, 2019 5:00","2019-12-20T05:00:00",{"v":10,"d":"10.0"},9.1,6.1,7.6,3.57,{"v":0.084,"d":"0.0840"},0.05,11.92]
["December",20,"6AM to 7AM",6,"December 20, 2019 6:00","2019-12-20T06:00:00",10.8,9.9,{"v":7,"d":"7.0"},7.9,3.79,0.0838,0.05,11.94]
["December",20,"7AM to 8AM",7,"December 20, 2019 7:00","2019-12-20T07:00:00",11.3,10.3,7.2,{"v":8,"d":"8.0"},3.93,0.0837,0.05,11.96]
["December",20,"8AM to 9AM",8,"December 20, 2019 8:00","2019-12-20T08:00:00",{"v":12,"d":"12.0"},10.8,{"v":7,"d":"7.0"},7.9,{"v":4.1,"d":"4.10"},0.0836,0.05,11.97]
["December",20,"9AM to 10AM",9,"December 20, 2019 9:00","2019-12-20T09:00:00",11.7,10.6,7.5,8.2,4.04,0.0837,0.06,11.96]
["December",20,"10AM to 11AM",10,"December 20, 2019 10:00","2019-12-20T10:00:00",11.3,10.4,7.5,8.2,3.96,0.0837,0.06,11.96]
["December",20,"11AM to 12PM",11,"December 20, 2019 11:00","2019-12-20T11:00:00",10.9,{"v":10,"d":"10.0"},{"v":7,"d":"7.0"},7.9,3.84,0.0838,0.05,11.95]
["December",20,"12PM to 1PM",12,"December 20, 2019 12:00","2019-12-20T12:00:00",{"v":12,"d":"12.0"},11.2,8.8,8.7,4.21,0.0836,0.06,11.98]
["December",20,"1PM to 2PM",13,"December 20, 2019 13:00","2019-12-20T13:00:00",12.9,12.2,{"v":10,"d":"10.0"},9.3,4.52,0.0834,0.06,{"v":12,"d":"12.00"}]
["December",20,"2PM to 3PM",14,"December 20, 2019 14:00","2019-12-20T14:00:00",{"v":14,"d":"14.0"},13.2,10.9,9.7,4.84,0.0833,0.07,12.03]
["December",20,"3PM to 4PM",15,"December 20, 2019 15:00","2019-12-20T15:00:00",15.6,14.9,13.1,10.8,{"v":5.4,"d":"5.40"},{"v":0.083,"d":"0.0830"},0.07,12.07]
["December",20,"4PM to 5PM",16,"December 20, 2019 16:00","2019-12-20T16:00:00",17.4,16.6,14.7,11.7,5.97,0.0826,0.08,12.12]
["December",20,"5PM to 6PM",17,"December 20, 2019 17:00","2019-12-20T17:00:00",{"v":19,"d":"19.0"},18.1,{"v":16,"d":"16.0"},12.5,6.47,0.0824,0.08,12.16]
["December",20,"6PM to 7PM",18,"December 20, 2019 18:00","2019-12-20T18:00:00",{"v":19,"d":"19.0"},18.1,16.2,12.6,6.49,0.0824,0.09,12.16]
["December",20,"7PM to 8PM",19,"December 20, 2019 19:00","2019-12-20T19:00:00",{"v":19,"d":"19.0"},{"v":18,"d":"18.0"},15.6,12.2,6.44,0.0824,0.08,12.16]
["December",20,"8PM to 9PM",20,"December 20, 2019 20:00","2019-12-20T20:00:00",{"v":19,"d":"19.0"},17.8,15.1,11.9,6.39,0.0824,0.08,12.16]
["December",20,"9PM to 10PM",21,"December 20, 2019 21:00","2019-12-20T21:00:00",19.4,18.3,{"v":16,"d":"16.0"},12.5,6.56,0.0823,0.08,12.17]
["December",20,"10PM to 11PM",22,"December 20, 2019 22:00","2019-12-20T22:00:00",19.6,18.6,16.7,12.9,6.67,0.0823,0.09,12.18]
["December",20,"11PM to 12AM",23,"December 20, 2019 23:00","2019-12-20T23:00:00",19.9,{"v":19,"d":"19.0"},17.1,13.1,6.79,0.0822,0.09,12.19]
["December",21,"12AM to 1AM",0,"December 21, 2019 0:00","2019-12-21",{"v":21,"d":"21.0"},{"v":20,"d":"20.0"},18.1,13.8,7.16,{"v":0.082,"d":"0.0820"},0.09,12.22]
["December",21,"1AM to 2AM",1,"December 21, 2019 1:00","2019-12-21T01:00:00",21.9,20.9,18.9,14.3,7.46,0.0818,{"v":0.1,"d":"0.10"},12.24]
["December",21,"2AM to 3AM",2,"December 21, 2019 2:00","2019-12-21T02:00:00",{"v":23,"d":"23.0"},21.6,{"v":19,"d":"19.0"},14.5,7.73,0.0817,{"v":0.1,"d":"0.10"},12.27]
["December",21,"3AM to 4AM",3,"December 21, 2019 3:00","2019-12-21T03:00:00",{"v":23,"d":"23.0"},21.8,19.6,14.8,7.79,0.0817,{"v":0.1,"d":"0.10"},12.27]
["December",21,"4AM to 5AM",4,"December 21, 2019 4:00","2019-12-21T04:00:00",{"v":23,"d":"23.0"},21.8,19.6,14.8,7.79,0.0817,{"v":0.1,"d":"0.10"},12.27]
["December",21,"5AM to 6AM",5,"December 21, 2019 5:00","2019-12-21T05:00:00",{"v":23,"d":"23.0"},21.6,{"v":19,"d":"19.0"},14.5,7.73,0.0817,{"v":0.1,"d":"0.10"},12.27]
["December",21,"6AM to 7AM",6,"December 21, 2019 6:00","2019-12-21T06:00:00",23.4,22.1,19.8,{"v":15,"d":"15.0"},{"v":7.9,"d":"7.90"},0.0816,{"v":0.1,"d":"0.10"},12.28]
["December",21,"7AM to 8AM",7,"December 21, 2019 7:00","2019-12-21T07:00:00",23.7,22.2,19.6,14.8,7.97,0.0815,{"v":0.1,"d":"0.10"},12.29]
["December",21,"8AM to 9AM",8,"December 21, 2019 8:00","2019-12-21T08:00:00",24.1,22.3,{"v":19,"d":"19.0"},14.5,7.99,0.0815,{"v":0.1,"d":"0.10"},{"v":12.3,"d":"12.30"}]
["December",21,"9AM to 10AM",9,"December 21, 2019 9:00","2019-12-21T09:00:00",25.7,24.1,21.6,16.3,8.67,0.0812,0.11,12.34]
["December",21,"10AM to 11AM",10,"December 21, 2019 10:00","2019-12-21T10:00:00",27.3,25.8,23.5,{"v":18,"d":"18.0"},9.31,0.0809,0.12,12.39]
["December",21,"11AM to 12PM",11,"December 21, 2019 11:00","2019-12-21T11:00:00",28.9,27.3,{"v":25,"d":"25.0"},19.2,{"v":9.9,"d":"9.90"},0.0806,0.13,12.44]
["December",21,"12PM to 1PM",12,"December 21, 2019 12:00","2019-12-21T12:00:00",27.3,25.8,23.5,{"v":18,"d":"18.0"},9.31,0.0809,0.12,12.39]
["December",21,"1PM to 2PM",13,"December 21, 2019 13:00","2019-12-21T13:00:00",25.7,24.1,21.6,16.3,8.67,0.0812,0.11,12.34]
["December",21,"2PM to 3PM",14,"December 21, 2019 14:00","2019-12-21T14:00:00",24.1,22.3,{"v":19,"d":"19.0"},14.5,7.99,0.0815,{"v":0.1,"d":"0.10"},{"v":12.3,"d":"12.30"}]
["December",21,"3PM to 4PM",15,"December 21, 2019 15:00","2019-12-21T15:00:00",23.7,22.2,19.6,14.8,7.97,0.0815,{"v":0.1,"d":"0.10"},12.29]
["December",21,"4PM to 5PM",16,"December 21, 2019 16:00","2019-12-21T16:00:00",23.4,22.1,19.8,{"v":15,"d":"15.0"},{"v":7.9,"d":"7.90"},0.0816,{"v":0.1,"d":"0.10"},12.28]
["December",21,"5PM to 6PM",17,{"$f":"A8521&\" \"&B8521&\", \"&$D$5&\" \"&D8521&\":00\"","v":"December 21, 2019 17:00"},{"$f":"DATEVALUE(E8521)+TIMEVALUE(E8521)","v":"2019-12-21T17:00:00"},{"v":23,"d":"23.0"},21.6,{"v":19,"d":"19.0"},14.5,7.73,0.0817,{"v":0.1,"d":"0.10"},12.27]
["December",21,"6PM to 7PM",{"$f":"IF(D8521+1>23,0,D8521+1)","v":18},"December 21, 2019 18:00","2019-12-21T18:00:00",21.9,20.5,17.8,13.6,7.34,0.0819,0.09,12.24]
["December",21,"7PM to 8PM",19,"December 21, 2019 19:00","2019-12-21T19:00:00",{"v":21,"d":"21.0"},19.5,16.3,12.7,6.98,{"v":0.082,"d":"0.0820"},0.09,12.22]
["December",21,"8PM to 9PM",20,"December 21, 2019 20:00","2019-12-21T20:00:00",19.9,18.1,{"v":14,"d":"14.0"},11.3,6.51,0.0822,0.08,12.18]
["December",21,"9PM to 10PM",21,"December 21, 2019 21:00","2019-12-21T21:00:00",19.6,18.1,14.7,11.7,6.49,0.0823,0.08,12.18]
["December",21,"10PM to 11PM",22,"December 21, 2019 22:00","2019-12-21T22:00:00",19.4,18.1,15.3,{"v":12,"d":"12.0"},6.49,0.0823,0.08,12.17]
["December",21,"11PM to 12AM",23,"December 21, 2019 23:00","2019-12-21T23:00:00",{"v":19,"d":"19.0"},17.8,15.1,11.9,6.39,0.0824,0.08,12.16]
["December",22,"12AM to 1AM",0,"December 22, 2019 0:00","2019-12-22",20.7,19.3,16.5,12.8,6.92,0.0821,0.09,12.21]
["December",22,"1AM to 2AM",1,"December 22, 2019 1:00","2019-12-22T01:00:00",22.5,20.9,17.8,13.6,7.47,0.0818,0.09,12.25]
["December",22,"2AM to 3AM",2,"December 22, 2019 2:00","2019-12-22T02:00:00",24.1,{"v":22,"d":"22.0"},{"v":18,"d":"18.0"},13.7,7.88,0.0815,0.09,{"v":12.3,"d":"12.30"}]
["December",22,"3AM to 4AM",3,"December 22, 2019 3:00","2019-12-22T03:00:00",21.7,20.1,16.9,{"v":13,"d":"13.0"},7.21,0.0819,0.09,12.23]
["December",22,"4AM to 5AM",4,"December 22, 2019 4:00","2019-12-22T04:00:00",19.4,{"v":18,"d":"18.0"},14.9,11.8,6.46,0.0823,0.08,12.17]
["December",22,"5AM to 6AM",5,"December 22, 2019 5:00","2019-12-22T05:00:00",17.1,15.6,{"v":12,"d":"12.0"},10.2,5.66,0.0827,0.07,12.11]
["December",22,"6AM to 7AM",6,"December 22, 2019 6:00","2019-12-22T06:00:00",18.7,17.3,14.2,11.4,6.23,0.0824,0.08,12.15]
["December",22,"7AM to 8AM",7,"December 22, 2019 7:00","2019-12-22T07:00:00",20.3,18.8,15.4,12.1,6.73,0.0821,0.08,{"v":12.2,"d":"12.20"}]
["December",22,"8AM to 9AM",8,"December 22, 2019 8:00","2019-12-22T08:00:00",21.9,{"v":20,"d":"20.0"},{"v":16,"d":"16.0"},12.5,7.17,0.0819,0.08,12.24]
["December",22,"9AM to 10AM",9,"December 22, 2019 9:00","2019-12-22T09:00:00",21.9,20.4,17.2,13.3,7.29,0.0819,0.09,12.24]
["December",22,"10AM to 11AM",10,"December 22, 2019 10:00","2019-12-22T10:00:00",21.9,20.6,18.1,13.8,7.38,0.0819,0.09,12.24]
["December",22,"11AM to 12PM",11,"December 22, 2019 11:00","2019-12-22T11:00:00",21.9,20.6,{"v":18,"d":"18.0"},13.7,7.36,0.0819,0.09,12.24]
["December",22,"12PM to 1PM",12,"December 22, 2019 12:00","2019-12-22T12:00:00",23.5,22.1,19.4,14.7,{"v":7.9,"d":"7.90"},0.0816,{"v":0.1,"d":"0.10"},12.28]
["December",22,"1PM to 2PM",13,"December 22, 2019 13:00","2019-12-22T13:00:00",25.3,23.4,20.1,15.2,8.42,0.0813,{"v":0.1,"d":"0.10"},12.33]
["December",22,"2PM to 3PM",14,"December 22, 2019 14:00","2019-12-22T14:00:00",{"v":27,"d":"27.0"},24.4,19.9,15.1,8.79,{"v":0.081,"d":"0.0810"},{"v":0.1,"d":"0.10"},12.37]
["December",22,"3PM to 4PM",15,"December 22, 2019 15:00","2019-12-22T15:00:00",{"v":27,"d":"27.0"},24.8,21.2,16.1,8.93,{"v":0.081,"d":"0.0810"},0.11,12.38]
["December",22,"4PM to 5PM",16,"December 22, 2019 16:00","2019-12-22T16:00:00",{"v":27,"d":"27.0"},24.8,21.4,16.2,8.95,{"v":0.081,"d":"0.0810"},0.11,12.38]
["December",22,"5PM to 6PM",17,"December 22, 2019 17:00","2019-12-22T17:00:00",{"v":27,"d":"27.0"},24.7,{"v":21,"d":"21.0"},15.9,8.91,{"v":0.081,"d":"0.0810"},0.11,12.38]
["December",22,"6PM to 7PM",18,"December 22, 2019 18:00","2019-12-22T18:00:00",28.2,{"v":26,"d":"26.0"},22.6,17.2,9.41,0.0808,0.12,12.41]
["December",22,"7PM to 8PM",19,"December 22, 2019 19:00","2019-12-22T19:00:00",29.7,27.3,23.7,18.1,{"v":9.9,"d":"9.90"},0.0805,0.12,12.45]
["December",22,"8PM to 9PM",20,"December 22, 2019 20:00","2019-12-22T20:00:00",30.9,28.1,24.1,18.4,10.25,0.0803,0.12,12.48]
["December",22,"9PM to 10PM",21,"December 22, 2019 21:00","2019-12-22T21:00:00",32.5,30.2,27.1,21.3,11.08,{"v":0.08,"d":"0.0800"},0.14,12.53]
["December",22,"10PM to 11PM",22,"December 22, 2019 22:00","2019-12-22T22:00:00",34.3,32.4,29.7,23.9,11.92,0.0797,0.16,12.59]
["December",22,"11PM to 12AM",23,"December 22, 2019 23:00","2019-12-22T23:00:00",{"v":36,"d":"36.0"},34.3,{"v":32,"d":"32.0"},26.7,12.74,0.0794,0.18,12.64]
["December",23,"12AM to 1AM",0,"December 23, 2019 0:00","2019-12-23",35.6,33.3,30.2,24.5,12.32,0.0795,0.17,12.62]
["December",23,"1AM to 2AM",1,"December 23, 2019 1:00","2019-12-23T01:00:00",35.4,32.6,28.8,{"v":23,"d":"23.0"},12.03,0.0796,0.16,12.61]
["December",23,"2AM to 3AM",2,"December 23, 2019 2:00","2019-12-23T02:00:00",35.1,31.1,26.1,20.2,11.53,0.0796,0.14,12.59]
["December",23,"3AM to 4AM",3,"December 23, 2019 3:00","2019-12-23T03:00:00",35.1,31.6,27.3,21.5,11.72,0.0796,0.15,{"v":12.6,"d":"12.60"}]
["December",23,"4AM to 5AM",4,"December 23, 2019 4:00","2019-12-23T04:00:00",35.1,31.7,27.5,21.6,11.74,0.0796,0.15,{"v":12.6,"d":"12.60"}]
["December",23,"5AM to 6AM",5,"December 23, 2019 5:00","2019-12-23T05:00:00",35.1,31.5,{"v":27,"d":"27.0"},21.1,11.66,0.0796,0.14,{"v":12.6,"d":"12.60"}]
["December",23,"6AM to 7AM",6,"December 23, 2019 6:00","2019-12-23T06:00:00",34.3,31.3,27.5,21.6,11.57,0.0797,0.15,12.58]
["December",23,"7AM to 8AM",7,"December 23, 2019 7:00","2019-12-23T07:00:00",33.8,30.9,27.1,21.3,11.38,0.0798,0.14,12.56]
["December",23,"8AM to 9AM",8,"December 23, 2019 8:00","2019-12-23T08:00:00",33.1,30.1,26.1,20.2,11.05,{"v":0.08,"d":"0.0800"},0.14,12.54]
["December",23,"9AM to 10AM",9,"December 23, 2019 9:00","2019-12-23T09:00:00",33.8,30.9,27.3,21.5,11.41,0.0798,0.15,12.57]
["December",23,"10AM to 11AM",10,"December 23, 2019 10:00","2019-12-23T10:00:00",34.3,31.5,{"v":28,"d":"28.0"},22.2,11.66,0.0797,0.15,12.58]
["December",23,"11AM to 12PM",11,"December 23, 2019 11:00","2019-12-23T11:00:00",35.1,32.1,{"v":28,"d":"28.0"},22.2,11.83,0.0796,0.15,{"v":12.6,"d":"12.60"}]
["December",23,"12PM to 1PM",12,"December 23, 2019 12:00","2019-12-23T12:00:00",35.1,32.6,29.3,23.5,12.04,0.0796,0.16,{"v":12.6,"d":"12.60"}]
["December",23,"1PM to 2PM",13,"December 23, 2019 13:00","2019-12-23T13:00:00",35.1,32.9,29.8,24.1,12.13,0.0796,0.16,{"v":12.6,"d":"12.60"}]
["December",23,"2PM to 3PM",14,"December 23, 2019 14:00","2019-12-23T14:00:00",35.1,32.9,{"v":30,"d":"30.0"},24.3,12.16,0.0796,0.16,12.61]
["December",23,"3PM to 4PM",15,"December 23, 2019 15:00","2019-12-23T15:00:00",32.7,30.9,28.6,22.8,11.35,{"v":0.08,"d":"0.0800"},0.15,12.54]
["December",23,"4PM to 5PM",16,"December 23, 2019 16:00","2019-12-23T16:00:00",30.4,28.8,26.6,20.7,10.48,0.0804,0.14,12.48]
["December",23,"5PM to 6PM",17,"December 23, 2019 17:00","2019-12-23T17:00:00",{"v":28,"d":"28.0"},26.5,24.1,18.4,9.56,0.0808,0.12,12.41]
["December",23,"6PM to 7PM",18,"December 23, 2019 18:00","2019-12-23T18:00:00",27.3,25.8,23.5,{"v":18,"d":"18.0"},9.31,0.0809,0.12,12.39]
["December",23,"7PM to 8PM",19,"December 23, 2019 19:00","2019-12-23T19:00:00",26.8,25.2,22.6,17.2,9.06,{"v":0.081,"d":"0.0810"},0.12,12.37]
["December",23,"8PM to 9PM",20,"December 23, 2019 20:00","2019-12-23T20:00:00",26.1,24.2,{"v":21,"d":"21.0"},15.9,8.69,0.0811,0.11,12.35]
["December",23,"9PM to 10PM",21,"December 23, 2019 21:00","2019-12-23T21:00:00",26.4,24.6,21.7,16.5,8.87,0.0811,0.11,12.36]
["December",23,"10PM to 11PM",22,"December 23, 2019 22:00","2019-12-23T22:00:00",26.6,24.7,21.6,16.3,8.89,{"v":0.081,"d":"0.0810"},0.11,12.37]
["December",23,"11PM to 12AM",23,"December 23, 2019 23:00","2019-12-23T23:00:00",{"v":27,"d":"27.0"},24.7,{"v":21,"d":"21.0"},15.9,8.91,{"v":0.081,"d":"0.0810"},0.11,12.38]
["December",24,"12AM to 1AM",0,"December 24, 2019 0:00","2019-12-24",25.7,{"v":24,"d":"24.0"},{"v":21,"d":"21.0"},15.9,8.61,0.0812,0.11,12.34]
["December",24,"1AM to 2AM",1,"December 24, 2019 1:00","2019-12-24T01:00:00",24.3,22.8,20.3,15.4,8.18,0.0814,{"v":0.1,"d":"0.10"},12.31]
["December",24,"2AM to 3AM",2,"December 24, 2019 2:00","2019-12-24T02:00:00",{"v":23,"d":"23.0"},21.6,{"v":19,"d":"19.0"},14.5,7.73,0.0817,{"v":0.1,"d":"0.10"},12.27]
["December",24,"3AM to 4AM",3,"December 24, 2019 3:00","2019-12-24T03:00:00",25.3,{"v":24,"d":"24.0"},21.7,16.5,8.61,0.0813,0.11,12.34]
["December",24,"4AM to 5AM",4,"December 24, 2019 4:00","2019-12-24T04:00:00",27.7,26.1,23.7,18.1,9.42,0.0809,0.12,{"v":12.4,"d":"12.40"}]
["December",24,"5AM to 6AM",5,"December 24, 2019 5:00","2019-12-24T05:00:00",{"v":30,"d":"30.0"},27.9,{"v":25,"d":"25.0"},19.2,10.16,0.0805,0.13,12.46]
["December",24,"6AM to 7AM",6,"December 24, 2019 6:00","2019-12-24T06:00:00",{"v":30,"d":"30.0"},28.6,26.6,20.7,10.39,0.0805,0.14,12.47]
["December",24,"7AM to 8AM",7,"December 24, 2019 7:00","2019-12-24T07:00:00",{"v":30,"d":"30.0"},28.9,27.5,21.6,10.53,0.0804,0.15,12.47]
["December",24,"8AM to 9AM",8,"December 24, 2019 8:00","2019-12-24T08:00:00",{"v":30,"d":"30.0"},29.2,{"v":28,"d":"28.0"},22.2,10.61,0.0804,0.15,12.47]
["December",24,"9AM to 10AM",9,{"$f":"A8585&\" \"&B8585&\", \"&$D$5&\" \"&D8585&\":00\"","v":"December 24, 2019 9:00"},{"$f":"DATEVALUE(E8585)+TIMEVALUE(E8585)","v":"2019-12-24T09:00:00"},29.7,28.9,27.9,{"v":22,"d":"22.0"},{"v":10.5,"d":"10.50"},0.0805,0.15,12.46]
["December",24,"10AM to 11AM",{"$f":"IF(D8585+1>23,0,D8585+1)","v":10},"December 24, 2019 10:00","2019-12-24T10:00:00",29.3,28.5,27.5,21.6,10.35,0.0806,0.15,12.45]
["December",24,"11AM to 12PM",11,"December 24, 2019 11:00","2019-12-24T11:00:00",28.9,28.1,{"v":27,"d":"27.0"},21.1,10.18,0.0806,0.14,12.44]
["December",24,"12PM to 1PM",12,"December 24, 2019 12:00","2019-12-24T12:00:00",27.3,26.6,25.5,19.7,9.58,0.0809,0.13,{"v":12.4,"d":"12.40"}]
["December",24,"1PM to 2PM",13,"December 24, 2019 13:00","2019-12-24T13:00:00",25.7,{"v":25,"d":"25.0"},23.9,18.3,8.97,0.0812,0.12,12.35]
["December",24,"2PM to 3PM",14,"December 24, 2019 14:00","2019-12-24T14:00:00",24.1,23.3,21.9,16.6,8.32,0.0815,0.11,{"v":12.3,"d":"12.30"}]
["December",24,"3PM to 4PM",15,"December 24, 2019 15:00","2019-12-24T15:00:00",24.1,23.3,22.1,16.8,8.35,0.0815,0.11,{"v":12.3,"d":"12.30"}]
["December",24,"4PM to 5PM",16,"December 24, 2019 16:00","2019-12-24T16:00:00",24.1,23.1,21.6,16.3,8.28,0.0815,0.11,{"v":12.3,"d":"12.30"}]
["December",24,"5PM to 6PM",17,"December 24, 2019 17:00","2019-12-24T17:00:00",24.1,{"v":23,"d":"23.0"},{"v":21,"d":"21.0"},15.9,8.22,0.0815,0.11,{"v":12.3,"d":"12.30"}]
["December",24,"6PM to 7PM",18,"December 24, 2019 18:00","2019-12-24T18:00:00",24.1,23.1,21.4,16.2,8.26,0.0815,0.11,{"v":12.3,"d":"12.30"}]
["December",24,"7PM to 8PM",19,"December 24, 2019 19:00","2019-12-24T19:00:00",24.1,23.1,21.4,16.2,8.26,0.0815,0.11,{"v":12.3,"d":"12.30"}]
["December",24,"8PM to 9PM",20,"December 24, 2019 20:00","2019-12-24T20:00:00",24.1,{"v":23,"d":"23.0"},{"v":21,"d":"21.0"},15.9,8.22,0.0815,0.11,{"v":12.3,"d":"12.30"}]
["December",24,"9PM to 10PM",21,"December 24, 2019 21:00","2019-12-24T21:00:00",24.4,23.4,21.7,16.5,8.39,0.0814,0.11,12.31]
["December",24,"10PM to 11PM",22,"December 24, 2019 22:00","2019-12-24T22:00:00",24.6,23.6,21.9,16.6,8.45,0.0814,0.11,12.32]
["December",24,"11PM to 12AM",23,"December 24, 2019 23:00","2019-12-24T23:00:00",{"v":25,"d":"25.0"},23.8,21.9,16.6,8.54,0.0813,0.11,12.33]
["December",25,"12AM to 1AM",0,"December 25, 2019 0:00","2019-12-25",24.6,23.7,22.1,16.8,8.48,0.0814,0.11,12.32]
["December",25,"1AM to 2AM",1,"December 25, 2019 1:00","2019-12-25T01:00:00",24.4,23.7,22.5,17.1,8.48,0.0814,0.12,12.31]
["December",25,"2AM to 3AM",2,"December 25, 2019 2:00","2019-12-25T02:00:00",24.1,23.3,21.9,16.6,8.32,0.0815,0.11,{"v":12.3,"d":"12.30"}]
["December",25,"3AM to 4AM",3,"December 25, 2019 3:00","2019-12-25T03:00:00",23.4,22.6,21.4,16.2,8.09,0.0816,0.11,12.28]
["December",25,"4AM to 5AM",4,"December 25, 2019 4:00","2019-12-25T04:00:00",22.6,21.8,20.3,15.4,7.79,0.0817,{"v":0.1,"d":"0.10"},12.26]
["December",25,"5AM to 6AM",5,"December 25, 2019 5:00","2019-12-25T05:00:00",21.9,20.9,{"v":19,"d":"19.0"},14.5,7.47,0.0818,{"v":0.1,"d":"0.10"},12.24]
["December",25,"6AM to 7AM",6,"December 25, 2019 6:00","2019-12-25T06:00:00",21.6,20.6,18.9,14.3,7.37,0.0819,{"v":0.1,"d":"0.10"},12.23]
["December",25,"7AM to 8AM",7,"December 25, 2019 7:00","2019-12-25T07:00:00",21.4,20.5,18.7,14.2,7.31,0.0819,{"v":0.1,"d":"0.10"},12.23]
["December",25,"8AM to 9AM",8,"December 25, 2019 8:00","2019-12-25T08:00:00",{"v":21,"d":"21.0"},{"v":20,"d":"20.0"},{"v":18,"d":"18.0"},13.7,7.14,{"v":0.082,"d":"0.0820"},0.09,12.22]
["December",25,"9AM to 10AM",9,"December 25, 2019 9:00","2019-12-25T09:00:00",20.7,19.8,{"v":18,"d":"18.0"},13.7,7.06,0.0821,0.09,12.21]
["December",25,"10AM to 11AM",10,"December 25, 2019 10:00","2019-12-25T10:00:00",20.3,19.4,17.6,13.5,6.93,0.0821,0.09,{"v":12.2,"d":"12.20"}]
["December",25,"11AM to 12PM",11,"December 25, 2019 11:00","2019-12-25T11:00:00",19.9,{"v":19,"d":"19.0"},17.1,13.1,6.79,0.0822,0.09,12.19]
["December",25,"12PM to 1PM",12,"December 25, 2019 12:00","2019-12-25T12:00:00",19.6,18.7,16.9,{"v":13,"d":"13.0"},6.69,0.0823,0.09,12.18]
["December",25,"1PM to 2PM",13,"December 25, 2019 13:00","2019-12-25T13:00:00",19.4,18.5,16.7,12.9,6.63,0.0823,0.09,12.17]
["December",25,"2PM to 3PM",14,"December 25, 2019 14:00","2019-12-25T14:00:00",{"v":19,"d":"19.0"},18.1,{"v":16,"d":"16.0"},12.5,6.47,0.0824,0.08,12.16]
["December",25,"3PM to 4PM",15,"December 25, 2019 15:00","2019-12-25T15:00:00",17.8,16.9,15.1,11.9,6.09,0.0826,0.08,12.13]
["December",25,"4PM to 5PM",16,"December 25, 2019 16:00","2019-12-25T16:00:00",16.3,15.6,13.8,11.2,5.63,0.0828,0.08,12.09]
["December",25,"5PM to 6PM",17,"December 25, 2019 17:00","2019-12-25T17:00:00",15.1,14.2,{"v":12,"d":"12.0"},10.2,5.18,0.0831,0.07,12.06]
["December",25,"6PM to 7PM",18,"December 25, 2019 18:00","2019-12-25T18:00:00",{"v":16,"d":"16.0"},15.2,13.5,{"v":11,"d":"11.0"},5.52,0.0829,0.07,12.08]
["December",25,"7PM to 8PM",19,"December 25, 2019 19:00","2019-12-25T19:00:00",17.1,16.3,14.5,11.6,5.87,0.0827,0.08,12.11]
["December",25,"8PM to 9PM",20,"December 25, 2019 20:00","2019-12-25T20:00:00",{"v":18,"d":"18.0"},17.1,15.1,11.9,6.13,0.0825,0.08,12.14]
["December",25,"9PM to 10PM",21,"December 25, 2019 21:00","2019-12-25T21:00:00",17.6,16.8,14.9,11.8,6.03,0.0826,0.08,12.13]
["December",25,"10PM to 11PM",22,"December 25, 2019 22:00","2019-12-25T22:00:00",17.4,16.6,14.7,11.7,5.97,0.0826,0.08,12.12]
["December",25,"11PM to 12AM",23,"December 25, 2019 23:00","2019-12-25T23:00:00",17.1,16.1,{"v":14,"d":"14.0"},11.3,5.82,0.0827,0.08,12.11]
["December",26,"12AM to 1AM",0,"December 26, 2019 0:00","2019-12-26",{"v":16,"d":"16.0"},15.2,13.5,{"v":11,"d":"11.0"},5.52,0.0829,0.07,12.08]
["December",26,"1AM to 2AM",1,"December 26, 2019 1:00","2019-12-26T01:00:00",15.1,14.4,12.6,10.5,5.23,0.0831,0.07,12.06]
["December",26,"2AM to 3AM",2,"December 26, 2019 2:00","2019-12-26T02:00:00",{"v":14,"d":"14.0"},13.2,10.9,9.7,4.84,0.0833,0.07,12.03]
["December",26,"3AM to 4AM",3,"December 26, 2019 3:00","2019-12-26T03:00:00",13.3,12.6,10.8,9.6,4.65,0.0834,0.07,12.01]
["December",26,"4AM to 5AM",4,"December 26, 2019 4:00","2019-12-26T04:00:00",12.7,12.1,10.2,9.4,4.49,0.0835,0.06,{"v":12,"d":"12.00"}]
["December",26,"5AM to 6AM",5,"December 26, 2019 5:00","2019-12-26T05:00:00",{"v":12,"d":"12.0"},11.2,{"v":9,"d":"9.0"},8.8,4.22,0.0836,0.06,11.98]
["December",26,"6AM to 7AM",6,"December 26, 2019 6:00","2019-12-26T06:00:00",13.1,12.4,10.6,9.5,{"v":4.6,"d":"4.60"},0.0834,0.06,12.01]
["December",26,"7AM to 8AM",7,"December 26, 2019 7:00","2019-12-26T07:00:00",{"v":14,"d":"14.0"},13.3,11.5,{"v":10,"d":"10.0"},4.88,0.0832,0.07,12.03]
["December",26,"8AM to 9AM",8,"December 26, 2019 8:00","2019-12-26T08:00:00",15.1,14.2,{"v":12,"d":"12.0"},10.2,5.18,0.0831,0.07,12.06]
["December",26,"9AM to 10AM",9,"December 26, 2019 9:00","2019-12-26T09:00:00",15.1,14.2,11.8,10.2,5.17,0.0831,0.07,12.06]
["December",26,"10AM to 11AM",10,"December 26, 2019 10:00","2019-12-26T10:00:00",15.1,{"v":14,"d":"14.0"},11.3,9.9,5.13,0.0831,0.07,12.06]
["December",26,"11AM to 12PM",11,"December 26, 2019 11:00","2019-12-26T11:00:00",15.1,13.7,{"v":10,"d":"10.0"},9.3,5.04,0.0831,0.06,12.05]
["December",26,"12PM to 1PM",12,"December 26, 2019 12:00","2019-12-26T12:00:00",13.6,12.6,9.9,9.2,4.68,0.0833,0.06,12.02]
["December",26,"1PM to 2PM",13,"December 26, 2019 13:00","2019-12-26T13:00:00",12.4,11.6,9.1,8.9,4.32,0.0835,0.06,11.99]
["December",26,"2PM to 3PM",14,"December 26, 2019 14:00","2019-12-26T14:00:00",10.9,10.2,8.1,8.4,{"v":3.9,"d":"3.90"},0.0838,0.06,11.95]
["December",26,"3PM to 4PM",15,"December 26, 2019 15:00","2019-12-26T15:00:00",{"v":10,"d":"10.0"},9.2,6.4,7.7,3.59,{"v":0.084,"d":"0.0840"},0.05,11.92]
["December",26,"4PM to 5PM",16,"December 26, 2019 16:00","2019-12-26T16:00:00",{"v":9,"d":"9.0"},7.9,4.1,6.9,3.19,0.0842,0.05,11.89]
["December",26,"5PM to 6PM",17,"December 26, 2019 17:00","2019-12-26T17:00:00",8.1,6.6,{"v":1,"d":"1.0"},5.9,2.83,0.0843,0.04,11.87]
["December",26,"6PM to 7PM",18,"December 26, 2019 18:00","2019-12-26T18:00:00",7.3,6.1,{"v":1,"d":"1.0"},5.9,2.65,0.0845,0.04,11.85]
["December",26,"7PM to 8PM",19,"December 26, 2019 19:00","2019-12-26T19:00:00",6.8,5.5,{"v":0,"d":"0.0"},5.5,2.47,0.0846,0.04,11.83]
["December",26,"8PM to 9PM",20,"December 26, 2019 20:00","2019-12-26T20:00:00",6.1,4.6,{"v":-2,"d":"-2.0"},{"v":5,"d":"5.0"},2.22,0.0847,0.03,11.81]
["December",26,"9PM to 10PM",21,"December 26, 2019 21:00","2019-12-26T21:00:00",{"v":5,"d":"5.0"},3.8,-1.5,5.1,1.98,0.0849,0.03,11.79]
["December",26,"10PM to 11PM",22,"December 26, 2019 22:00","2019-12-26T22:00:00",4.1,3.1,-1.7,5.1,1.76,0.0851,0.03,11.76]
["December",26,"11PM to 12AM",23,"December 26, 2019 23:00","2019-12-26T23:00:00",{"v":3,"d":"3.0"},{"v":2,"d":"2.0"},-2.9,4.8,1.45,0.0853,0.03,11.74]
["December",27,"12AM to 1AM",0,"December 27, 2019 0:00","2019-12-27",2.3,1.3,{"v":-4,"d":"-4.0"},4.5,1.23,0.0854,0.03,11.72]
["December",27,"1AM to 2AM",1,{"$f":"A8649&\" \"&B8649&\", \"&$D$5&\" \"&D8649&\":00\"","v":"December 27, 2019 1:00"},{"$f":"DATEVALUE(E8649)+TIMEVALUE(E8649)","v":"2019-12-27T01:00:00"},1.8,0.6,-5.3,4.2,1.06,0.0855,0.03,{"v":11.7,"d":"11.70"}]
["December",27,"2AM to 3AM",{"$f":"IF(D8649+1>23,0,D8649+1)","v":2},"December 27, 2019 2:00","2019-12-27T02:00:00",{"v":1,"d":"1.0"},-0.3,{"v":-8,"d":"-8.0"},3.6,{"v":0.8,"d":"0.80"},0.0856,0.02,11.68]
["December",27,"3AM to 4AM",3,"December 27, 2019 3:00","2019-12-27T03:00:00",0.7,-0.4,-6.5,3.9,0.76,0.0857,0.03,11.67]
["December",27,"4AM to 5AM",4,"December 27, 2019 4:00","2019-12-27T04:00:00",0.3,-0.6,{"v":-6,"d":"-6.0"},{"v":4,"d":"4.0"},0.69,0.0858,0.03,11.67]
["December",27,"5AM to 6AM",5,"December 27, 2019 5:00","2019-12-27T05:00:00",{"v":0,"d":"0.0"},-0.9,{"v":-6,"d":"-6.0"},{"v":4,"d":"4.0"},{"v":0.6,"d":"0.60"},0.0858,0.03,11.66]
["December",27,"6AM to 7AM",6,"December 27, 2019 6:00","2019-12-27T06:00:00",0.3,-0.5,-5.1,4.2,0.72,0.0858,0.03,11.67]
["December",27,"7AM to 8AM",7,"December 27, 2019 7:00","2019-12-27T07:00:00",0.7,-0.1,-4.5,4.4,0.82,0.0857,0.03,11.68]
["December",27,"8AM to 9AM",8,"December 27, 2019 8:00","2019-12-27T08:00:00",{"v":1,"d":"1.0"},0.1,-5.1,4.2,0.89,0.0856,0.03,11.68]
["December",27,"9AM to 10AM",9,"December 27, 2019 9:00","2019-12-27T09:00:00",1.4,0.4,-4.5,4.4,{"v":1,"d":"1.00"},0.0856,0.03,11.69]
["December",27,"10AM to 11AM",10,"December 27, 2019 10:00","2019-12-27T10:00:00",1.6,0.5,-5.4,4.2,1.01,0.0855,0.03,{"v":11.7,"d":"11.70"}]
["December",27,"11AM to 12PM",11,"December 27, 2019 11:00","2019-12-27T11:00:00",1.9,0.6,-7.1,3.8,1.04,0.0855,0.03,11.71]
["December",27,"12PM to 1PM",12,"December 27, 2019 12:00","2019-12-27T12:00:00",1.6,0.4,{"v":-6,"d":"-6.0"},{"v":4,"d":"4.0"},0.99,0.0855,0.03,{"v":11.7,"d":"11.70"}]
["December",27,"1PM to 2PM",13,"December 27, 2019 13:00","2019-12-27T13:00:00",1.4,0.3,{"v":-6,"d":"-6.0"},{"v":4,"d":"4.0"},0.95,0.0856,0.03,11.69]
["December",27,"2PM to 3PM",14,"December 27, 2019 14:00","2019-12-27T14:00:00",{"v":1,"d":"1.0"},-0.2,-7.1,3.8,0.83,0.0856,0.03,11.68]
["December",27,"3PM to 4PM",15,"December 27, 2019 15:00","2019-12-27T15:00:00",1.4,0.3,-5.6,4.1,0.96,0.0856,0.03,11.69]
["December",27,"4PM to 5PM",16,"December 27, 2019 16:00","2019-12-27T16:00:00",1.6,0.5,-5.4,4.2,1.01,0.0855,0.03,{"v":11.7,"d":"11.70"}]
["December",27,"5PM to 6PM",17,"December 27, 2019 17:00","2019-12-27T17:00:00",1.9,0.7,{"v":-6,"d":"-6.0"},{"v":4,"d":"4.0"},1.08,0.0855,0.03,11.71]
["December",27,"6PM to 7PM",18,"December 27, 2019 18:00","2019-12-27T18:00:00",1.6,0.4,{"v":-6,"d":"-6.0"},{"v":4,"d":"4.0"},0.99,0.0855,0.03,{"v":11.7,"d":"11.70"}]
["December",27,"7PM to 8PM",19,"December 27, 2019 19:00","2019-12-27T19:00:00",1.4,0.1,-7.1,3.8,0.91,0.0856,0.03,11.69]
["December",27,"8PM to 9PM",20,"December 27, 2019 20:00","2019-12-27T20:00:00",{"v":1,"d":"1.0"},-0.4,{"v":-9,"d":"-9.0"},3.4,0.77,0.0856,0.02,11.68]
["December",27,"9PM to 10PM",21,"December 27, 2019 21:00","2019-12-27T21:00:00",0.3,{"v":-1,"d":"-1.0"},-8.9,3.5,{"v":0.6,"d":"0.60"},0.0858,0.02,11.66]
["December",27,"10PM to 11PM",22,"December 27, 2019 22:00","2019-12-27T22:00:00",-0.2,-1.5,-9.8,3.3,0.45,0.0859,0.02,11.65]
["December",27,"11PM to 12AM",23,"December 27, 2019 23:00","2019-12-27T23:00:00",-0.9,-2.4,-11.9,2.9,0.22,{"v":0.086,"d":"0.0860"},0.02,11.63]
["December",28,"12AM to 1AM",0,"December 28, 2019 0:00","2019-12-28",-0.6,-1.9,-10.3,3.2,0.34,0.0859,0.02,11.64]
["December",28,"1AM to 2AM",1,"December 28, 2019 1:00","2019-12-28T01:00:00",-0.4,-1.8,-10.3,3.2,0.39,0.0859,0.02,11.65]
["December",28,"2AM to 3AM",2,"December 28, 2019 2:00","2019-12-28T02:00:00",{"v":0,"d":"0.0"},-1.5,{"v":-11,"d":"-11.0"},3.1,0.46,0.0858,0.02,11.65]
["December",28,"3AM to 4AM",3,"December 28, 2019 3:00","2019-12-28T03:00:00",{"v":0,"d":"0.0"},-1.2,-7.8,3.7,0.55,0.0858,0.02,11.66]
["December",28,"4AM to 5AM",4,"December 28, 2019 4:00","2019-12-28T04:00:00",{"v":0,"d":"0.0"},{"v":-1,"d":"-1.0"},-6.2,{"v":4,"d":"4.0"},{"v":0.6,"d":"0.60"},0.0858,0.03,11.66]
["December",28,"5AM to 6AM",5,"December 28, 2019 5:00","2019-12-28T05:00:00",{"v":0,"d":"0.0"},-0.8,-5.1,4.2,0.63,0.0858,0.03,11.66]
["December",28,"6AM to 7AM",6,"December 28, 2019 6:00","2019-12-28T06:00:00",0.3,-0.6,{"v":-6,"d":"-6.0"},{"v":4,"d":"4.0"},0.69,0.0858,0.03,11.67]
["December",28,"7AM to 8AM",7,"December 28, 2019 7:00","2019-12-28T07:00:00",0.7,-0.5,-7.2,3.8,0.74,0.0857,0.03,11.67]
["December",28,"8AM to 9AM",8,"December 28, 2019 8:00","2019-12-28T08:00:00",{"v":1,"d":"1.0"},-0.5,-9.9,3.3,0.74,0.0856,0.02,11.68]
["December",28,"9AM to 10AM",9,"December 28, 2019 9:00","2019-12-28T09:00:00",1.4,0.1,-7.2,3.8,0.91,0.0856,0.03,11.69]
["December",28,"10AM to 11AM",10,"December 28, 2019 10:00","2019-12-28T10:00:00",1.6,0.4,-5.8,4.1,{"v":1,"d":"1.00"},0.0855,0.03,{"v":11.7,"d":"11.70"}]
["December",28,"11AM to 12PM",11,"December 28, 2019 11:00","2019-12-28T11:00:00",1.9,0.8,-5.1,4.2,1.11,0.0855,0.03,11.71]
["December",28,"12PM to 1PM",12,"December 28, 2019 12:00","2019-12-28T12:00:00",2.7,1.6,-3.8,4.5,1.33,0.0853,0.03,11.73]
["December",28,"1PM to 2PM",13,"December 28, 2019 13:00","2019-12-28T13:00:00",3.2,{"v":2,"d":"2.0"},-3.6,4.6,1.46,0.0852,0.03,11.74]
["December",28,"2PM to 3PM",14,"December 28, 2019 14:00","2019-12-28T14:00:00",3.9,2.6,{"v":-4,"d":"-4.0"},4.5,1.62,0.0851,0.03,11.76]
["December",28,"3PM to 4PM",15,"December 28, 2019 15:00","2019-12-28T15:00:00",4.3,3.1,-2.2,4.9,1.78,{"v":0.085,"d":"0.0850"},0.03,11.77]
["December",28,"4PM to 5PM",16,"December 28, 2019 16:00","2019-12-28T16:00:00",4.6,3.6,-1.1,5.2,1.91,{"v":0.085,"d":"0.0850"},0.04,11.78]
["December",28,"5PM to 6PM",17,"December 28, 2019 17:00","2019-12-28T17:00:00",{"v":5,"d":"5.0"},3.9,-0.9,5.3,{"v":2,"d":"2.00"},0.0849,0.04,11.79]
["December",28,"6PM to 7PM",18,"December 28, 2019 18:00","2019-12-28T18:00:00",5.4,4.4,0.3,5.6,2.14,0.0848,0.04,{"v":11.8,"d":"11.80"}]
["December",28,"7PM to 8PM",19,"December 28, 2019 19:00","2019-12-28T19:00:00",5.7,4.8,1.2,5.9,2.27,0.0848,0.04,11.81]
["December",28,"8PM to 9PM",20,"December 28, 2019 20:00","2019-12-28T20:00:00",6.1,5.1,{"v":1,"d":"1.0"},5.9,2.35,0.0847,0.04,11.82]
["December",28,"9PM to 10PM",21,"December 28, 2019 21:00","2019-12-28T21:00:00",4.1,3.2,-0.6,5.4,{"v":1.8,"d":"1.80"},0.0851,0.04,11.77]
["December",28,"10PM to 11PM",22,"December 28, 2019 22:00","2019-12-28T22:00:00",1.9,1.1,-2.9,4.8,1.19,0.0855,0.03,11.71]
["December",28,"11PM to 12AM",23,"December 28, 2019 23:00","2019-12-28T23:00:00",{"v":0,"d":"0.0"},-0.9,{"v":-6,"d":"-6.0"},{"v":4,"d":"4.0"},{"v":0.6,"d":"0.60"},0.0858,0.03,11.66]
["December",29,"12AM to 1AM",0,"December 29, 2019 0:00","2019-12-29",1.6,0.6,-4.4,4.4,1.05,0.0855,0.03,{"v":11.7,"d":"11.70"}]
["December",29,"1AM to 2AM",1,"December 29, 2019 1:00","2019-12-29T01:00:00",3.4,2.3,-3.1,4.7,1.53,0.0852,0.03,11.75]
["December",29,"2AM to 3AM",2,"December 29, 2019 2:00","2019-12-29T02:00:00",{"v":5,"d":"5.0"},3.6,-2.9,4.8,1.92,0.0849,0.03,11.79]
["December",29,"3AM to 4AM",3,"December 29, 2019 3:00","2019-12-29T03:00:00",5.4,4.2,-0.8,5.3,{"v":2.1,"d":"2.10"},0.0848,0.04,{"v":11.8,"d":"11.80"}]
["December",29,"4AM to 5AM",4,"December 29, 2019 4:00","2019-12-29T04:00:00",5.7,4.7,0.5,5.7,2.24,0.0848,0.04,11.81]
["December",29,"5AM to 6AM",5,"December 29, 2019 5:00","2019-12-29T05:00:00",6.1,5.1,{"v":1,"d":"1.0"},5.9,2.35,0.0847,0.04,11.82]
["December",29,"6AM to 7AM",6,"December 29, 2019 6:00","2019-12-29T06:00:00",{"v":5,"d":"5.0"},4.1,0.5,5.7,2.06,0.0849,0.04,11.79]
["December",29,"7AM to 8AM",7,"December 29, 2019 7:00","2019-12-29T07:00:00",4.1,3.2,-0.9,5.3,1.79,0.0851,0.04,11.77]
["December",29,"8AM to 9AM",8,"December 29, 2019 8:00","2019-12-29T08:00:00",{"v":3,"d":"3.0"},{"v":2,"d":"2.0"},-2.9,4.8,1.45,0.0853,0.03,11.74]
["December",29,"9AM to 10AM",9,"December 29, 2019 9:00","2019-12-29T09:00:00",4.6,3.6,-0.9,5.3,1.92,{"v":0.085,"d":"0.0850"},0.04,11.78]
["December",29,"10AM to 11AM",10,"December 29, 2019 10:00","2019-12-29T10:00:00",6.4,5.3,0.7,5.7,2.42,0.0846,0.04,11.83]
["December",29,"11AM to 12PM",11,"December 29, 2019 11:00","2019-12-29T11:00:00",8.1,6.6,{"v":1,"d":"1.0"},5.9,2.83,0.0843,0.04,11.87]
["December",29,"12PM to 1PM",12,"December 29, 2019 12:00","2019-12-29T12:00:00",6.6,5.4,0.5,5.7,2.45,0.0846,0.04,11.83]
["December",29,"1PM to 2PM",13,"December 29, 2019 13:00","2019-12-29T13:00:00",5.4,4.2,-0.9,5.3,2.09,0.0848,0.04,{"v":11.8,"d":"11.80"}]
["December",29,"2PM to 3PM",14,"December 29, 2019 14:00","2019-12-29T14:00:00",3.9,2.7,-2.9,4.8,1.66,0.0851,0.03,11.76]
["December",29,"3PM to 4PM",15,"December 29, 2019 15:00","2019-12-29T15:00:00",3.9,2.9,{"v":-2,"d":"-2.0"},{"v":5,"d":"5.0"},{"v":1.7,"d":"1.70"},0.0851,0.03,11.76]
["December",29,"4PM to 5PM",16,"December 29, 2019 16:00","2019-12-29T16:00:00",3.9,2.9,-1.7,5.1,1.71,0.0851,0.03,11.76]
["December",29,"5PM to 6PM",17,{"$f":"A8713&\" \"&B8713&\", \"&$D$5&\" \"&D8713&\":00\"","v":"December 29, 2019 17:00"},{"$f":"DATEVALUE(E8713)+TIMEVALUE(E8713)","v":"2019-12-29T17:00:00"},3.9,2.9,{"v":-2,"d":"-2.0"},{"v":5,"d":"5.0"},{"v":1.7,"d":"1.70"},0.0851,0.03,11.76]
["December",29,"6PM to 7PM",{"$f":"IF(D8713+1>23,0,D8713+1)","v":18},"December 29, 2019 18:00","2019-12-29T18:00:00",4.6,3.7,-0.6,5.4,1.93,{"v":0.085,"d":"0.0850"},0.04,11.78]
["December",29,"7PM to 8PM",19,"December 29, 2019 19:00","2019-12-29T19:00:00",5.4,4.4,0.1,5.6,2.14,0.0848,0.04,{"v":11.8,"d":"11.80"}]
["December",29,"8PM to 9PM",20,"December 29, 2019 20:00","2019-12-29T20:00:00",6.1,4.9,{"v":0,"d":"0.0"},5.5,{"v":2.3,"d":"2.30"},0.0847,0.04,11.82]
["December",29,"9PM to 10PM",21,"December 29, 2019 21:00","2019-12-29T21:00:00",6.8,5.7,1.2,5.9,2.53,0.0846,0.04,11.84]
["December",29,"10PM to 11PM",22,"December 29, 2019 22:00","2019-12-29T22:00:00",7.3,6.2,1.6,{"v":6,"d":"6.0"},2.68,0.0845,0.04,11.85]
["December",29,"11PM to 12AM",23,"December 29, 2019 23:00","2019-12-29T23:00:00",8.1,6.6,{"v":1,"d":"1.0"},5.9,2.83,0.0843,0.04,11.87]
["December",30,"12AM to 1AM",0,"December 30, 2019 0:00","2019-12-30",{"v":7,"d":"7.0"},5.8,0.9,5.8,2.56,0.0845,0.04,11.84]
["December",30,"1AM to 2AM",1,"December 30, 2019 1:00","2019-12-30T01:00:00",6.1,4.9,-0.2,5.5,2.29,0.0847,0.04,11.82]
["December",30,"2AM to 3AM",2,"December 30, 2019 2:00","2019-12-30T02:00:00",{"v":5,"d":"5.0"},3.7,{"v":-2,"d":"-2.0"},{"v":5,"d":"5.0"},1.96,0.0849,0.03,11.79]
["December",30,"3AM to 4AM",3,"December 30, 2019 3:00","2019-12-30T03:00:00",8.1,6.8,2.1,6.2,2.88,0.0843,0.04,11.87]
["December",30,"4AM to 5AM",4,"December 30, 2019 4:00","2019-12-30T04:00:00",10.9,9.6,5.2,7.3,3.73,0.0838,0.05,11.94]
["December",30,"5AM to 6AM",5,"December 30, 2019 5:00","2019-12-30T05:00:00",{"v":14,"d":"14.0"},12.5,8.1,8.4,4.64,0.0833,0.06,12.03]
["December",30,"6AM to 7AM",6,"December 30, 2019 6:00","2019-12-30T06:00:00",{"v":14,"d":"14.0"},12.7,{"v":9,"d":"9.0"},8.8,{"v":4.7,"d":"4.70"},0.0833,0.06,12.03]
["December",30,"7AM to 8AM",7,"December 30, 2019 7:00","2019-12-30T07:00:00",{"v":14,"d":"14.0"},12.8,9.3,8.9,4.73,0.0833,0.06,12.03]
["December",30,"8AM to 9AM",8,"December 30, 2019 8:00","2019-12-30T08:00:00",{"v":14,"d":"14.0"},12.7,{"v":9,"d":"9.0"},8.8,{"v":4.7,"d":"4.70"},0.0833,0.06,12.03]
["December",30,"9AM to 10AM",9,"December 30, 2019 9:00","2019-12-30T09:00:00",15.3,{"v":14,"d":"14.0"},10.6,9.5,5.12,{"v":0.083,"d":"0.0830"},0.06,12.06]
["December",30,"10AM to 11AM",10,"December 30, 2019 10:00","2019-12-30T10:00:00",16.7,15.3,11.7,10.1,5.54,0.0828,0.07,{"v":12.1,"d":"12.10"}]
["December",30,"11AM to 12PM",11,"December 30, 2019 11:00","2019-12-30T11:00:00",{"v":18,"d":"18.0"},16.2,{"v":12,"d":"12.0"},10.2,5.88,0.0826,0.07,12.13]
["December",30,"12PM to 1PM",12,"December 30, 2019 12:00","2019-12-30T12:00:00",19.2,17.6,13.8,11.2,6.33,0.0823,0.08,12.17]
["December",30,"1PM to 2PM",13,"December 30, 2019 13:00","2019-12-30T13:00:00",20.7,{"v":19,"d":"19.0"},15.6,12.2,6.83,0.0821,0.08,{"v":12.2,"d":"12.20"}]
["December",30,"2PM to 3PM",14,"December 30, 2019 14:00","2019-12-30T14:00:00",21.9,{"v":20,"d":"20.0"},{"v":16,"d":"16.0"},12.5,7.17,0.0819,0.08,12.24]
["December",30,"3PM to 4PM",15,"December 30, 2019 15:00","2019-12-30T15:00:00",22.6,{"v":21,"d":"21.0"},17.8,13.6,7.52,0.0817,0.09,12.26]
["December",30,"4PM to 5PM",16,"December 30, 2019 16:00","2019-12-30T16:00:00",23.4,21.7,18.7,14.2,7.78,0.0816,{"v":0.1,"d":"0.10"},12.28]
["December",30,"5PM to 6PM",17,"December 30, 2019 17:00","2019-12-30T17:00:00",24.1,22.3,{"v":19,"d":"19.0"},14.5,7.99,0.0815,{"v":0.1,"d":"0.10"},{"v":12.3,"d":"12.30"}]
["December",30,"6PM to 7PM",18,"December 30, 2019 18:00","2019-12-30T18:00:00",24.4,22.8,19.9,15.1,8.18,0.0814,{"v":0.1,"d":"0.10"},12.31]
["December",30,"7PM to 8PM",19,"December 30, 2019 19:00","2019-12-30T19:00:00",24.6,{"v":23,"d":"23.0"},20.1,15.2,8.24,0.0814,{"v":0.1,"d":"0.10"},12.31]
["December",30,"8PM to 9PM",20,"December 30, 2019 20:00","2019-12-30T20:00:00",{"v":25,"d":"25.0"},23.2,19.9,15.1,8.31,0.0813,{"v":0.1,"d":"0.10"},12.32]
["December",30,"9PM to 10PM",21,"December 30, 2019 21:00","2019-12-30T21:00:00",25.3,23.8,21.2,16.1,8.54,0.0813,0.11,12.33]
["December",30,"10PM to 11PM",22,"December 30, 2019 22:00","2019-12-30T22:00:00",25.7,24.3,22.1,16.8,8.74,0.0812,0.11,12.35]
["December",30,"11PM to 12AM",23,"December 30, 2019 23:00","2019-12-30T23:00:00",26.1,24.5,21.9,16.6,{"v":8.8,"d":"8.80"},0.0811,0.11,12.35]
["December",31,"12AM to 1AM",0,"December 31, 2019 0:00","2019-12-31",27.3,{"v":26,"d":"26.0"},23.9,18.3,9.36,0.0809,0.12,12.39]
["December",31,"1AM to 2AM",1,"December 31, 2019 1:00","2019-12-31T01:00:00",28.8,27.4,25.3,19.6,{"v":9.9,"d":"9.90"},0.0807,0.13,12.43]
["December",31,"2AM to 3AM",2,"December 31, 2019 2:00","2019-12-31T02:00:00",{"v":30,"d":"30.0"},28.4,26.1,20.2,10.31,0.0805,0.14,12.47]
["December",31,"3AM to 4AM",3,"December 31, 2019 3:00","2019-12-31T03:00:00",29.3,27.9,25.9,20.1,10.11,0.0806,0.14,12.45]
["December",31,"4AM to 5AM",4,"December 31, 2019 4:00","2019-12-31T04:00:00",28.8,27.4,25.3,19.6,{"v":9.9,"d":"9.90"},0.0807,0.13,12.43]
["December",31,"5AM to 6AM",5,"December 31, 2019 5:00","2019-12-31T05:00:00",{"v":28,"d":"28.0"},26.5,24.1,18.4,9.56,0.0808,0.12,12.41]
["December",31,"6AM to 7AM",6,"December 31, 2019 6:00","2019-12-31T06:00:00",25.3,{"v":24,"d":"24.0"},21.7,16.5,8.61,0.0813,0.11,12.34]
["December",31,"7AM to 8AM",7,"December 31, 2019 7:00","2019-12-31T07:00:00",22.6,21.2,18.5,14.1,7.59,0.0817,{"v":0.1,"d":"0.10"},12.26]
["December",31,"8AM to 9AM",8,"December 31, 2019 8:00","2019-12-31T08:00:00",19.9,18.4,15.1,11.9,6.61,0.0822,0.08,12.19]
["December",31,"9AM to 10AM",9,"December 31, 2019 9:00","2019-12-31T09:00:00",19.2,{"v":18,"d":"18.0"},15.4,12.1,6.47,0.0823,0.08,12.17]
["December",31,"10AM to 11AM",10,"December 31, 2019 10:00","2019-12-31T10:00:00",18.7,17.7,15.6,12.2,6.35,0.0824,0.08,12.15]
["December",31,"11AM to 12PM",11,"December 31, 2019 11:00","2019-12-31T11:00:00",{"v":18,"d":"18.0"},17.1,15.1,11.9,6.13,0.0825,0.08,12.14]
["December",31,"12PM to 1PM",12,"December 31, 2019 12:00","2019-12-31T12:00:00",19.2,18.3,16.3,12.7,6.55,0.0823,0.09,12.17]
["December",31,"1PM to 2PM",13,"December 31, 2019 13:00","2019-12-31T13:00:00",20.7,19.6,17.6,13.5,7.02,0.0821,0.09,12.21]
["December",31,"2PM to 3PM",14,"December 31, 2019 14:00","2019-12-31T14:00:00",21.9,20.6,{"v":18,"d":"18.0"},13.7,7.36,0.0819,0.09,12.24]
["December",31,"3PM to 4PM",15,"December 31, 2019 15:00","2019-12-31T15:00:00",21.2,20.2,18.1,13.8,7.21,{"v":0.082,"d":"0.0820"},0.09,12.22]
["December",31,"4PM to 5PM",16,"December 31, 2019 16:00","2019-12-31T16:00:00",20.7,19.7,17.8,13.6,7.04,0.0821,0.09,12.21]
["December",31,"5PM to 6PM",17,"December 31, 2019 17:00","2019-12-31T17:00:00",19.9,{"v":19,"d":"19.0"},17.1,13.1,6.79,0.0822,0.09,12.19]
["December",31,"6PM to 7PM",18,"December 31, 2019 18:00","2019-12-31T18:00:00",19.2,18.3,16.3,12.7,6.55,0.0823,0.09,12.17]
["December",31,"7PM to 8PM",19,"December 31, 2019 19:00","2019-12-31T19:00:00",18.7,17.6,15.3,{"v":12,"d":"12.0"},6.32,0.0824,0.08,12.15]
["December",31,"8PM to 9PM",20,"December 31, 2019 20:00","2019-12-31T20:00:00",{"v":18,"d":"18.0"},16.8,{"v":14,"d":"14.0"},11.3,6.04,0.0825,0.08,12.13]
["December",31,"9PM to 10PM",21,"December 31, 2019 21:00","2019-12-31T21:00:00",17.6,16.5,13.8,11.2,5.94,0.0826,0.08,12.12]
["December",31,"10PM to 11PM",22,"December 31, 2019 22:00","2019-12-31T22:00:00",17.4,16.2,13.5,{"v":11,"d":"11.0"},5.86,0.0826,0.07,12.12]
["December",31,"11PM to 12AM",23,"December 31, 2019 23:00","2019-12-31T23:00:00",17.1,15.6,{"v":12,"d":"12.0"},10.2,5.66,0.0827,0.07,12.11]

{"sheet":"Bethel 2019 Actual","index":3,"n_rows":11692,"n_cols":29,"rows_kept":2250,"cut":true,"bounds":{"rows_first":1000,"rows_last":250,"rows_between":1000,"halvings":1}}
["station","valid","tmpf","dwpf","relh","drct","sknt","p01i","alti","mslp","vsby","gust","skyc1","skyc2","skyc3","skyc4","skyl1","skyl2","skyl3","skyl4","wxcodes","ice_accretion_1hr","ice_accretion_3hr","ice_accretion_6hr","peak_wind_gust","peak_wind_drct","peak_wind_time","feel","metar"]
["PABE","2019-01-01T00:06:00",33.1,30.9,91.51,70,11,"T",28.87,"M",2,"M","OVC","M","M","M",2800,"M","M","M",{"$error":"#NAME?"},"M","M","M","M","M","M",23.86,"PABE 010906Z 07011KT 2SM -SN BR OVC028 01/M01 A2887 RMK AO2 SNB0857 P0000 T00061006 $"]
["PABE","2019-01-01T00:22:00",33.1,32,95.67,50,10,"T",28.86,"M",3,"M","OVC","M","M","M",2400,"M","M","M",{"$f":"-SN BR","v":{"$error":"#NAME?"}},"M","M","M","M","M","M",24.35,"PABE 010922Z 05010KT 3SM -SN BR OVC024 01/00 A2886 RMK AO2 SNB0857 P0000 T00060000 $"]
["PABE","2019-01-01T00:36:00",33.1,30.9,91.51,50,10,0.01,28.85,"M",4,"M","OVC","M","M","M",3200,"M","M","M",{"$f":"-SN BR","v":{"$error":"#NAME?"}},"M","M","M","M","M","M",24.35,"PABE 010936Z 05010KT 4SM -SN BR OVC032 01/M01 A2885 RMK AO2 SNB0857 P0001 T00061006 $"]
["PABE","2019-01-01T00:53:00",33.1,30.9,91.51,30,11,0.01,28.82,976.1,4,"M","OVC","M","M","M",4200,"M","M","M",{"$f":"-SN BR","v":{"$error":"#NAME?"}},"M","M","M","M","M","M",23.86,"PABE 010953Z 03011KT 4SM -SN BR OVC042 01/M01 A2882 RMK AO2 SNB0857 PRESFR SLP761 P0001 T00061006 $"]
["PABE","2019-01-01T01:17:00",32,30.9,95.65,20,11,"T",28.79,"M",7,20,"FEW","BKN","OVC","M",500,4200,7000,"M",{"$f":"-SN","v":{"$error":"#NAME?"}},"M","M","M","M","M","M",22.47,"PABE 011017Z 02011G20KT 7SM -SN FEW005 BKN042 OVC070 00/M01 A2879 RMK AO2 P0000 T00001006 $"]
["PABE","2019-01-01T01:53:00",30.9,30,96.41,30,13,"T",28.77,974.5,10,"M","OVC","M","M","M",8500,"M","M","M","M","M","M","M","M","M","M",20.16,"PABE 011053Z 03013KT 10SM OVC085 M01/M01 A2877 RMK AO2 SNE18 SLP745 P0000 T10061011 $"]
["PABE","2019-01-01T02:53:00",32,30,92.22,40,15,"T",28.75,973.5,2.5,"M","OVC","M","M","M",3600,"M","M","M",{"$f":"-SN BR","v":{"$error":"#NAME?"}},"M","M","M","M","M","M",20.78,"PABE 011153Z 04015KT 2 1/2SM -SN BR OVC036 00/M01 A2875 RMK AO2 SNB42 SLP735 P0000 60001 70002 T00001011 10017 21006 56044 $"]
["PABE","2019-01-01T03:01:00",32,30,92.22,40,16,"T",28.74,"M",1.75,"M","OVC","M","M","M",2800,"M","M","M",{"$f":"-SN BR","v":{"$error":"#NAME?"}},"M","M","M","M","M","M",20.42,"PABE 011201Z 04016KT 1 3/4SM -SN BR OVC028 00/M01 A2874 RMK AO2 P0000 T00001011 $"]
["PABE","2019-01-01T03:20:00",30.9,30.9,100,30,17,"T",28.71,"M",0.75,"M","VV ","M","M","M",1400,"M","M","M",{"$f":"-SN BR","v":{"$error":"#NAME?"}},"M","M","M","M","M","M",18.63,"PABE 011220Z 03017KT 3/4SM R19R/5500VP6000FT -SN BR VV014 M01/M01 A2871 RMK AO2 PRESFR P0000 T10061006 $"]
["PABE","2019-01-01T03:25:00",30.9,30.9,100,30,17,0.01,28.71,"M",1,"M","FEW","OVC","M","M",400,1400,"M","M",{"$f":"-SN BR","v":{"$error":"#NAME?"}},"M","M","M","M","M","M",18.63,"PABE 011225Z 03017KT 1SM R19R/5500VP6000FT -SN BR FEW004 OVC014 M01/M01 A2871 RMK AO2 P0001 T10061006 $"]
["PABE","2019-01-01T03:34:00",30.9,30.9,100,30,16,0.01,28.71,"M",2,"M","BKN","OVC","M","M",400,1200,"M","M",{"$f":"-SN BR","v":{"$error":"#NAME?"}},"M","M","M","M","M","M",18.98,"PABE 011234Z 03016KT 2SM -SN BR BKN004 OVC012 M01/M01 A2871 RMK AO2 P0001 T10061006 $"]
["PABE","2019-01-01T03:53:00",30.9,30,96.41,30,21,0.01,28.69,971.7,6,"M","BKN","OVC","M","M",400,2400,"M","M","BR","M","M","M","M","M","M",17.39,"PABE 011253Z 03021KT 6SM BR BKN004 OVC024 M01/M01 A2869 RMK AO2 SNE52 SLP717 P0001 T10061011 $"]
["PABE","2019-01-01T04:09:00",30,30,100,30,19,0,28.68,"M",8,"M","OVC","M","M","M",500,"M","M","M","M","M","M","M",26,20,"2019-01-01T04:04:00",16.79,"PABE 011309Z 03019KT 8SM OVC005 M01/M01 A2868 RMK AO2 PK WND 02026/1304 T10111011 $"]
["PABE","2019-01-01T04:21:00",30,30,100,20,20,0,28.67,"M",8,"M","OVC","M","M","M",400,"M","M","M","M","M","M","M",26,20,"2019-01-01T04:04:00",16.48,"PABE 011321Z 02020KT 8SM OVC004 M01/M01 A2867 RMK AO2 PK WND 02026/1304 T10111011 $"]
["PABE","2019-01-01T04:51:00",30.2,28.4,92.92,20,21,0,28.66,"M",10,"M","OVC","M","M","M",500,"M","M","M","M","M","M","M",26,20,"2019-01-01T04:04:00",16.45,"PABE 011351Z 02021KT 10SM OVC005 M01/M02 A2866 RMK AO2 PK WND 02026/1304 $"]
["PABE","2019-01-01T04:53:00",30,28.9,95.61,20,18,0,28.65,970.4,10,"M","OVC","M","M","M",500,"M","M","M","M","M","M","M",26,20,"2019-01-01T04:04:00",17.12,"PABE 011353Z 02018KT 10SM OVC005 M01/M02 A2865 RMK AO2 PK WND 02026/1304 SLP704 T10111017 $"]
["PABE","2019-01-01T05:53:00",30,28.9,95.61,20,20,0,28.61,969,10,25,"BKN","OVC","M","M",500,5000,"M","M","M","M","M","M",26,20,"2019-01-01T05:21:00",16.48,"PABE 011453Z 02020G25KT 10SM BKN005 OVC050 M01/M02 A2861 RMK AO2 PK WND 02026/1421 SLP690 60001 T10111017 58026 $"]
["PABE","2019-01-01T06:19:00",30,28.9,95.61,20,23,0,28.59,"M",10,28,"FEW","OVC","M","M",500,6000,"M","M","M","M","M","M",29,20,"2019-01-01T06:09:00",15.63,"PABE 011519Z 02023G28KT 10SM FEW005 OVC060 M01/M02 A2859 RMK AO2 PK WND 02029/1509 T10111017 $"]
["PABE","2019-01-01T06:53:00",30,28.9,95.61,20,20,"T",28.58,967.9,9,"M","BKN","OVC","M","M",700,4000,"M","M","M","M","M","M",30,20,"2019-01-01T06:25:00",16.48,"PABE 011553Z 02020KT 9SM BKN007 OVC040 M01/M02 A2858 RMK AO2 PK WND 02030/1525 SNB27E52 SLP679 P0000 T10111017 $"]
["PABE","2019-01-01T07:53:00",30,28.9,95.61,10,22,0,28.56,967.3,10,"M","BKN","OVC","M","M",700,4200,"M","M","M","M","M","M",29,20,"2019-01-01T06:57:00",15.9,"PABE 011653Z 01022KT 10SM BKN007 OVC042 M01/M02 A2856 RMK AO2 PK WND 02029/1557 SLP673 T10111017 $"]
["PABE","2019-01-01T08:53:00",30,28,92.15,10,18,"T",28.56,967.2,10,"M","BKN","OVC","M","M",700,4200,"M","M","M","M","M","M",28,10,"2019-01-01T08:20:00",17.12,"PABE 011753Z 01018KT 10SM BKN007 OVC042 M01/M02 A2856 RMK AO2 PK WND 01028/1720 SNB14E23 SLP672 P0000 60001 T10111022 10000 21011 56019 $"]
["PABE","2019-01-01T09:08:00",30,28,92.15,10,18,0,28.56,"M",10,"M","FEW","SCT","OVC","M",6500,8000,10000,"M","M","M","M","M","M","M","M",17.12,"PABE 011808Z 01018KT 10SM FEW065 SCT080 OVC100 M01/M02 A2856 RMK AO2 T10111022 $"]
["PABE","2019-01-01T09:53:00",30,27,88.44,360,20,0,28.56,967.1,6,"M","OVC","M","M","M",4500,"M","M","M","BR","M","M","M",26,360,"2019-01-01T09:44:00",16.48,"PABE 011853Z 36020KT 6SM BR OVC045 M01/M03 A2856 RMK AO2 PK WND 36026/1844 SLP671 T10111028 $"]
["PABE","2019-01-01T09:57:00",30,26.1,85.21,360,21,"T",28.56,"M",2,"M","FEW","OVC","M","M",2600,4200,"M","M",{"$f":"-SN BR","v":{"$error":"#NAME?"}},"M","M","M","M","M","M",16.19,"PABE 011857Z 36021KT 2SM -SN BR FEW026 OVC042 M01/M03 A2856 RMK AO2 SNB56 P0000 T10111033 $"]
["PABE","2019-01-01T10:45:00",28.9,28,96.38,360,17,"T",28.56,"M",1.25,"M","FEW","OVC","M","M",700,1500,"M","M",{"$f":"-SN BR","v":{"$error":"#NAME?"}},"M","M","M",26,360,"2019-01-01T10:19:00",16.01,"PABE 011945Z 36017KT 1 1/4SM R19R/6000VP6000FT -SN BR FEW007 OVC015 M02/M02 A2856 RMK AO2 PK WND 36026/1919 SNB1856 P0000 T10171022 $"]
["PABE","2019-01-01T10:53:00",28.9,28,96.38,10,17,"T",28.56,967.3,1.5,"M","SCT","OVC","M","M",700,1300,"M","M",{"$f":"-SN BR","v":{"$error":"#NAME?"}},"M","M","M",26,360,"2019-01-01T10:19:00",16.01,"PABE 011953Z 01017KT 1 1/2SM -SN BR SCT007 OVC013 M02/M02 A2856 RMK AO2 PK WND 36026/1919 SNB1856 SLP673 P0000 T10171022 $"]
["PABE","2019-01-01T11:01:00",28.9,28,96.38,360,17,0.01,28.56,"M",1.5,"M","OVC","M","M","M",900,"M","M","M",{"$f":"-SN BR","v":{"$error":"#NAME?"}},"M","M","M","M","M","M",16.01,"PABE 012001Z 36017KT 1 1/2SM -SN BR OVC009 M02/M02 A2856 RMK AO2 P0001 T10171022 $"]
["PABE","2019-01-01T11:26:00",28.9,28,96.38,350,16,0.02,28.56,"M",1,"M","SCT","OVC","M","M",800,1200,"M","M",{"$f":"-SN BR","v":{"$error":"#NAME?"}},"M","M","M","M","M","M",16.38,"PABE 012026Z 35016KT 1SM R19R/5000VP6000FT -SN BR SCT008 OVC012 M02/M02 A2856 RMK AO2 P0002 T10171022 $"]
["PABE","2019-01-01T11:38:00",28.9,28,96.38,350,16,0.02,28.57,"M",1.25,"M","FEW","BKN","OVC","M",800,1500,2100,"M",{"$f":"-SN BR","v":{"$error":"#NAME?"}},"M","M","M","M","M","M",16.38,"PABE 012038Z 35016KT 1 1/4SM -SN BR FEW008 BKN015 OVC021 M02/M02 A2857 RMK AO2 P0002 T10171022 $"]
["PABE","2019-01-01T11:53:00",28.9,28,96.38,340,15,0.02,28.58,967.8,3,"M","OVC","M","M","M",1800,"M","M","M",{"$f":"-SN BR","v":{"$error":"#NAME?"}},"M","M","M","M","M","M",16.76,"PABE 012053Z 34015KT 3SM -SN BR OVC018 M02/M02 A2858 RMK AO2 SLP678 P0002 60002 T10171022 53007 $"]
["PABE","2019-01-01T12:39:00",28.9,28,96.38,330,15,"T",28.59,"M",5,"M","BKN","OVC","M","M",1400,2200,"M","M",{"$f":"-SN BR","v":{"$error":"#NAME?"}},"M","M","M","M","M","M",16.76,"PABE 012139Z 33015KT 5SM -SN BR BKN014 OVC022 M02/M02 A2859 RMK AO2 P0000 T10171022 $"]
["PABE","2019-01-01T12:53:00",28.9,27,92.49,330,17,"T",28.59,968.2,9,"M","BKN","OVC","M","M",1300,2300,"M","M","M","M","M","M","M","M","M",16.01,"PABE 012153Z 33017KT 9SM BKN013 OVC023 M02/M03 A2859 RMK AO2 SNE50 SLP682 P0000 T10171028 $"]
["PABE","2019-01-01T13:11:00",28.9,27,92.49,330,14,0,28.6,"M",10,"M","BKN","OVC","M","M",1600,2300,"M","M","M","M","M","M","M","M","M",17.17,"PABE 012211Z 33014KT 10SM BKN016 OVC023 M02/M03 A2860 RMK AO2 T10171028 $"]
["PABE","2019-01-01T13:53:00",28.9,27,92.49,330,16,0,28.61,969.1,10,"M","OVC","M","M","M",2200,"M","M","M","M","M","M","M","M","M","M",16.38,"PABE 012253Z 33016KT 10SM OVC022 M02/M03 A2861 RMK AO2 SLP691 T10171028 $"]
["PABE","2019-01-01T14:27:00",28.9,28,96.38,320,16,"T",28.62,"M",2,"M","OVC","M","M","M",2400,"M","M","M",{"$f":"-SN BR","v":{"$error":"#NAME?"}},"M","M","M","M","M","M",16.38,"PABE 012327Z 32016KT 2SM -SN BR OVC024 M02/M02 A2862 RMK AO2 SNB23 P0000 T10171022 $"]
["PABE","2019-01-01T14:53:00",28,27,95.97,320,14,"T",28.64,969.9,2,"M","OVC","M","M","M",2500,"M","M","M",{"$f":"-SN BR","v":{"$error":"#NAME?"}},"M","M","M","M","M","M",16.01,"PABE 012353Z 32014KT 2SM -SN BR OVC025 M02/M03 A2864 RMK AO2 SNB23 SLP699 P0000 60002 T10221028 11011 21022 53020 $"]
["PABE","2019-01-01T15:34:00",28,27,95.97,310,14,0.01,28.65,"M",2,"M","OVC","M","M","M",2900,"M","M","M",{"$f":"-SN BR","v":{"$error":"#NAME?"}},"M","M","M","M","M","M",16.01,"PABE 020034Z 31014KT 2SM -SN BR OVC029 M02/M03 A2865 RMK AO2 P0001 T10221028 $"]
["PABE","2019-01-01T15:42:00",28,27,95.97,310,13,0.01,28.66,"M",1.5,"M","OVC","M","M","M",2700,"M","M","M",{"$f":"-SN BR","v":{"$error":"#NAME?"}},"M","M","M","M","M","M",16.44,"PABE 020042Z 31013KT 1 1/2SM -SN BR OVC027 M02/M03 A2866 RMK AO2 P0001 T10221028 $"]
["PABE","2019-01-01T15:51:00",28.4,26.6,92.86,310,14,0.01,28.66,"M",1.5,"M","FEW","BKN","OVC","M",600,2200,2900,"M",{"$f":"-SN BR","v":{"$error":"#NAME?"}},"M","M","M","M","M","M",16.52,"PABE 020051Z 31014KT 1 1/2SM -SN BR FEW006 BKN022 OVC029 M02/M03 A2866 RMK P0001 $ VIA AUTODIAL"]
["PABE","2019-01-01T15:53:00",28,27,95.97,310,14,0.01,28.66,970.8,1.75,"M","FEW","BKN","OVC","M",600,2000,2900,"M",{"$f":"-SN BR","v":{"$error":"#NAME?"}},"M","M","M","M","M","M",16.01,"PABE 020053Z 31014KT 1 3/4SM -SN BR FEW006 BKN020 OVC029 M02/M03 A2866 RMK SLP708 P0001 T10221028 $ VIA AUTODIAL"]
["PABE","2019-01-01T16:02:00",28,27,95.97,310,14,"T",28.67,"M",2,"M","SCT","BKN","OVC","M",600,1200,2900,"M",{"$f":"-SN BR","v":{"$error":"#NAME?"}},"M","M","M","M","M","M",16.01,"PABE 020102Z 31014KT 2SM -SN BR SCT006 BKN012 OVC029 M02/M03 A2867 RMK AO2 P0000 T10221028 $"]
["PABE","2019-01-01T16:08:00",28,27,95.97,320,15,"T",28.67,"M",3,"M","BKN","OVC","M","M",600,1200,"M","M",{"$f":"-SN BR","v":{"$error":"#NAME?"}},"M","M","M","M","M","M",15.59,"PABE 020108Z 32015KT 3SM -SN BR BKN006 OVC012 M02/M03 A2867 RMK AO2 P0000 T10221028 $"]
["PABE","2019-01-01T16:53:00",27,26.1,96.35,310,17,"T",28.7,971.9,10,"M","OVC","M","M","M",600,"M","M","M","M","M","M","M","M","M","M",13.52,"PABE 020153Z 31017KT 10SM OVC006 M03/M03 A2870 RMK AO2 SNE26 SLP719 P0000 T10281033 $"]
["PABE","2019-01-01T17:14:00",27,26.1,96.35,310,16,0,28.71,"M",5,"M","OVC","M","M","M",400,"M","M","M","BR","M","M","M","M","M","M",13.9,"PABE 020214Z 31016KT 5SM BR OVC004 M03/M03 A2871 RMK AO2 T10281033 $"]
["PABE","2019-01-01T17:53:00",26.1,25,95.53,310,17,"T",28.74,973.3,3,24,"BKN","OVC","M","M",600,1100,"M","M",{"$f":"-SN BR","v":{"$error":"#NAME?"}},"M","M","M","M","M","M",12.35,"PABE 020253Z 31017G24KT 3SM -SN BR BKN006 OVC011 M03/M04 A2874 RMK AO2 SNB36 SLP733 P0000 60001 T10331039 53025 $"]
["PABE","2019-01-01T18:00:00",26.1,24.1,92.01,310,16,"T",28.74,"M",2.5,26,"BKN","OVC","M","M",600,1100,"M","M",{"$f":"-SN BR","v":{"$error":"#NAME?"}},"M","M","M",26,310,"2019-01-01T17:56:00",12.73,"PABE 020300Z 31016G26KT 2 1/2SM -SN BR BKN006 OVC011 M03/M04 A2874 RMK AO2 PK WND 31026/0256 P0000 T10331044 $"]
["PABE","2019-01-01T18:38:00",23,21.9,95.47,300,18,"T",28.77,"M",3,"M","SCT","OVC","M","M",800,1300,"M","M",{"$f":"-SN BR","v":{"$error":"#NAME?"}},"M","M","M",27,310,"2019-01-01T18:03:00",7.9,"PABE 020338Z 30018KT 3SM -SN BR SCT008 OVC013 M05/M06 A2877 RMK AO2 PK WND 31027/0303 P0000 T10501056 $"]
["PABE","2019-01-01T18:48:00",23,21.2,92.69,300,15,"T",28.78,"M",2.5,26,"FEW","OVC","M","M",800,1500,"M","M",{"$f":"-SN BR","v":{"$error":"#NAME?"}},"M","M","M",27,310,"2019-01-01T18:03:00",9.11,"PABE 020348Z 30015G26KT 2 1/2SM -SN BR FEW008 OVC015 M05/M06 A2878 RMK AO2 PK WND 31027/0303 P0000 $"]
["PABE","2019-01-01T18:53:00",23,21.9,95.47,310,17,"T",28.78,974.8,1.75,24,"FEW","OVC","M","M",800,1500,"M","M",{"$f":"-SN BR","v":{"$error":"#NAME?"}},"M","M","M",27,310,"2019-01-01T18:03:00",8.28,"PABE 020353Z 31017G24KT 1 3/4SM -SN BR FEW008 OVC015 M05/M06 A2878 RMK AO2 PK WND 31027/0303 SLP748 P0000 T10501056 $"]
["PABE","2019-01-01T19:53:00",19.9,18,92.19,290,18,"T",28.83,976.5,1,"M","VV ","M","M","M",1900,"M","M","M",{"$f":"-SN BR","v":{"$error":"#NAME?"}},"M","M","M",26,290,"2019-01-01T19:33:00",3.82,"PABE 020453Z 29018KT 1SM R19R/P6000FT -SN BR VV019 M07/M08 A2883 RMK AO2 PK WND 29026/0433 SLP765 P0000 T10671078 $"]
["PABE","2019-01-01T20:25:00",19,17.1,92.15,300,23,"T",28.86,"M",0.75,30,"VV ","M","M","M",1500,"M","M","M",{"$f":"-SN BR","v":{"$error":"#NAME?"}},"M","M","M",30,300,"2019-01-01T20:23:00",0.84,"PABE 020525Z 30023G30KT 3/4SM R19R/5000VP6000FT -SN BR VV015 M07/M08 A2886 RMK AO2 PK WND 30030/0523 P0000 T10721083 $"]
["PABE","2019-01-01T20:32:00",19,17.1,92.15,290,20,"T",28.86,"M",0.75,30,"VV ","M","M","M",1400,"M","M","M",{"$f":"-SN BR","v":{"$error":"#NAME?"}},"M","M","M",30,300,"2019-01-01T20:23:00",1.87,"PABE 020532Z 29020G30KT 3/4SM R19R/5000VP6000FT -SN BR VV014 M07/M08 A2886 RMK AO2 PK WND 30030/0523 P0000 T10721083 $"]
["PABE","2019-01-01T20:53:00",18,16,91.72,300,21,"T",28.88,978.1,0.75,"M","VV ","M","M","M",1300,"M","M","M",{"$f":"-SN BR","v":{"$error":"#NAME?"}},"M","M","M",30,300,"2019-01-01T20:23:00",0.18,"PABE 020553Z 30021KT 3/4SM R19R/5000VP6000FT -SN BR VV013 M08/M09 A2888 RMK AO2 PK WND 30030/0523 SLP781 P0000 60001 T10781089 11022 21078 53048 $"]
["PABE","2019-01-01T21:53:00",16,14,91.64,290,19,"T",28.94,980.1,1,27,"VV ","M","M","M",1400,"M","M","M",{"$f":"-SN BR","v":{"$error":"#NAME?"}},"M","M","M",29,290,"2019-01-01T21:06:00",-1.72,"PABE 020653Z 29019G27KT 1SM R19R/6000VP6000FT -SN BR VV014 M09/M10 A2894 RMK AO2 PK WND 29029/0606 SLP801 P0000 T10891100 $"]
["PABE","2019-01-01T22:02:00",16,14,91.64,290,21,0.01,28.94,"M",1.25,27,"OVC","M","M","M",1800,"M","M","M",{"$f":"-SN BR","v":{"$error":"#NAME?"}},"M","M","M",27,290,"2019-01-01T21:56:00",-2.49,"PABE 020702Z 29021G27KT 1 1/4SM -SN BR OVC018 M09/M10 A2894 RMK AO2 PK WND 29027/0656 P0001 T10891100 $"]
["PABE","2019-01-01T22:53:00",15.1,12.9,90.81,290,18,0.01,28.99,982,1,26,"OVC","M","M","M",2200,"M","M","M",{"$f":"-SN BR","v":{"$error":"#NAME?"}},"M","M","M",32,290,"2019-01-01T22:41:00",-2.5,"PABE 020753Z 29018G26KT 1SM R19R/4500VP6000FT -SN BR OVC022 M09/M11 A2899 RMK AO2 PK WND 29032/0741 SLP820 P0001 T10941106 $"]
["PABE","2019-01-01T23:46:00",12.9,10,87.92,290,21,"T",29.05,"M",1.5,32,"OVC","M","M","M",3200,"M","M","M",{"$f":"-SN BR","v":{"$error":"#NAME?"}},"M","M","M",32,290,"2019-01-01T23:38:00",-6.62,"PABE 020846Z 29021G32KT 1 1/2SM -SN BR OVC032 M11/M12 A2905 RMK AO2 PK WND 29032/0838 PRESRR P0000 T11061122 $"]
["PABE","2019-01-01T23:53:00",12.9,10,87.92,290,19,"T",29.06,984.1,1.25,28,"FEW","OVC","M","M",700,3300,"M","M",{"$f":"-SN BR","v":{"$error":"#NAME?"}},"M","M","M",32,290,"2019-01-01T23:38:00",-5.82,"PABE 020853Z 29019G28KT 1 1/4SM -SN BR FEW007 OVC033 M11/M12 A2906 RMK AO2 PK WND 29032/0838 PRESRR SLP841 P0000 60001 T11061122 400111106 53060 $"]
["PABE","2019-01-02T00:07:00",12,9,87.48,280,21,"T",29.07,"M",1,27,"OVC","M","M","M",2500,"M","M","M",{"$f":"-SN BR","v":{"$error":"#NAME?"}},"M","M","M",27,290,"2019-01-02T00:07:00",-7.82,"PABE 020907Z 28021G27KT 1SM R19R/P6000FT -SN BR OVC025 M11/M13 A2907 RMK AO2 PK WND 29027/0907 P0000 T11111128 $"]
["PABE","2019-01-02T00:39:00",12,9,87.48,290,23,"T",29.1,"M",1.5,29,"FEW","OVC","M","M",700,1900,"M","M",{"$f":"-SN BR","v":{"$error":"#NAME?"}},"M","M","M",29,280,"2019-01-02T00:38:00",-8.57,"PABE 020939Z 29023G29KT 1 1/2SM -SN BR FEW007 OVC019 M11/M13 A2910 RMK AO2 PK WND 28029/0938 P0000 T11111128 $"]
["PABE","2019-01-02T00:53:00",10.9,9,91.86,290,22,"T",29.12,986.2,1,29,"FEW","OVC","M","M",600,1900,"M","M",{"$f":"-SN BR","v":{"$error":"#NAME?"}},"M","M","M",29,290,"2019-01-02T00:44:00",-9.68,"PABE 020953Z 29022G29KT 1SM R19R/6000VP6000FT -SN BR FEW006 OVC019 M12/M13 A2912 RMK AO2 PK WND 29029/0944 SLP862 P0000 T11171128 $"]
["PABE","2019-01-02T01:50:00",10.4,8.6,92.25,290,19,"T",29.17,"M",0.75,25,"VV ","M","M","M",1400,"M","M","M",{"$f":"-SN BR","v":{"$error":"#NAME?"}},"M","M","M",29,290,"2019-01-02T01:04:00",-9.13,"PABE 021050Z 29019G25KT 3/4SM R19R/5000V6000FT -SN BR VV014 M12/M13 A2917 RMK AO2 PK WND 29029/1004 P0000 $"]
["PABE","2019-01-02T01:53:00",10.9,8.1,88.21,300,20,"T",29.17,988,1,27,"VV ","M","M","M",1600,"M","M","M",{"$f":"-SN BR","v":{"$error":"#NAME?"}},"M","M","M",29,290,"2019-01-02T01:04:00",-8.89,"PABE 021053Z 30020G27KT 1SM R19R/5000VP6000FT -SN BR VV016 M12/M13 A2917 RMK AO2 PK WND 29029/1004 PRESRR SLP880 P0000 T11171133 $"]
["PABE","2019-01-02T02:12:00",10.9,8.1,88.21,290,17,"T",29.2,"M",2,23,"FEW","OVC","M","M",800,2200,"M","M",{"$f":"-SN BR","v":{"$error":"#NAME?"}},"M","M","M",26,290,"2019-01-02T02:01:00",-7.57,"PABE 021112Z 29017G23KT 2SM -SN BR FEW008 OVC022 M12/M13 A2920 RMK AO2 PK WND 29026/1101 PRESRR P0000 T11171133 $"]
["PABE","2019-01-02T02:41:00",10,7,87.37,280,19,"T",29.23,"M",3,24,"OVC","M","M","M",3100,"M","M","M",{"$f":"-SN BR","v":{"$error":"#NAME?"}},"M","M","M",26,290,"2019-01-02T02:01:00",-9.66,"PABE 021141Z 28019G24KT 3SM -SN BR OVC031 M12/M14 A2923 RMK AO2 PK WND 29026/1101 PRESRR P0000 T11221139 $"]
["PABE","2019-01-02T02:53:00",10,7,87.37,290,13,"T",29.24,990.5,5,"M","FEW","BKN","OVC","M",1300,3300,6500,"M",{"$f":"-SN BR","v":{"$error":"#NAME?"}},"M","M","M",26,290,"2019-01-02T02:01:00",-6.62,"PABE 021153Z 29013KT 5SM -SN BR FEW013 BKN033 OVC065 M12/M14 A2924 RMK AO2 PK WND 29026/1101 PRESRR SLP905 P0000 60001 70005 T11221139 11078 21122 53063 $"]
["PABE","2019-01-02T03:05:00",10,7,87.37,270,14,"T",29.26,"M",5,20,"BKN","BKN","OVC","M",1600,4800,6500,"M",{"$f":"-SN BR","v":{"$error":"#NAME?"}},"M","M","M","M","M","M",-7.2,"PABE 021205Z 27014G20KT 5SM -SN BR BKN016 BKN048 OVC065 M12/M14 A2926 RMK AO2 PRESRR P0000 T11221139 $"]
["PABE","2019-01-02T03:45:00",10,7,87.37,260,11,"T",29.3,"M",4,"M","OVC","M","M","M",1400,"M","M","M",{"$f":"-SN BR","v":{"$error":"#NAME?"}},"M","M","M","M","M","M",-5.34,"PABE 021245Z 26011KT 4SM -SN BR OVC014 M12/M14 A2930 RMK AO2 SNE18B38 PRESRR P0000 T11221139 $"]
["PABE","2019-01-02T03:53:00",10,7,87.37,270,13,"T",29.31,992.7,2.5,"M","OVC","M","M","M",1600,"M","M","M",{"$f":"-SN BR","v":{"$error":"#NAME?"}},"M","M","M","M","M","M",-6.62,"PABE 021253Z 27013KT 2 1/2SM -SN BR OVC016 M12/M14 A2931 RMK AO2 SNE18B38 PRESRR SLP927 P0000 T11221139 $"]
["PABE","2019-01-02T04:39:00",10,7,87.37,270,11,"T",29.35,"M",3,"M","OVC","M","M","M",3100,"M","M","M",{"$f":"-SN BR","v":{"$error":"#NAME?"}},"M","M","M","M","M","M",-5.34,"PABE 021339Z 27011KT 3SM -SN BR OVC031 M12/M14 A2935 RMK AO2 P0000 T11221139 $"]
["PABE","2019-01-02T04:53:00",10,7,87.37,260,10,"T",29.36,994.3,3,"M","OVC","M","M","M",3300,"M","M","M",{"$f":"-SN BR","v":{"$error":"#NAME?"}},"M","M","M","M","M","M",-4.62,"PABE 021353Z 26010KT 3SM -SN BR OVC033 M12/M14 A2936 RMK AO2 SLP943 P0000 T11221139 $"]
["PABE","2019-01-02T05:12:00",10,7,87.37,260,12,"T",29.37,"M",2,"M","OVC","M","M","M",2700,"M","M","M",{"$f":"-SN BR","v":{"$error":"#NAME?"}},"M","M","M","M","M","M",-6,"PABE 021412Z AUTO 26012KT 2SM -SN BR OVC027 M12/M14 A2937 RMK AO2 P0000 T11221139 TSNO $"]
["PABE","2019-01-02T05:32:00",9,7,91.37,250,11,"T",29.38,"M",4,"M","BKN","OVC","M","M",2600,4500,"M","M",{"$f":"-SN BR","v":{"$error":"#NAME?"}},"M","M","M","M","M","M",-6.6,"PABE 021432Z AUTO 25011KT 4SM -SN BR BKN026 OVC045 M13/M14 A2938 RMK AO2 P0000 T11281139 TSNO $"]
["PABE","2019-01-02T05:41:00",9,6.1,87.71,250,11,"T",29.39,"M",9,"M","BKN","OVC","M","M",3200,4700,"M","M","M","M","M","M","M","M","M",-6.6,"PABE 021441Z AUTO 25011KT 9SM BKN032 OVC047 M13/M14 A2939 RMK AO2 SNE38 P0000 T11281144 TSNO $"]
["PABE","2019-01-02T05:53:00",9,6.1,87.71,250,12,"T",29.39,995.6,4,"M","BKN","OVC","M","M",3200,4900,"M","M",{"$f":"-SN BR","v":{"$error":"#NAME?"}},"M","M","M","M","M","M",-7.27,"PABE 021453Z AUTO 25012KT 4SM -SN BR BKN032 OVC049 M13/M14 A2939 RMK AO2 SNE38B43 SLP956 P0000 60000 T11281144 51050 TSNO $"]
["PABE","2019-01-02T06:53:00",9,6.1,87.71,250,10,"T",29.44,997.1,10,"M","FEW","M","M","M",12000,"M","M","M","M","M","M","M","M","M","M",-5.87,"PABE 021553Z 25010KT 10SM FEW120 M13/M14 A2944 RMK AO2 SNE05 SLP971 P0000 T11281144 $"]
["PABE","2019-01-02T07:53:00",10,7,87.37,250,12,0,29.47,998.3,10,"M","OVC","M","M","M",4500,"M","M","M","M","M","M","M","M","M","M",-6,"PABE 021653Z 25012KT 10SM OVC045 M12/M14 A2947 RMK AO2 SLP983 T11221139 $"]
["PABE","2019-01-02T08:53:00",10.9,8.1,88.21,240,8,0,29.51,999.5,10,"M","OVC","M","M","M",5000,"M","M","M","M","M","M","M","M","M","M",-1.88,"PABE 021753Z 24008KT 10SM OVC050 M12/M13 A2951 RMK AO2 SLP995 60000 T11171133 11117 21133 51038 $"]
["PABE","2019-01-02T09:53:00",10.9,8.1,88.21,240,7,0,29.54,1000.7,10,"M","OVC","M","M","M",4600,"M","M","M","M","M","M","M","M","M","M",-0.94,"PABE 021853Z 24007KT 10SM OVC046 M12/M13 A2954 RMK AO2 SLP007 T11171133 $"]
["PABE","2019-01-02T10:53:00",10.9,8.1,88.21,220,5,0,29.57,1001.6,10,"M","OVC","M","M","M",4700,"M","M","M","M","M","M","M","M","M","M",1.34,"PABE 021953Z 22005KT 10SM OVC047 M12/M13 A2957 RMK AO2 SLP016 T11171133 $"]
["PABE","2019-01-02T11:53:00",10,7,87.37,180,5,0,29.6,1002.5,10,"M","OVC","M","M","M",4600,"M","M","M","M","M","M","M","M","M","M",0.27,"PABE 022053Z 18005KT 10SM OVC046 M12/M14 A2960 RMK AO2 SLP025 T11221139 51030 $"]
["PABE","2019-01-02T12:53:00",8.1,6.1,91.34,160,4,0,29.62,1003.3,10,"M","SCT","M","M","M",4600,"M","M","M","M","M","M","M","M","M","M",-0.49,"PABE 022153Z 16004KT 10SM SCT046 M13/M14 A2962 RMK AO2 SLP033 T11331144 $"]
["PABE","2019-01-02T13:53:00",5,3,91.21,160,4,0,29.63,1003.8,10,"M","CLR","M","M","M","M","M","M","M","M","M","M","M","M","M","M",-4.11,"PABE 022253Z 16004KT 10SM CLR M15/M16 A2963 RMK AO2 SLP038 T11501161 $"]
["PABE","2019-01-02T14:28:00",3.9,3,95.93,110,5,0,29.64,"M",10,"M","BKN","M","M","M",2400,"M","M","M","M","M","M","M","M","M","M",-6.98,"PABE 022328Z 11005KT 10SM BKN024 M16/M16 A2964 RMK AO2 T11561161 $"]
["PABE","2019-01-02T14:53:00",6.1,3.9,90.42,100,5,0,29.64,1004.1,10,"M","OVC","M","M","M",2400,"M","M","M","M","M","M","M","M","M","M",-4.36,"PABE 022353Z 10005KT 10SM OVC024 M14/M16 A2964 RMK AO2 SLP041 T11441156 11117 21156 51015 $"]
["PABE","2019-01-02T15:53:00",8.1,5,86.86,120,4,0,29.65,1004.4,10,"M","OVC","M","M","M",2200,"M","M","M","M","M","M","M","M","M","M",-0.49,"PABE 030053Z 12004KT 10SM OVC022 M13/M15 A2965 RMK AO2 SLP044 T11331150 $"]
["PABE","2019-01-02T16:53:00",8.1,6.1,91.34,70,3,0,29.66,1004.7,10,"M","OVC","M","M","M",2100,"M","M","M","M","M","M","M","M","M","M",1.37,"PABE 030153Z 07003KT 10SM OVC021 M13/M14 A2966 RMK AO2 SLP047 T11331144 $"]
["PABE","2019-01-02T17:53:00",8.1,5,86.86,80,5,0,29.67,1005,10,"M","OVC","M","M","M",2100,"M","M","M","M","M","M","M","M","M","M",-1.99,"PABE 030253Z 08005KT 10SM OVC021 M13/M15 A2967 RMK AO2 SLP050 T11331150 51009 $"]
["PABE","2019-01-02T18:53:00",6.1,3,86.74,70,8,0,29.67,1004.9,10,"M","CLR","M","M","M","M","M","M","M","M","M","M","M","M","M","M",-7.79,"PABE 030353Z 07008KT 10SM CLR M14/M16 A2967 RMK AO2 SLP049 T11441161 $"]
["PABE","2019-01-02T19:53:00",5,1.9,86.68,70,7,0,29.67,1005.1,10,"M","CLR","M","M","M","M","M","M","M","M","M","M","M","M","M","M",-8.13,"PABE 030453Z 07007KT 10SM CLR M15/M17 A2967 RMK SLP051 T11501167 $ VIA AUTODIAL"]
["PABE","2019-01-02T20:53:00",5,1.9,86.68,70,10,0,29.67,1005.1,10,"M","OVC","M","M","M",11000,"M","M","M","M","M","M","M","M","M","M",-10.89,"PABE 030553Z 07010KT 10SM OVC110 M15/M17 A2967 RMK AO2 SLP051 T11501167 11128 21156 53002 $"]
["PABE","2019-01-02T21:53:00",3.9,1,87.42,70,8,0,29.67,1005,10,"M","OVC","M","M","M",11000,"M","M","M","M","M","M","M","M","M","M",-10.5,"PABE 030653Z 07008KT 10SM OVC110 M16/M17 A2967 RMK AO2 SLP050 T11561172 $"]
["PABE","2019-01-02T22:53:00",6.1,1,79.05,50,14,0,29.65,1004.2,10,"M","OVC","M","M","M",9500,"M","M","M","M","M","M","M","M","M","M",-12.22,"PABE 030753Z 05014KT 10SM OVC095 M14/M17 A2965 RMK AO2 SLP042 T11441172 $"]
["PABE","2019-01-02T23:53:00",8.1,0,68.9,60,10,0,29.65,1004.2,10,"M","OVC","M","M","M",9000,"M","M","M","M","M","M","M","M","M","M",-7,"PABE 030853Z 06010KT 10SM OVC090 M13/M18 A2965 RMK AO2 SLP042 T11331178 411061156 56009 $"]
["PABE","2019-01-03T00:53:00",8.1,1,72.2,70,9,0,29.64,1004.1,10,"M","OVC","M","M","M",7500,"M","M","M","M","M","M","M","M","M","M",-6.2,"PABE 030953Z 07009KT 10SM OVC075 M13/M17 A2964 RMK AO2 SLP041 T11331172 $"]
["PABE","2019-01-03T01:53:00",10,1,66.29,80,10,0,29.64,1003.8,10,"M","OVC","M","M","M",4500,"M","M","M","M","M","M","M","M","M","M",-4.62,"PABE 031053Z 08010KT 10SM OVC045 M12/M17 A2964 RMK AO2 SLP038 T11221172 $"]
["PABE","2019-01-03T02:53:00",10,1.9,69.13,70,8,"T",29.63,1003.8,8,"M","OVC","M","M","M",3200,"M","M","M",{"$f":"-SN","v":{"$error":"#NAME?"}},"M","M","M","M","M","M",-2.99,"PABE 031153Z 07008KT 8SM -SN OVC032 M12/M17 A2963 RMK AO2 SNB53 SLP038 P0000 60000 T11221167 11122 21156 56004 $"]
["PABE","2019-01-03T03:30:00",10,3,72.75,50,6,"T",29.65,"M",1.75,"M","OVC","M","M","M",1800,"M","M","M",{"$f":"-SN","v":{"$error":"#NAME?"}},"M","M","M","M","M","M",-0.97,"PABE 031230Z 05006KT 1 3/4SM R19R/6000VP6000FT -SN OVC018 M12/M16 A2965 RMK AO2 P0000 T11221161 $"]
["PABE","2019-01-03T03:53:00",9,5,83.41,40,5,0.01,29.65,1004.3,1.75,"M","BKN","OVC","M","M",2300,3000,"M","M",{"$f":"-SN BR","v":{"$error":"#NAME?"}},"M","M","M","M","M","M",-0.92,"PABE 031253Z 04005KT 1 3/4SM -SN BR BKN023 OVC030 M13/M15 A2965 RMK AO2 SLP043 P0001 T11281150 $"]
["PABE","2019-01-03T04:09:00",9,5,83.41,30,7,"T",29.65,"M",2.5,"M","OVC","M","M","M",2300,"M","M","M",{"$f":"-SN BR","v":{"$error":"#NAME?"}},"M","M","M","M","M","M",-3.26,"PABE 031309Z 03007KT 2 1/2SM -SN BR OVC023 M13/M15 A2965 RMK AO2 P0000 T11281150 $"]
["PABE","2019-01-03T04:26:00",9,5,83.41,50,7,0.01,29.65,"M",4,"M","OVC","M","M","M",2100,"M","M","M",{"$f":"-SN BR","v":{"$error":"#NAME?"}},"M","M","M","M","M","M",-3.26,"PABE 031326Z 05007KT 4SM -SN BR OVC021 M13/M15 A2965 RMK AO2 P0001 T11281150 $"]
["PABE","2019-01-03T04:53:00",9,6.1,87.71,40,6,0.01,29.65,1004.4,8,"M","OVC","M","M","M",2000,"M","M","M",{"$f":"-SN","v":{"$error":"#NAME?"}},"M","M","M","M","M","M",-2.17,"PABE 031353Z 04006KT 8SM -SN OVC020 M13/M14 A2965 RMK AO2 SLP044 P0001 T11281144 $"]
["PABE","2019-01-03T05:53:00",10,7,87.37,50,5,"T",29.66,1004.6,10,"M","OVC","M","M","M",1800,"M","M","M","M","M","M","M","M","M","M",0.27,"PABE 031453Z 05005KT 10SM OVC018 M12/M14 A2966 RMK AO2 SNE1355 SLP046 P0000 60002 T11221139 51008 $"]
["PABE","2019-01-03T06:53:00",10.9,9,91.86,70,5,0,29.66,1004.7,10,"M","BKN","OVC","M","M",1700,3300,"M","M","M","M","M","M","M","M","M",1.34,"PABE 031553Z 07005KT 10SM BKN017 OVC033 M12/M13 A2966 RMK AO2 SLP047 T11171128 $"]
["PABE","2019-01-03T07:53:00",12.9,10.9,91.52,70,3,0,29.67,1005.2,10,"M","OVC","M","M","M",1400,"M","M","M","M","M","M","M","M","M","M",6.85,"PABE 031653Z 07003KT 10SM OVC014 M11/M12 A2967 RMK AO2 SLP052 T11061117 $"]
["PABE","2019-01-03T08:53:00",15.1,12,87.27,90,3,0,29.68,1005.3,10,"M","OVC","M","M","M",1300,"M","M","M","M","M","M","M","M","M","M",9.37,"PABE 031753Z 09003KT 10SM OVC013 M09/M11 A2968 RMK AO2 SLP053 60002 T10941111 11094 21128 51006 $"]
["PABE","2019-01-03T09:23:00",15.1,12.9,90.81,90,3,0,29.68,"M",10,"M","OVC","M","M","M",1700,"M","M","M","M","M","M","M","M","M","M",9.37,"PABE 031823Z 09003KT 10SM OVC017 M09/M11 A2968 RMK AO2 T10941106 $"]
["PABE","2019-01-03T09:53:00",16,14,91.64,100,3,0,29.69,1005.7,10,"M","OVC","M","M","M",1900,"M","M","M","M","M","M","M","M","M","M",10.4,"PABE 031853Z 10003KT 10SM OVC019 M09/M10 A2969 RMK AO2 SLP057 T10891100 $"]
["PABE","2019-01-03T10:53:00",18,15.1,88.2,100,3,0,29.71,1006.3,10,"M","BKN","OVC","M","M",2000,2900,"M","M","M","M","M","M","M","M","M",12.68,"PABE 031953Z 10003KT 10SM BKN020 OVC029 M08/M09 A2971 RMK AO2 SLP063 T10781094 $"]
["PABE","2019-01-03T11:53:00",17.1,15.1,91.68,30,5,0,29.72,1006.6,10,"M","OVC","M","M","M",2400,"M","M","M","M","M","M","M","M","M","M",8.7,"PABE 032053Z 03005KT 10SM OVC024 M08/M09 A2972 RMK AO2 SLP066 T10831094 51014 $"]
["PABE","2019-01-03T12:53:00",17.1,14,87.38,40,6,0,29.72,1006.7,10,"M","OVC","M","M","M",2500,"M","M","M","M","M","M","M","M","M","M",7.59,"PABE 032153Z 04006KT 10SM OVC025 M08/M10 A2972 RMK AO2 SLP067 T10831100 $"]
["PABE","2019-01-03T13:53:00",18,16,91.72,60,4,0,29.72,1006.6,10,"M","OVC","M","M","M",2500,"M","M","M","M","M","M","M","M","M","M",11.07,"PABE 032253Z 06004KT 10SM OVC025 M08/M09 A2972 RMK AO2 SLP066 T10781089 $"]
["PABE","2019-01-03T14:53:00",19,16,87.87,60,6,0,29.71,1006.2,10,"M","OVC","M","M","M",2400,"M","M","M","M","M","M","M","M","M","M",9.87,"PABE 032353Z 06006KT 10SM OVC024 M07/M09 A2971 RMK AO2 SLP062 T10721089 11072 21094 58004 $"]
["PABE","2019-01-03T15:53:00",16,14,91.64,60,7,0,29.7,1005.9,10,"M","BKN","M","M","M",2300,"M","M","M","M","M","M","M","M","M","M",5.28,"PABE 040053Z 06007KT 10SM BKN023 M09/M10 A2970 RMK AO2 SLP059 T10891100 $"]
["PABE","2019-01-03T16:53:00",12.9,10,87.92,50,9,0,29.69,1005.6,10,"M","CLR","M","M","M","M","M","M","M","M","M","M","M","M","M","M",-0.24,"PABE 040153Z 05009KT 10SM CLR M11/M12 A2969 RMK AO2 SLP056 T11061122 $"]
["PABE","2019-01-03T17:53:00",12,9,87.48,60,9,0,29.68,1005.5,10,"M","CLR","M","M","M","M","M","M","M","M","M","M","M","M","M","M",-1.35,"PABE 040253Z 06009KT 10SM CLR M11/M13 A2968 RMK AO2 SLP055 T11111128 56007 $"]
["PABE","2019-01-03T18:53:00",10.9,9,91.86,50,9,0,29.68,1005.3,10,"M","CLR","M","M","M","M","M","M","M","M","M","M","M","M","M","M",-2.72,"PABE 040353Z 05009KT 10SM CLR M12/M13 A2968 RMK AO2 SLP053 T11171128 $"]
["PABE","2019-01-03T19:53:00",12,9,87.48,50,9,0,29.67,1005,10,"M","BKN","OVC","M","M",8000,10000,"M","M","M","M","M","M","M","M","M",-1.35,"PABE 040453Z 05009KT 10SM BKN080 OVC100 M11/M13 A2967 RMK AO2 SLP050 T11111128 $"]
["PABE","2019-01-03T20:53:00",12.9,10,87.92,50,7,0,29.66,1004.7,10,"M","OVC","M","M","M",4400,"M","M","M","M","M","M","M","M","M","M",1.5,"PABE 040553Z 05007KT 10SM OVC044 M11/M12 A2966 RMK SLP047 T11061122 11072 21117 58008 $ VIA AUTODIAL"]
["PABE","2019-01-03T21:53:00",12.9,9,84.07,70,11,"T",29.64,1003.9,10,"M","BKN","OVC","M","M",3100,4600,"M","M","M","M","M","M","M","M","M",-1.67,"PABE 040653Z 07011KT 10SM BKN031 OVC046 M11/M13 A2964 RMK AO2 SNB26E36 SLP039 P0000 T11061128 $"]
["PABE","2019-01-03T22:53:00",14,10.9,87.2,70,9,"T",29.63,1003.7,10,"M","FEW","OVC","M","M",2700,4000,"M","M","M","M","M","M","M","M","M",1.13,"PABE 040753Z 07009KT 10SM FEW027 OVC040 M10/M12 A2963 RMK SNB23E46 SLP037 P0000 T11001117 $ VIA AUTODIAL"]
["PABE","2019-01-03T23:51:00",15.8,12.2,85.4,70,8,0.01,29.63,"M",1.25,"M","BKN","OVC","M","M",2000,3100,"M","M",{"$f":"-SN BR","v":{"$error":"#NAME?"}},"M","M","M","M","M","M",4.16,"PABE 040851Z 07008KT 1 1/4SM -SN BR BKN020 OVC031 M09/M11 A2963 RMK SNB41 P0001 $ VIA AUTODIAL"]
["PABE","2019-01-03T23:53:00",16,12.9,87.32,70,8,0.01,29.63,1003.5,1.25,"M","BKN","OVC","M","M",2000,3100,"M","M",{"$f":"-SN BR","v":{"$error":"#NAME?"}},"M","M","M","M","M","M",4.4,"PABE 040853Z 07008KT 1 1/4SM -SN BR BKN020 OVC031 M09/M11 A2963 RMK SNB41 SLP035 P0001 60001 T10891106 410721133 56011 $ VIA AUTODIAL"]
["PABE","2019-01-04T00:16:00",16,14,91.64,80,8,"T",29.63,"M",2.5,"M","OVC","M","M","M",2400,"M","M","M",{"$f":"-SN BR","v":{"$error":"#NAME?"}},"M","M","M","M","M","M",4.4,"PABE 040916Z 08008KT 2 1/2SM -SN BR OVC024 M09/M10 A2963 RMK AO2 P0000 T10891100 $"]
["PABE","2019-01-04T00:42:00",17.1,15.1,91.68,70,7,0.01,29.63,"M",1.75,"M","OVC","M","M","M",2400,"M","M","M",{"$f":"-SN BR","v":{"$error":"#NAME?"}},"M","M","M","M","M","M",6.62,"PABE 040942Z 07007KT 1 3/4SM -SN BR OVC024 M08/M09 A2963 RMK AO2 P0001 T10831094 $"]
["PABE","2019-01-04T00:48:00",17.6,15.8,92.5,70,7,0.01,29.63,"M",3,"M","OVC","M","M","M",3000,"M","M","M",{"$f":"-SN BR","v":{"$error":"#NAME?"}},"M","M","M","M","M","M",7.23,"PABE 040948Z 07007KT 3SM -SN BR OVC030 M08/M09 A2963 RMK AO2 P0001 $"]
["PABE","2019-01-04T00:49:00",17.1,15.1,91.68,70,7,0.01,29.63,1003.4,3,"M","OVC","M","M","M",3000,"M","M","M",{"$f":"-SN BR","v":{"$error":"#NAME?"}},"M","M","M","M","M","M",6.62,"PABE 040949Z 07007KT 3SM -SN BR OVC030 M08/M09 A2963 RMK AO2 SLP034 P0001 T10831094 $"]
["PABE","2019-01-04T01:39:00",19,16,87.87,70,4,"T",29.64,"M",2,"M","FEW","OVC","M","M",1600,2900,"M","M",{"$f":"-SN BR","v":{"$error":"#NAME?"}},"M","M","M","M","M","M",12.24,"PABE 041039Z 07004KT 2SM -SN BR FEW016 OVC029 M07/M09 A2964 RMK AO2 P0000 T10721089 $"]
["PABE","2019-01-04T01:46:00",19,16,87.87,0,0,0.01,29.64,"M",0.75,"M","FEW","OVC","M","M",1000,1800,"M","M",{"$f":"-SN BR","v":{"$error":"#NAME?"}},"M","M","M","M","M","M",19,"PABE 041046Z 00000KT 3/4SM R19R/4500VP6000FT -SN BR FEW010 OVC018 M07/M09 A2964 RMK AO2 P0001 T10721089 $"]
["PABE","2019-01-04T01:53:00",18,16,91.72,310,3,0.01,29.64,1004,0.75,"M","FEW","OVC","M","M",800,1400,"M","M",{"$f":"-SN BR","v":{"$error":"#NAME?"}},"M","M","M","M","M","M",12.68,"PABE 041053Z 31003KT 3/4SM R19R/4500V6000FT -SN BR FEW008 OVC014 M08/M09 A2964 RMK AO2 SLP040 P0001 T10781089 $"]
["PABE","2019-01-04T02:11:00",17.1,15.1,91.68,330,4,0.03,29.64,"M",0.5,"M","VV ","M","M","M",900,"M","M","M","SN FZFG","M","M","M","M","M","M",10.02,"PABE 041111Z 33004KT 1/2SM R19R/3500V5000FT SN FZFG VV009 M08/M09 A2964 RMK AO2 P0003 T10831094 $"]
["PABE","2019-01-04T02:53:00",17.1,15.1,91.68,30,5,0.07,29.64,1004.1,0.75,"M","VV ","M","M","M",1000,"M","M","M",{"$f":"-SN BR","v":{"$error":"#NAME?"}},"M","M","M","M","M","M",8.7,"PABE 041153Z 03005KT 3/4SM R19R/4500VP6000FT -SN BR VV010 M08/M09 A2964 RMK AO2 SLP041 P0007 60010 70012 T10831094 11078 21106 53006 $"]
["PABE","2019-01-04T03:22:00",17.1,15.1,91.68,20,4,0.02,29.65,"M",1,"M","VV ","M","M","M",1400,"M","M","M",{"$f":"-SN BR","v":{"$error":"#NAME?"}},"M","M","M","M","M","M",10.02,"PABE 041222Z 02004KT 1SM R19R/P6000FT -SN BR VV014 M08/M09 A2965 RMK AO2 P0002 T10831094 $"]
["PABE","2019-01-04T03:53:00",17.1,15.1,91.68,40,3,0.03,29.65,1004.3,1.5,"M","OVC","M","M","M",2300,"M","M","M",{"$f":"-SN BR","v":{"$error":"#NAME?"}},"M","M","M","M","M","M",11.66,"PABE 041253Z 04003KT 1 1/2SM -SN BR OVC023 M08/M09 A2965 RMK AO2 SLP043 P0003 T10831094 $"]
["PABE","2019-01-04T04:53:00",17.1,15.1,91.68,0,0,0.02,29.66,1004.6,1.5,"M","OVC","M","M","M",2100,"M","M","M",{"$f":"-SN BR","v":{"$error":"#NAME?"}},"M","M","M","M","M","M",17.1,"PABE 041353Z 00000KT 1 1/2SM -SN BR OVC021 M08/M09 A2966 RMK AO2 SLP046 P0002 T10831094 $"]
["PABE","2019-01-04T05:08:00",17.1,15.1,91.68,0,0,0.01,29.66,"M",2.5,"M","OVC","M","M","M",3000,"M","M","M",{"$f":"-SN BR","v":{"$error":"#NAME?"}},"M","M","M","M","M","M",17.1,"PABE 041408Z 00000KT 2 1/2SM -SN BR OVC030 M08/M09 A2966 RMK AO2 P0001 T10831094 $"]
["PABE","2019-01-04T05:16:00",17.1,15.1,91.68,80,3,0.01,29.66,"M",3,"M","OVC","M","M","M",3900,"M","M","M",{"$f":"-SN BR","v":{"$error":"#NAME?"}},"M","M","M","M","M","M",11.66,"PABE 041416Z 08003KT 3SM -SN BR OVC039 M08/M09 A2966 RMK AO2 P0001 T10831094 $"]
["PABE","2019-01-04T05:53:00",17.1,15.1,91.68,0,0,0.01,29.67,1004.9,4,"M","BKN","OVC","M","M",3700,8000,"M","M",{"$f":"-SN BR","v":{"$error":"#NAME?"}},"M","M","M","M","M","M",17.1,"PABE 041453Z AUTO 00000KT 4SM -SN BR BKN037 OVC080 M08/M09 A2967 RMK AO2 SLP049 P0001 60006 T10831094 53007 TSNO $"]
["PABE","2019-01-04T06:15:00",17.1,15.1,91.68,0,0,"T",29.67,"M",10,"M","SCT","BKN","OVC","M",600,5500,7500,"M","M","M","M","M","M","M","M",17.1,"PABE 041515Z AUTO 00000KT 10SM SCT006 BKN055 OVC075 M08/M09 A2967 RMK AO2 SNE00 P0000 T10831094 TSNO $"]
["PABE","2019-01-04T06:24:00",17.1,16,95.35,0,0,"T",29.68,"M",9,"M","BKN","OVC","M","M",700,6500,"M","M","M","M","M","M","M","M","M",17.1,"PABE 041524Z AUTO 00000KT 9SM BKN007 OVC065 M08/M09 A2968 RMK AO2 SNE00 P0000 T10831089 TSNO $"]
["PABE","2019-01-04T06:53:00",17.1,15.1,91.68,160,3,"T",29.69,1005.6,10,"M","OVC","M","M","M",500,"M","M","M","M","M","M","M","M","M","M",11.66,"PABE 041553Z 16003KT 10SM OVC005 M08/M09 A2969 RMK AO2 SNE00 SLP056 P0000 T10831094 $"]
["PABE","2019-01-04T07:17:00",18,17.1,96.19,210,3,0,29.69,"M",7,"M","OVC","M","M","M",400,"M","M","M","M","M","M","M","M","M","M",12.68,"PABE 041617Z 21003KT 7SM OVC004 M08/M08 A2969 RMK AO2 T10781083 $"]
["PABE","2019-01-04T07:53:00",19.9,19.9,100,150,3,0,29.7,1005.9,2,"M","OVC","M","M","M",300,"M","M","M","BR","T","M","M","M","M","M",14.86,"PABE 041653Z 15003KT 2SM BR OVC003 M07/M07 A2970 RMK AO2 SLP059 I1000 T10671067 $"]
["PABE","2019-01-04T08:19:00",18,17.1,96.19,0,0,0,29.7,"M",1,"M","OVC","M","M","M",300,"M","M","M","BR","M","M","M","M","M","M",18,"PABE 041719Z 00000KT 1SM R19R/4000VP6000FT BR OVC003 M08/M08 A2970 RMK AO2 T10781083 $"]
["PABE","2019-01-04T08:28:00",19,18,95.8,0,0,0,29.71,"M",0.75,"M","VV ","M","M","M",300,"M","M","M","BR","T","M","M","M","M","M",19,"PABE 041728Z 00000KT 3/4SM R19R/3500V5000FT BR VV003 M07/M08 A2971 RMK AO2 I1000 T10721078 $"]
["PABE","2019-01-04T08:50:00",21.2,21.2,100,200,4,0,29.71,"M",1,"M","VV ","M","M","M",300,"M","M","M","BR",0.01,"M","M","M","M","M",14.81,"PABE 041750Z 20004KT 1SM R19R/4500V6000FT BR VV003 M06/M06 A2971 RMK AO2 I1001 $"]
["PABE","2019-01-04T08:53:00",21,21,100,190,5,0,29.71,1006.4,1,"M","VV ","M","M","M",300,"M","M","M","BR",0.01,"M",0.01,"M","M","M",13.33,"PABE 041753Z 19005KT 1SM R19R/4500VP6000FT BR VV003 M06/M06 A2971 RMK AO2 SLP064 60006 I1001 I6001 T10611061 11061 21089 51008 $"]
["PABE","2019-01-04T09:04:00",21,21,100,200,7,0,29.72,"M",0.75,"M","VV ","M","M","M",300,"M","M","M","BR","T","M","M","M","M","M",11.37,"PABE 041804Z 20007KT 3/4SM R19R/3500V5000FT BR VV003 M06/M06 A2972 RMK AO2 I1000 T10611061 $"]
["PABE","2019-01-04T09:53:00",21.9,21,96.26,220,7,0,29.73,1007.1,0.5,"M","VV ","M","M","M",300,"M","M","M","FZFG",0.03,"M","M","M","M","M",12.47,"PABE 041853Z 22007KT 1/2SM R19R/2200V5000FT FZFG VV003 M06/M06 A2973 RMK AO2 SLP071 I1003 T10561061 $"]
["PABE","2019-01-04T10:30:00",21.9,21,96.26,220,3,0,29.75,"M",0.25,"M","VV ","M","M","M",200,"M","M","M","FZFG",0.01,"M","M","M","M","M",17.14,"PABE 041930Z 22003KT 1/4SM R19R/1600V2000FT FZFG VV002 M06/M06 A2975 RMK AO2 I1001 T10561061 $"]
["PABE","2019-01-04T10:53:00",21,21,100,200,4,0,29.75,1007.7,0.25,"M","VV ","M","M","M",200,"M","M","M","FZFG",0.03,"M","M","M","M","M",14.57,"PABE 041953Z 20004KT 1/4SM R19R/1400V1600FT FZFG VV002 M06/M06 A2975 RMK AO2 SLP077 I1003 T10611061 $"]
["PABE","2019-01-04T11:14:00",19.9,19,96.23,210,5,0,29.76,"M",0.25,"M","VV ","M","M","M",300,"M","M","M","FZFG",0.02,"M","M","M","M","M",12.03,"PABE 042014Z 21005KT 1/4SM R19R/1400V2800FT FZFG VV003 M07/M07 A2976 RMK AO2 I1002 T10671072 $"]
["PABE","2019-01-04T11:30:00",19.9,19.9,100,240,4,0,29.76,"M",0.25,"M","VV ","M","M","M",300,"M","M","M","FZFG",0.03,"M","M","M","M","M",13.29,"PABE 042030Z 24004KT 1/4SM R19R/1400V1600FT FZFG VV003 M07/M07 A2976 RMK AO2 I1003 T10671067 $"]
["PABE","2019-01-04T11:53:00",19.9,19,96.23,180,6,0,29.77,1008.2,0.25,"M","VV ","M","M","M",300,"M","M","M","FZFG",0.05,0.11,"M","M","M","M",10.96,"PABE 042053Z 18006KT 1/4SM R19R/1600V2000FT FZFG VV003 M07/M07 A2977 RMK AO2 SLP082 I1005 I3011 T10671072 51018 $"]
["PABE","2019-01-04T12:05:00",19.9,19,96.23,230,5,0,29.77,"M",0.25,"M","VV ","M","M","M",300,"M","M","M","FZFG","T","M","M","M","M","M",12.03,"PABE 042105Z 23005KT 1/4SM R19R/1600V4000FT FZFG VV003 M07/M07 A2977 RMK AO2 I1000 T10671072 $"]
["PABE","2019-01-04T12:18:00",19.9,19,96.23,210,4,0,29.77,"M",0.25,"M","VV ","M","M","M",300,"M","M","M","FZFG",0.01,"M","M","M","M","M",13.29,"PABE 042118Z 21004KT 1/4SM R19R/1600V1800FT FZFG VV003 M07/M07 A2977 RMK AO2 I1001 T10671072 $"]
["PABE","2019-01-04T12:53:00",19,19,100,180,5,0,29.78,1008.6,0.25,"M","VV ","M","M","M",300,"M","M","M","FZFG",0.04,"M","M","M","M","M",10.96,"PABE 042153Z 18005KT 1/4SM R19R/1200V2000FT FZFG VV003 M07/M07 A2978 RMK AO2 SLP086 I1004 T10721072 $"]
["PABE","2019-01-04T13:53:00",19.9,19.9,100,180,7,0,29.78,1008.8,0.25,"M","VV ","M","M","M",300,"M","M","M","FZFG",0.05,"M","M","M","M","M",10.03,"PABE 042253Z 18007KT 1/4SM R19R/1400V1600FT FZFG VV003 M07/M07 A2978 RMK AO2 SLP088 I1005 T10671067 $"]
["PABE","2019-01-04T14:09:00",19.9,19.9,100,190,5,"T",29.79,"M",0.25,"M","VV ","M","M","M",300,"M","M","M",{"$f":"-FZRA FZFG","v":{"$error":"#NAME?"}},0.02,"M","M","M","M","M",12.03,"PABE 042309Z 19005KT 1/4SM R19R/1400V1800FT -FZRA FZFG VV003 M07/M07 A2979 RMK AO2 FZRAB03 P0000 I1002 T10671067 $"]
["PABE","2019-01-04T14:37:00",19.9,19,96.23,190,5,"T",29.8,"M",0.75,"M","OVC","M","M","M",400,"M","M","M","BR",0.02,"M","M","M","M","M",12.03,"PABE 042337Z 19005KT 3/4SM R19R/3500VP6000FT BR OVC004 M07/M07 A2980 RMK AO2 FZRAB03E10SNB10E31 P0000 I1002 T10671072 $"]
["PABE","2019-01-04T14:53:00",19.9,19.9,100,170,4,"T",29.8,1009.3,0.25,"M","VV ","M","M","M",400,"M","M","M","FZFG",0.02,"M",0.22,"M","M","M",13.29,"PABE 042353Z 17004KT 1/4SM R19R/2000V3000FT FZFG VV004 M07/M07 A2980 RMK AO2 FZRAB03E10SNB10E31 SLP093 P0000 60000 I1002 I6022 T10671067 11056 21072 53011 $"]
["PABE","2019-01-04T15:06:00",19.9,19.9,100,170,4,0,29.8,"M",0.25,"M","VV ","M","M","M",400,"M","M","M","FZFG",0.01,"M","M","M","M","M",13.29,"PABE 050006Z 17004KT 1/4SM R19R/1800V2000FT FZFG VV004 M07/M07 A2980 RMK AO2 I1001 T10671067 $"]
["PABE","2019-01-04T15:16:00",19.9,19.9,100,170,7,0,29.8,"M",0.25,"M","VV ","M","M","M",400,"M","M","M","FZFG",0.01,"M","M","M","M","M",10.03,"PABE 050016Z 17007KT 1/4SM R19R/2000V3000FT FZFG VV004 M07/M07 A2980 RMK AO2 I1001 T10671067 $"]
["PABE","2019-01-04T15:43:00",19.9,19,96.23,170,5,"T",29.8,"M",0.5,"M","OVC","M","M","M",400,"M","M","M",{"$f":"-FZRA FZFG","v":{"$error":"#NAME?"}},0.03,"M","M","M","M","M",12.03,"PABE 050043Z AUTO 17005KT 1/2SM R19R/2600V3000FT -FZRA FZFG OVC004 M07/M07 A2980 RMK AO2 FZRAB40 P0000 I1003 T10671072 TSNO $"]
["PABE","2019-01-04T15:49:00",19.4,19.4,100,170,6,"T",29.81,"M",0.25,"M","OVC","M","M","M",400,"M","M","M",{"$f":"-SN FZFG","v":{"$error":"#NAME?"}},0.03,"M","M","M","M","M",10.36,"PABE 050049Z 17006KT 1/4SM R19R/2600V3000FT -SN FZFG OVC004 M07/M07 A2981 RMK AO2 FZRAB40E46SNB46 P0000 I1003 $"]
["PABE","2019-01-04T15:53:00",19.9,19,96.23,170,6,"T",29.81,1009.5,0.25,"M","OVC","M","M","M",400,"M","M","M",{"$f":"-SN FZFG","v":{"$error":"#NAME?"}},0.03,"M","M","M","M","M",10.96,"PABE 050053Z 17006KT 1/4SM R19R/2600V3000FT -SN FZFG OVC004 M07/M07 A2981 RMK AO2 FZRAB40E46SNB46 SLP095 P0000 I1003 T10671072 $"]
["PABE","2019-01-04T16:53:00",19,18,95.8,160,7,"T",29.82,1010.1,0.25,"M","OVC","M","M","M",300,"M","M","M",{"$f":"-FZRA FZFG","v":{"$error":"#NAME?"}},0.02,"M","M","M","M","M",8.93,"PABE 050153Z 16007KT 1/4SM R19R/2000V3500FT -FZRA FZFG OVC003 M07/M08 A2982 RMK AO2 FZRAB51SNE10 SLP101 P0000 I1002 T10721078 $"]
["PABE","2019-01-04T17:05:00",19,18,95.8,160,7,"T",29.82,"M",0.5,"M","OVC","M","M","M",400,"M","M","M",{"$f":"-FZRA FZFG","v":{"$error":"#NAME?"}},0.01,"M","M","M","M","M",8.93,"PABE 050205Z 16007KT 1/2SM R19R/3500V4000FT -FZRA FZFG OVC004 M07/M08 A2982 RMK AO2 P0000 I1001 T10721078 $"]
["PABE","2019-01-04T17:26:00",19,18,95.8,160,7,"T",29.83,"M",0.75,"M","OVC","M","M","M",500,"M","M","M",{"$f":"-FZRA BR","v":{"$error":"#NAME?"}},0.02,"M","M","M","M","M",8.93,"PABE 050226Z 16007KT 3/4SM R19R/3500V4500FT -FZRA BR OVC005 M07/M08 A2983 RMK AO2 P0000 I1002 T10721078 $"]
["PABE","2019-01-04T17:48:00",19.4,17.6,92.57,160,6,"T",29.83,"M",0.75,"M","OVC","M","M","M",400,"M","M","M",{"$f":"-FZRA BR","v":{"$error":"#NAME?"}},0.03,"M","M","M","M","M",10.36,"PABE 050248Z 16006KT 3/4SM R19R/P6000FT -FZRA BR OVC004 M07/M08 A2983 RMK AO2 P0000 I1003 $"]
["PABE","2019-01-04T17:53:00",19,18,95.8,160,7,"T",29.83,1010.4,1,"M","OVC","M","M","M",400,"M","M","M",{"$f":"-FZRA BR","v":{"$error":"#NAME?"}},0.03,0.08,"M","M","M","M",8.93,"PABE 050253Z 16007KT 1SM R19R/P6000FT -FZRA BR OVC004 M07/M08 A2983 RMK AO2 CIG 002V005 SLP104 P0000 60000 I1003 I3008 T10721078 51008 $"]
["PABE","2019-01-04T18:01:00",19.9,19,96.23,160,7,"T",29.83,"M",1.25,"M","OVC","M","M","M",400,"M","M","M","BR","T","M","M","M","M","M",10.03,"PABE 050301Z 16007KT 1 1/4SM R19R/6000VP6000FT BR OVC004 M07/M07 A2983 RMK AO2 FZRAE0255 P0000 I1000 T10671072 $"]
["PABE","2019-01-04T18:53:00",19.9,19,96.23,160,7,"T",29.84,1010.7,1.5,"M","OVC","M","M","M",4700,"M","M","M","BR",0.01,"M","M","M","M","M",10.03,"PABE 050353Z 16007KT 1 1/2SM BR OVC047 M07/M07 A2984 RMK AO2 FZRAE0255 SLP107 P0000 I1001 T10671072 $"]
["PABE","2019-01-04T19:03:00",19.9,19,96.23,150,8,"T",29.84,"M",2,"M","FEW","OVC","M","M",100,4800,"M","M",{"$f":"-FZRA BR","v":{"$error":"#NAME?"}},"T","M","M","M","M","M",9.21,"PABE 050403Z 15008KT 2SM -FZRA BR FEW001 OVC048 M07/M07 A2984 RMK AO2 FZRAB0357 P0000 I1000 T10671072 $"]
["PABE","2019-01-04T19:09:00",19.9,19,96.23,150,7,"T",29.84,"M",1.75,"M","FEW","OVC","M","M",100,4800,"M","M",{"$f":"-SN BR","v":{"$error":"#NAME?"}},"T","M","M","M","M","M",10.03,"PABE 050409Z 15007KT 1 3/4SM -SN BR FEW001 OVC048 M07/M07 A2984 RMK AO2 FZRAB0357E04SNB04 P0000 I1000 T10671072 $"]
["PABE","2019-01-04T19:19:00",19.9,19,96.23,160,8,"T",29.84,"M",3,"M","FEW","OVC","M","M",100,4800,"M","M",{"$f":"-SN BR","v":{"$error":"#NAME?"}},"T","M","M","M","M","M",9.21,"PABE 050419Z 16008KT 3SM -SN BR FEW001 OVC048 M07/M07 A2984 RMK AO2 FZRAB0357E04SNB04 P0000 I1000 T10671072 $"]
["PABE","2019-01-04T19:53:00",19.9,19,96.23,170,9,"T",29.84,1010.8,5,"M","OVC","M","M","M",5000,"M","M","M","BR","T","M","M","M","M","M",8.47,"PABE 050453Z 17009KT 5SM BR OVC050 M07/M07 A2984 RMK AO2 FZRAB0357E04SNB04E25 SLP108 P0000 I1000 T10671072 $"]
["PABE","2019-01-04T20:36:00",19.9,19.9,100,200,9,0,29.85,"M",2.5,"M","SCT","OVC","M","M",200,5000,"M","M","BR",0.01,"M","M","M","M","M",8.47,"PABE 050536Z 20009KT 2 1/2SM BR SCT002 OVC050 M07/M07 A2985 RMK AO2 I1001 T10671067 $"]
["PABE","2019-01-04T20:53:00",19.9,19.9,100,190,8,0,29.85,1011,3,"M","BKN","OVC","M","M",200,5000,"M","M","BR",0.01,"M",0.1,"M","M","M",9.21,"PABE 050553Z 19008KT 3SM BR BKN002 OVC050 M07/M07 A2985 RMK SLP110 60000 I1001 I6010 T10671067 11061 21072 51006 $ VIA AUTODIAL"]
["PABE","2019-01-04T21:06:00",19.9,19,96.23,180,8,0,29.85,"M",2,"M","BKN","OVC","M","M",200,5000,"M","M","BR","T","M","M","M","M","M",9.21,"PABE 050606Z 18008KT 2SM BR BKN002 OVC050 M07/M07 A2985 RMK AO2 I1000 T10671072 $"]
["PABE","2019-01-04T21:15:00",19.9,19,96.23,170,7,0,29.85,"M",1.75,"M","BKN","OVC","M","M",200,5000,"M","M","BR","T","M","M","M","M","M",10.03,"PABE 050615Z 17007KT 1 3/4SM BR BKN002 OVC050 M07/M07 A2985 RMK AO2 I1000 T10671072 $"]
["PABE","2019-01-04T21:41:00",19,18,95.8,"M",4,0,29.85,"M",1,"M","SCT","SCT","OVC","M",100,3000,5000,"M","BR",0.01,"M","M","M","M","M",12.24,"PABE 050641Z VRB04KT 1SM R19R/5000VP6000FT BR SCT001 SCT030 OVC050 M07/M08 A2985 RMK AO2 I1001 T10721078 $"]
["PABE","2019-01-04T21:53:00",19,18,95.8,160,7,0,29.85,1011.1,1,"M","SCT","SCT","OVC","M",100,3700,5000,"M","BR",0.02,"M","M","M","M","M",8.93,"PABE 050653Z 16007KT 1SM R19R/4000VP6000FT BR SCT001 SCT037 OVC050 M07/M08 A2985 RMK AO2 SLP111 I1002 T10721078 $"]
["PABE","2019-01-04T22:53:00",19.9,19,96.23,190,7,0,29.86,1011.5,1.25,"M","FEW","OVC","M","M",200,5000,"M","M","BR","T","M","M","M","M","M",10.03,"PABE 050753Z 19007KT 1 1/4SM R19R/5000VP6000FT BR FEW002 OVC050 M07/M07 A2986 RMK AO2 SLP115 I1000 T10671072 $"]
["PABE","2019-01-04T23:14:00",19.9,19,96.23,180,9,0,29.87,"M",2,"M","FEW","OVC","M","M",200,5000,"M","M","BR",0.01,"M","M","M","M","M",8.47,"PABE 050814Z 18009KT 2SM BR FEW002 OVC050 M07/M07 A2987 RMK AO2 I1001 T10671072 $"]
["PABE","2019-01-04T23:30:00",19.9,19,96.23,190,8,0,29.87,"M",1.25,"M","FEW","OVC","M","M",200,5000,"M","M","BR",0.01,"M","M","M","M","M",9.21,"PABE 050830Z 19008KT 1 1/4SM R19R/4000VP6000FT BR FEW002 OVC050 M07/M07 A2987 RMK AO2 I1001 T10671072 $"]
["PABE","2019-01-04T23:38:00",19.9,19.9,100,210,7,"T",29.88,"M",1,"M","BKN","OVC","M","M",200,5000,"M","M",{"$f":"-FZRA BR","v":{"$error":"#NAME?"}},0.01,"M","M","M","M","M",10.03,"PABE 050838Z 21007KT 1SM R19R/4000VP6000FT -FZRA BR BKN002 OVC050 M07/M07 A2988 RMK AO2 FZRAB38 P0000 I1001 T10671067 $"]
["PABE","2019-01-04T23:53:00",19.9,19.9,100,230,3,"T",29.88,1012,0.75,"M","BKN","OVC","M","M",300,600,"M","M",{"$f":"-FZRA BR","v":{"$error":"#NAME?"}},0.01,0.03,"M","M","M","M",14.86,"PABE 050853Z 23003KT 3/4SM R19R/2800V5000FT -FZRA BR BKN003 OVC006 M07/M07 A2988 RMK AO2 FZRAB38 SLP120 P0000 60000 I1001 I3003 T10671067 410561089 53010 $"]
["PABE","2019-01-05T00:08:00",19.9,19,96.23,180,3,"T",29.88,"M",0.25,"M","VV ","M","M","M",300,"M","M","M",{"$f":"-FZRA FZFG","v":{"$error":"#NAME?"}},0.01,"M","M","M","M","M",14.86,"PABE 050908Z 18003KT 1/4SM R19R/2200FT -FZRA FZFG VV003 M07/M07 A2988 RMK AO2 P0000 I1001 T10671072 $"]
["PABE","2019-01-05T00:22:00",19.9,19,96.23,170,4,"T",29.88,"M",0.25,"M","VV ","M","M","M",300,"M","M","M",{"$f":"-SN FZFG","v":{"$error":"#NAME?"}},0.01,"M","M","M","M","M",13.29,"PABE 050922Z 17004KT 1/4SM R19R/2000V2800FT -SN FZFG VV003 M07/M07 A2988 RMK AO2 FZRAE22SNB22 P0000 I1001 T10671072 $"]
["PABE","2019-01-05T00:31:00",21,19.9,95.43,0,0,"T",29.88,"M",0.5,"M","VV ","M","M","M",300,"M","M","M",{"$f":"-SN FZFG","v":{"$error":"#NAME?"}},0.01,"M","M","M","M","M",21,"PABE 050931Z 00000KT 1/2SM R19R/2800V3500FT -SN FZFG VV003 M06/M07 A2988 RMK AO2 FZRAE22SNB22 P0000 I1001 T10611067 $"]
["PABE","2019-01-05T00:39:00",21,19.9,95.43,160,6,"T",29.88,"M",0.5,"M","VV ","M","M","M",600,"M","M","M",{"$f":"-SN FZFG","v":{"$error":"#NAME?"}},0.01,"M","M","M","M","M",12.28,"PABE 050939Z 16006KT 1/2SM R19R/2600V4500FT -SN FZFG VV006 M06/M07 A2988 RMK AO2 FZRAE22SNB22 P0000 I1001 T10611067 $"]
["PABE","2019-01-05T00:53:00",21,19.9,95.43,150,5,"T",29.88,1012.2,0.5,"M","VV ","M","M","M",300,"M","M","M","FZFG",0.01,"M","M","M","M","M",13.33,"PABE 050953Z 15005KT 1/2SM R19R/2400V2600FT FZFG VV003 M06/M07 A2988 RMK AO2 FZRAE22SNB22E43 SLP122 P0000 I1001 T10611067 $"]
["PABE","2019-01-05T01:53:00",21,21,100,0,0,0,29.89,1012.5,0.5,"M","VV ","M","M","M",300,"M","M","M","FZFG",0.02,"M","M","M","M","M",21,"PABE 051053Z 00000KT 1/2SM R19R/2600V2800FT FZFG VV003 M06/M06 A2989 RMK AO2 SLP125 I1002 T10611061 $"]
["PABE","2019-01-05T02:22:00",21.9,21,96.26,170,3,0,29.89,"M",0.25,"M","VV ","M","M","M",300,"M","M","M","FZFG",0.01,"M","M","M","M","M",17.14,"PABE 051122Z 17003KT 1/4SM R19R/2200V2400FT FZFG VV003 M06/M06 A2989 RMK AO2 I1001 T10561061 $"]
["PABE","2019-01-05T02:51:00",21.2,21.2,100,0,0,0,29.89,"M",0.25,"M","VV ","M","M","M",300,"M","M","M","FZFG",0.02,"M","M","M","M","M",21.2,"PABE 051151Z 00000KT 1/4SM R19R/2200FT FZFG VV003 M06/M06 A2989 RMK AO2 I1002 $"]
["PABE","2019-01-05T02:53:00",21.9,21,96.26,0,0,0,29.89,1012.4,0.25,"M","VV ","M","M","M",300,"M","M","M","FZFG",0.02,"M",0.08,"M","M","M",21.9,"PABE 051153Z 00000KT 1/4SM R19R/2000V2200FT FZFG VV003 M06/M06 A2989 RMK AO2 SLP124 60000 70006 I1002 I6008 T10561061 11056 21072 50002 $"]
["PABE","2019-01-05T03:07:00",21.9,21,96.26,140,3,0,29.89,"M",0.25,"M","VV ","M","M","M",300,"M","M","M","FZFG",0.01,"M","M","M","M","M",17.14,"PABE 051207Z 14003KT 1/4SM R19R/2000V2400FT FZFG VV003 M06/M06 A2989 RMK AO2 I1001 T10561061 $"]
["PABE","2019-01-05T03:21:00",21.9,21,96.26,160,5,0,29.89,"M",0.5,"M","VV ","M","M","M",300,"M","M","M","FZFG",0.01,"M","M","M","M","M",14.4,"PABE 051221Z 16005KT 1/2SM R19R/2400V2600FT FZFG VV003 M06/M06 A2989 RMK AO2 I1001 T10561061 $"]
["PABE","2019-01-05T03:53:00",21.9,21,96.26,180,6,0,29.9,1012.6,0.5,"M","VV ","M","M","M",300,"M","M","M","FZFG",0.06,"M","M","M","M","M",13.37,"PABE 051253Z 18006KT 1/2SM R19R/2600V3500FT FZFG VV003 M06/M06 A2990 RMK AO2 SLP126 I1006 T10561061 $"]
["PABE","2019-01-05T04:26:00",21,21,100,190,5,0,29.9,"M",0.25,"M","VV ","M","M","M",200,"M","M","M","FZFG",0.02,"M","M","M","M","M",13.33,"PABE 051326Z 19005KT 1/4SM R19R/2000V2400FT FZFG VV002 M06/M06 A2990 RMK AO2 I1002 T10611061 $"]
["PABE","2019-01-05T04:35:00",21,19.9,95.43,180,4,0,29.9,"M",0.5,"M","VV ","M","M","M",200,"M","M","M","FZFG",0.02,"M","M","M","M","M",14.57,"PABE 051335Z 18004KT 1/2SM R19R/2200V2800FT FZFG VV002 M06/M07 A2990 RMK AO2 I1002 T10611067 $"]
["PABE","2019-01-05T04:53:00",21,19.9,95.43,230,3,0,29.91,1013.1,0.25,"M","VV ","M","M","M",300,"M","M","M","FZFG",0.03,"M","M","M","M","M",16.11,"PABE 051353Z 23003KT 1/4SM R19R/2000V2600FT FZFG VV003 M06/M07 A2991 RMK AO2 SLP131 I1003 T10611067 $"]
["PABE","2019-01-05T05:18:00",19.9,19.9,100,220,3,0,29.91,"M",0.5,"M","VV ","M","M","M",400,"M","M","M","FZFG","T","M","M","M","M","M",14.86,"PABE 051418Z 22003KT 1/2SM R19R/3000V5000FT FZFG VV004 M07/M07 A2991 RMK AO2 I1000 T10671067 $"]
["PABE","2019-01-05T05:40:00",19.9,19,96.23,0,0,0,29.91,"M",1,"M","OVC","M","M","M",400,"M","M","M","BR","T","M","M","M","M","M",19.9,"PABE 051440Z AUTO 00000KT 1SM R19R/5500VP6000FT BR OVC004 M07/M07 A2991 RMK AO2 I1000 T10671072 TSNO $"]
["PABE","2019-01-05T05:53:00",19.9,19,96.23,0,0,0,29.91,1013.2,1,"M","OVC","M","M","M",200,"M","M","M","BR","T",0.09,"M","M","M","M",19.9,"PABE 051453Z AUTO 00000KT 1SM R19R/4000V6000FT BR OVC002 M07/M07 A2991 RMK AO2 SLP132 I1000 I3009 T10671072 51007 TSNO $"]
["PABE","2019-01-05T06:01:00",19.9,19,96.23,0,0,0,29.91,"M",0.5,"M","BKN","OVC","M","M",300,800,"M","M","FZFG","M","M","M","M","M","M",19.9,"PABE 051501Z AUTO 00000KT 1/2SM R19R/2600V4500FT FZFG BKN003 OVC008 M07/M07 A2991 RMK AO2 T10671072 TSNO $"]
["PABE","2019-01-05T06:53:00",19.9,19,96.23,0,0,0,29.9,1012.8,0.25,"M","VV ","M","M","M",400,"M","M","M","FZFG","T","M","M","M","M","M",19.9,"PABE 051553Z 00000KT 1/4SM R19R/2200V3000FT FZFG VV004 M07/M07 A2990 RMK AO2 SLP128 I1000 T10671072 $"]
["PABE","2019-01-05T07:23:00",19.9,19,96.23,40,3,0,29.89,"M",0.25,"M","OVC","M","M","M",500,"M","M","M","FZFG","T","M","M","M","M","M",14.86,"PABE 051623Z 04003KT 1/4SM R19R/P6000FT FZFG OVC005 M07/M07 A2989 RMK AO2 I1000 T10671072 $"]
["PABE","2019-01-05T07:43:00",21,19,91.83,40,4,0,29.9,"M",0.25,"M","VV ","M","M","M",300,"M","M","M","FZFG","T","M","M","M","M","M",14.57,"PABE 051643Z 04004KT 1/4SM R19R/2000VP6000FT FZFG VV003 M06/M07 A2990 RMK AO2 I1000 T10611072 $"]
["PABE","2019-01-05T07:51:00",21.2,19.4,92.63,40,5,0,29.9,"M",0.25,"M","VV ","M","M","M",200,"M","M","M","FZFG",0.01,"M","M","M","M","M",13.57,"PABE 051651Z 04005KT 1/4SM R19R/1600V2200FT FZFG VV002 M06/M07 A2990 RMK I1001 $ VIA AUTODIAL"]
["PABE","2019-01-05T07:53:00",21,19.9,95.43,50,5,0,29.9,1012.6,0.25,"M","VV ","M","M","M",200,"M","M","M","FZFG",0.01,"M","M","M","M","M",13.33,"PABE 051653Z 05005KT 1/4SM R19R/1600V1800FT FZFG VV002 M06/M07 A2990 RMK SLP126 I1001 T10611067 $ VIA AUTODIAL"]
["PABE","2019-01-05T08:20:00",21,19,91.83,60,6,0,29.9,"M",0.5,"M","VV ","M","M","M",200,"M","M","M","FZFG",0.01,"M","M","M","M","M",12.28,"PABE 051720Z 06006KT 1/2SM R19R/1800V3500FT FZFG VV002 M06/M07 A2990 RMK AO2 I1001 T10611072 $"]
["PABE","2019-01-05T08:53:00",19.9,18,92.19,30,7,0,29.91,1012.9,0.5,"M","VV ","M","M","M",300,"M","M","M","FZFG",0.02,"M",0.12,"M","M","M",10.03,"PABE 051753Z 03007KT 1/2SM R19R/2400V4000FT FZFG VV003 M07/M08 A2991 RMK AO2 SLP129 I1002 I6012 T10671078 11056 21067 55003 $"]
["PABE","2019-01-05T09:14:00",17.1,16,95.35,30,6,0,29.91,"M",0.25,"M","VV ","M","M","M",300,"M","M","M","FZFG",0.03,"M","M","M","M","M",7.59,"PABE 051814Z 03006KT 1/4SM R19R/2200V3000FT FZFG VV003 M08/M09 A2991 RMK AO2 I1003 T10831089 $"]
["PABE","2019-01-05T09:31:00",17.1,16,95.35,30,6,0,29.91,"M",0.25,"M","VV ","M","M","M",200,"M","M","M","FZFG",0.04,"M","M","M","M","M",7.59,"PABE 051831Z 03006KT 1/4SM R19R/1800V2200FT FZFG VV002 M08/M09 A2991 RMK AO2 I1004 T10831089 $"]
["PABE","2019-01-05T09:53:00",17.1,15.1,91.68,20,5,0,29.91,1013.2,0.25,"M","VV ","M","M","M",200,"M","M","M","FZFG",0.07,"M","M","M","M","M",8.7,"PABE 051853Z 02005KT 1/4SM R19R/1800V2200FT FZFG VV002 M08/M09 A2991 RMK AO2 SLP132 I1007 T10831094 $"]
["PABE","2019-01-05T10:53:00",17.1,15.1,91.68,40,3,0,29.93,1013.6,0.25,"M","VV ","M","M","M",200,"M","M","M","FZFG",0.03,"M","M","M","M","M",11.66,"PABE 051953Z 04003KT 1/4SM R19R/1200V1400FT FZFG VV002 M08/M09 A2993 RMK AO2 SLP136 I1003 T10831094 $"]
["PABE","2019-01-05T11:53:00",16,14,91.64,20,5,0,29.93,1013.9,0.25,"M","VV ","M","M","M",200,"M","M","M","FZFG","T",0.1,"M","M","M","M",7.39,"PABE 052053Z 02005KT M1/4SM R19R/0800FT FZFG VV002 M09/M10 A2993 RMK AO2 SLP139 I1000 I3010 T10891100 51009 $"]
["PABE","2019-01-05T12:53:00",16,14,91.64,40,7,0,29.93,1013.6,0.25,"M","VV ","M","M","M",200,"M","M","M","FZFG","T","M","M","M","M","M",5.28,"PABE 052153Z 04007KT 1/4SM R19R/1200V1400FT FZFG VV002 M09/M10 A2993 RMK AO2 SLP136 I1000 T10891100 $"]
["PABE","2019-01-05T13:22:00",12.9,10.9,91.52,40,10,0,29.92,"M",0.25,"M","VV ","M","M","M",200,"M","M","M","FZFG",0.01,"M","M","M","M","M",-0.98,"PABE 052222Z 04010KT 1/4SM R19R/1600V2400FT FZFG VV002 M11/M12 A2992 RMK AO2 I1001 T11061117 $"]
["PABE","2019-01-05T13:40:00",12,10,91.49,40,7,0,29.92,"M",1,"M","OVC","M","M","M",200,"M","M","M","BR",0.01,"M","M","M","M","M",0.4,"PABE 052240Z 04007KT 1SM R19R/6000VP6000FT BR OVC002 M11/M12 A2992 RMK AO2 I1001 T11111122 $"]
["PABE","2019-01-05T13:53:00",10.9,9,91.86,40,9,0,29.92,1013.6,3,"M","OVC","M","M","M",200,"M","M","M","BR",0.01,"M","M","M","M","M",-2.72,"PABE 052253Z 04009KT 3SM BR OVC002 M12/M13 A2992 RMK AO2 SLP136 I1001 T11171128 $"]
["PABE","2019-01-05T14:53:00",8.1,5,86.86,30,7,0,29.92,1013.6,10,"M","SCT","BKN","M","M",400,11000,"M","M","M","M","M",0.11,"M","M","M",-4.35,"PABE 052353Z 03007KT 10SM SCT004 BKN110 M13/M15 A2992 RMK AO2 SLP136 I6011 T11331150 11072 21133 55003 $"]
["PABE","2019-01-05T15:53:00",6.1,3,86.74,40,6,0,29.91,1013.2,8,"M","FEW","M","M","M",1000,"M","M","M","M","T","M","M","M","M","M",-5.66,"PABE 060053Z 04006KT 8SM FEW010 M14/M16 A2991 RMK AO2 SLP132 I1000 T11441161 $"]
["PABE","2019-01-05T16:37:00",3.9,1,87.42,40,7,0,29.91,"M",7,"M","FEW","BKN","M","M",300,6000,"M","M","M","M","M","M","M","M","M",-9.47,"PABE 060137Z 04007KT 7SM FEW003 BKN060 M16/M17 A2991 RMK AO2 T11561172 $"]
["PABE","2019-01-05T16:53:00",3.9,1,87.42,40,6,0,29.9,1012.9,10,"M","SCT","BKN","M","M",300,6000,"M","M","M","T","M","M","M","M","M",-8.31,"PABE 060153Z 04006KT 10SM SCT003 BKN060 M16/M17 A2990 RMK AO2 SLP129 I1000 T11561172 $"]
["PABE","2019-01-05T17:53:00",5,1.9,86.68,40,7,0,29.9,1012.8,10,"M","SCT","BKN","M","M",300,6000,"M","M","M",0.01,0.01,"M","M","M","M",-8.13,"PABE 060253Z 04007KT 10SM SCT003 BKN060 M15/M17 A2990 RMK AO2 SLP128 I1001 I3001 T11501167 56008 $"]
["PABE","2019-01-05T18:53:00",1.9,-2,83.28,30,6,0,29.89,1012.5,10,"M","FEW","M","M","M",300,"M","M","M","M","M","M","M","M","M","M",-10.72,"PABE 060353Z 03006KT 10SM FEW003 M17/M19 A2989 RMK AO2 SLP125 T11671189 $"]
["PABE","2019-01-05T19:53:00",3,0,86.96,40,6,0,29.88,1012.1,10,"M","CLR","M","M","M","M","M","M","M","M","T","M","M","M","M","M",-9.4,"PABE 060453Z 04006KT 10SM CLR M16/M18 A2988 RMK AO2 SLP121 I1000 T11611178 $"]
["PABE","2019-01-05T20:53:00",3.9,1,87.42,30,8,0,29.88,1012.2,10,"M","SCT","M","M","M",12000,"M","M","M","M","T","M",0.01,"M","M","M",-10.5,"PABE 060553Z 03008KT 10SM SCT120 M16/M17 A2988 RMK AO2 SLP122 I1000 I6001 T11561172 11133 21172 55006 $"]
["PABE","2019-01-05T21:53:00",3.9,0,83.42,30,8,0,29.88,1012.1,10,"M","BKN","M","M","M",11000,"M","M","M","M","T","M","M","M","M","M",-10.5,"PABE 060653Z 03008KT 10SM BKN110 M16/M18 A2988 RMK AO2 SLP121 I1000 T11561178 $"]
["PABE","2019-01-05T22:53:00",1.9,-2,83.28,30,8,0,29.88,1012,10,"M","BKN","M","M","M",10000,"M","M","M","M","T","M","M","M","M","M",-12.96,"PABE 060753Z 03008KT 10SM BKN100 M17/M19 A2988 RMK AO2 SLP120 I1000 T11671189 $"]
["PABE","2019-01-05T23:53:00",-0.9,-5.1,81.87,20,8,0,29.88,1012,10,"M","CLR","M","M","M","M","M","M","M","M","M","T","M","M","M","M",-16.41,"PABE 060853Z 02008KT 10SM CLR M18/M21 A2988 RMK AO2 SLP120 I3000 T11831206 410561183 55002 $"]
["PABE","2019-01-06T00:53:00",-2,-6,82.58,20,8,0,29.88,1012,10,"M","FEW","SCT","M","M",9000,10000,"M","M","M","T","M","M","M","M","M",-17.77,"PABE 060953Z 02008KT 10SM FEW090 SCT100 M19/M21 A2988 RMK AO2 SLP120 I1000 T11891211 $"]
["PABE","2019-01-06T01:53:00",0,-2.9,87.19,30,6,0,29.86,1011.6,10,"M","FEW","OVC","M","M",7000,9000,"M","M","M","M","M","M","M","M","M",-13.01,"PABE 061053Z 03006KT 10SM FEW070 OVC090 M18/M19 A2986 RMK AO2 SLP116 T11781194 $"]
["PABE","2019-01-06T02:53:00",3,-0.9,83.36,40,8,0,29.86,1011.3,10,"M","BKN","OVC","M","M",5000,8500,"M","M","M","T","M","T","M","M","M",-11.61,"PABE 061153Z 04008KT 10SM BKN050 OVC085 M16/M18 A2986 RMK AO2 SLP113 I1000 I6000 T11611183 11156 21194 58007 $"]
["PABE","2019-01-06T03:53:00",3,0,86.96,40,10,0,29.85,1010.9,10,"M","OVC","M","M","M",6000,"M","M","M","M",0.01,"M","M","M","M","M",-13.4,"PABE 061253Z 04010KT 10SM OVC060 M16/M18 A2985 RMK AO2 SLP109 I1001 T11611178 $"]
["PABE","2019-01-06T04:53:00",1.9,-0.9,87.72,40,8,0,29.84,1011,10,"M","BKN","BKN","OVC","M",5500,7000,8500,"M","M","M","M","M","M","M","M",-12.96,"PABE 061353Z AUTO 04008KT 10SM BKN055 BKN070 OVC085 M17/M18 A2984 RMK AO2 SLP110 T11671183 TSNO $"]
["PABE","2019-01-06T05:53:00",3.9,1,87.42,30,8,0,29.83,1010.3,10,"M","BKN","OVC","M","M",5500,7000,"M","M","M","M",0.01,"M","M","M","M",-10.5,"PABE 061453Z AUTO 03008KT 10SM BKN055 OVC070 M16/M17 A2983 RMK AO2 SLP103 I3001 T11561172 58010 TSNO $"]
["PABE","2019-01-06T06:53:00",5,1.9,86.68,40,9,0,29.81,1009.9,10,"M","OVC","M","M","M",800,"M","M","M","M",0.01,"M","M","M","M","M",-10.06,"PABE 061553Z 04009KT 10SM OVC008 M15/M17 A2981 RMK AO2 SLP099 I1001 T11501167 $"]
["PABE","2019-01-06T07:51:00",6.8,1.4,78.01,30,8,"T",29.81,"M",2,"M","OVC","M","M","M",500,"M","M","M",{"$f":"-SN BR","v":{"$error":"#NAME?"}},"T","M","M","M","M","M",-6.93,"PABE 061651Z 03008KT 2SM -SN BR OVC005 M14/M17 A2981 RMK SNB07 P0000 I1000 $ VIA AUTODIAL"]
["PABE","2019-01-06T07:53:00",6.1,3,86.74,30,5,"T",29.81,1009.8,2,"M","OVC","M","M","M",500,"M","M","M",{"$f":"-SN BR","v":{"$error":"#NAME?"}},"T","M","M","M","M","M",-4.36,"PABE 061653Z 03005KT 2SM -SN BR OVC005 M14/M16 A2981 RMK SNB07 SLP098 P0000 I1000 T11441161 $ VIA AUTODIAL"]
["PABE","2019-01-06T08:09:00",6.1,3,86.74,30,8,0.01,29.82,"M",1,"M","OVC","M","M","M",500,"M","M","M",{"$f":"-SN BR","v":{"$error":"#NAME?"}},"M","M","M","M","M","M",-7.79,"PABE 061709Z 03008KT 1SM R19R/5500VP6000FT -SN BR OVC005 M14/M16 A2982 RMK AO2 P0001 T11441161 $"]
["PABE","2019-01-06T08:53:00",6.1,3,86.74,30,8,0.02,29.81,1009.6,1,"M","OVC","M","M","M",500,"M","M","M",{"$f":"-SN BR","v":{"$error":"#NAME?"}},"M","M",0.02,"M","M","M",-7.79,"PABE 061753Z 03008KT 1SM R19R/P6000FT -SN BR OVC005 M14/M16 A2981 RMK AO2 SLP096 P0002 60002 I6002 T11441161 11144 21167 56006 $"]
["PABE","2019-01-06T09:53:00",7,3.9,86.8,40,9,0.02,29.81,1009.7,0.5,"M","OVC","M","M","M",600,"M","M","M",{"$f":"-SN BR","v":{"$error":"#NAME?"}},"M","M","M","M","M","M",-7.57,"PABE 061853Z 04009KT 1/2SM R19R/P6000FT -SN BR OVC006 M14/M16 A2981 RMK AO2 SLP097 P0002 T11391156 $"]
["PABE","2019-01-06T10:00:00",7,3.9,86.8,40,9,0.01,29.81,"M",1,"M","VV ","M","M","M",1400,"M","M","M",{"$f":"-SN BR","v":{"$error":"#NAME?"}},"M","M","M","M","M","M",-7.57,"PABE 061900Z 04009KT 1SM R19R/P6000FT -SN BR VV014 M14/M16 A2981 RMK AO2 P0001 T11391156 $"]
["PABE","2019-01-06T10:04:00",7,3.9,86.8,40,10,0.01,29.81,"M",0.5,"M","VV ","M","M","M",500,"M","M","M","SN BR","M","M","M","M","M","M",-8.38,"PABE 061904Z 04010KT 1/2SM R19R/P6000FT SN BR VV005 M14/M16 A2981 RMK AO2 P0001 T11391156 $"]
["PABE","2019-01-06T10:53:00",7,3.9,86.8,40,11,0.03,29.81,1009.7,1,"M","OVC","M","M","M",800,"M","M","M",{"$f":"-SN BR","v":{"$error":"#NAME?"}},"M","M","M","M","M","M",-9.13,"PABE 061953Z 04011KT 1SM R19R/P6000FT -SN BR OVC008 M14/M16 A2981 RMK AO2 SLP097 P0003 T11391156 $"]
["PABE","2019-01-06T11:48:00",8.6,5,84.93,40,9,0.01,29.81,"M",2.5,"M","OVC","M","M","M",1700,"M","M","M",{"$f":"-SN BR","v":{"$error":"#NAME?"}},"M","M","M","M","M","M",-5.58,"PABE 062048Z 04009KT 2 1/2SM -SN BR OVC017 M13/M15 A2981 RMK AO2 P0001 $"]
["PABE","2019-01-06T11:53:00",8.1,5,86.86,40,8,0.01,29.81,1009.8,2.5,"M","OVC","M","M","M",1500,"M","M","M",{"$f":"-SN BR","v":{"$error":"#NAME?"}},"M","M","M","M","M","M",-5.33,"PABE 062053Z 04008KT 2 1/2SM -SN BR OVC015 M13/M15 A2981 RMK AO2 SLP098 P0001 60006 T11331150 53001 $"]
["PABE","2019-01-06T12:00:00",8.1,5,86.86,40,9,"T",29.81,"M",4,"M","OVC","M","M","M",1500,"M","M","M","BR","M","M","M","M","M","M",-6.2,"PABE 062100Z 04009KT 4SM BR OVC015 M13/M15 A2981 RMK AO2 SNE2055 P0000 T11331150 $"]
["PABE","2019-01-06T12:08:00",8.1,5,86.86,40,10,"T",29.81,"M",4,"M","OVC","M","M","M",1300,"M","M","M","BR","M","M","M","M","M","M",-7,"PABE 062108Z 04010KT 4SM BR OVC013 M13/M15 A2981 RMK AO2 SNE2055 P0000 T11331150 $"]
["PABE","2019-01-06T12:23:00",8.1,5,86.86,40,8,"T",29.82,"M",10,"M","OVC","M","M","M",1000,"M","M","M","M","M","M","M","M","M","M",-5.33,"PABE 062123Z 04008KT 10SM OVC010 M13/M15 A2982 RMK AO2 SNE2055 P0000 T11331150 $"]
["PABE","2019-01-06T12:53:00",8.1,5,86.86,40,9,"T",29.82,1010.1,10,"M","OVC","M","M","M",1000,"M","M","M","M","M","M","M","M","M","M",-6.2,"PABE 062153Z 04009KT 10SM OVC010 M13/M15 A2982 RMK AO2 SNE2055 SLP101 P0000 T11331150 $"]
["PABE","2019-01-06T13:12:00",9,6.1,87.71,30,10,0,29.82,"M",7,"M","OVC","M","M","M",900,"M","M","M","M","M","M","M","M","M","M",-5.87,"PABE 062212Z 03010KT 7SM OVC009 M13/M14 A2982 RMK AO2 T11281144 $"]
["PABE","2019-01-06T13:53:00",9,7,91.37,40,7,"T",29.82,1010,1.5,"M","OVC","M","M","M",700,"M","M","M","BR","T","M","M","M","M","M",-3.26,"PABE 062253Z 04007KT 1 1/2SM BR OVC007 M13/M14 A2982 RMK AO2 SNB20E29 SLP100 P0000 I1000 T11281139 $"]
["PABE","2019-01-06T14:07:00",10,7,87.37,40,8,"T",29.82,"M",1,"M","OVC","M","M","M",700,"M","M","M",{"$f":"-FZRA BR","v":{"$error":"#NAME?"}},0.01,"M","M","M","M","M",-2.99,"PABE 062307Z 04008KT 1SM R19R/4500V5500FT -FZRA BR OVC007 M12/M14 A2982 RMK AO2 FZRAB01 P0000 I1001 T11221139 $"]
["PABE","2019-01-06T14:25:00",10,8.1,91.82,40,8,"T",29.81,"M",0.75,"M","OVC","M","M","M",600,"M","M","M",{"$f":"-SN BR","v":{"$error":"#NAME?"}},0.01,"M","M","M","M","M",-2.99,"PABE 062325Z 04008KT 3/4SM R19R/5000VP6000FT -SN BR OVC006 M12/M13 A2981 RMK AO2 FZRAB01E19SNB19 P0000 I1001 T11221133 $"]
["PABE","2019-01-06T14:53:00",10,8.1,91.82,40,8,"T",29.81,1009.7,1.25,"M","OVC","M","M","M",600,"M","M","M",{"$f":"-SN BR","v":{"$error":"#NAME?"}},0.01,"M",0.01,"M","M","M",-2.99,"PABE 062353Z 04008KT 1 1/4SM -SN BR OVC006 M12/M13 A2981 RMK AO2 FZRAB01E19SNB19 SLP097 P0000 60006 I1001 I6001 T11221133 11122 21139 58001 $"]
["PABE","2019-01-06T15:53:00",8.1,6.1,91.34,30,8,"T",29.81,1009.8,0.75,"M","VV ","M","M","M",700,"M","M","M",{"$f":"-SN BR","v":{"$error":"#NAME?"}},"M","M","M","M","M","M",-5.33,"PABE 070053Z 03008KT 3/4SM R19R/4500V5500FT -SN BR VV007 M13/M14 A2981 RMK AO2 SLP098 P0000 T11331144 $"]
["PABE","2019-01-06T16:53:00",7,5,91.29,30,10,"T",29.82,1010.1,0.75,"M","OVC","M","M","M",600,"M","M","M","BR",0.01,"M","M","M","M","M",-8.38,"PABE 070153Z 03010KT 3/4SM R19R/5500V6000FT BR OVC006 M14/M15 A2982 RMK AO2 UPB44E48SNE36 SLP101 P0000 I1001 T11391150 $"]
["PABE","2019-01-06T17:12:00",7,5,91.29,30,8,0,29.82,"M",0.75,"M","BKN","BKN","OVC","M",400,800,1400,"M","BR","T","M","M","M","M","M",-6.68,"PABE 070212Z 03008KT 3/4SM R19R/P6000FT BR BKN004 BKN008 OVC014 M14/M15 A2982 RMK AO2 I1000 T11391150 $"]
["PABE","2019-01-06T17:15:00",7,5,91.29,30,9,"T",29.82,"M",1.25,"M","SCT","SCT","OVC","M",400,800,1400,"M",{"$f":"-SN BR","v":{"$error":"#NAME?"}},"T","M","M","M","M","M",-7.57,"PABE 070215Z 03009KT 1 1/4SM -SN BR SCT004 SCT008 OVC014 M14/M15 A2982 RMK AO2 SNB14 P0000 I1000 T11391150 $"]
["PABE","2019-01-06T17:21:00",7,5,91.29,40,8,"T",29.82,"M",3,"M","FEW","SCT","OVC","M",400,800,1400,"M","BR",0.01,"M","M","M","M","M",-6.68,"PABE 070221Z 04008KT 3SM BR FEW004 SCT008 OVC014 M14/M15 A2982 RMK AO2 UPB17E21SNB14E17 P0000 I1001 T11391150 $"]
["PABE","2019-01-06T17:53:00",8.1,6.1,91.34,50,7,"T",29.82,1010.2,9,"M","OVC","M","M","M",1400,"M","M","M","M",0.01,0.02,"M","M","M","M",-4.35,"PABE 070253Z 05007KT 9SM OVC014 M13/M14 A2982 RMK AO2 UPB17E21SNB14E17 SLP102 P0000 60000 I1001 I3002 T11331144 53005 $"]
["PABE","2019-01-06T18:53:00",9,7,91.37,40,10,0,29.82,1010.2,10,"M","OVC","M","M","M",1400,"M","M","M","M","M","M","M","M","M","M",-5.87,"PABE 070353Z 04010KT 10SM OVC014 M13/M14 A2982 RMK AO2 SLP102 T11281139 $"]
["PABE","2019-01-06T19:53:00",9,6.1,87.71,50,8,0,29.83,1010.3,9,"M","OVC","M","M","M",1700,"M","M","M","M","M","M","M","M","M","M",-4.22,"PABE 070453Z 05008KT 9SM OVC017 M13/M14 A2983 RMK AO2 SLP103 T11281144 $"]
["PABE","2019-01-06T20:10:00",9,7,91.37,40,10,"T",29.83,"M",2.5,"M","OVC","M","M","M",1300,"M","M","M",{"$f":"-SN BR","v":{"$error":"#NAME?"}},"T","M","M","M","M","M",-5.87,"PABE 070510Z 04010KT 2 1/2SM -SN BR OVC013 M13/M14 A2983 RMK AO2 SNB05 P0000 I1000 T11281139 $"]
["PABE","2019-01-06T20:25:00",9,7,91.37,40,9,"T",29.82,"M",3,"M","OVC","M","M","M",1200,"M","M","M",{"$f":"-SN BR","v":{"$error":"#NAME?"}},"T","M","M","M","M","M",-5.09,"PABE 070525Z 04009KT 3SM -SN BR OVC012 M13/M14 A2982 RMK AO2 SNB05 P0000 I1000 T11281139 $"]
["PABE","2019-01-06T20:30:00",9,7,91.37,50,11,"T",29.82,"M",1.75,"M","OVC","M","M","M",1200,"M","M","M",{"$f":"-SN BR","v":{"$error":"#NAME?"}},"T","M","M","M","M","M",-6.6,"PABE 070530Z 05011KT 1 3/4SM -SN BR OVC012 M13/M14 A2982 RMK AO2 SNB05 P0000 I1000 T11281139 $"]
["PABE","2019-01-06T20:53:00",9,6.1,87.71,40,10,0.01,29.82,1010.2,1.25,"M","BKN","OVC","M","M",1000,2200,"M","M",{"$f":"-SN BR","v":{"$error":"#NAME?"}},"T","M",0.02,"M","M","M",-5.87,"PABE 070553Z 04010KT 1 1/4SM -SN BR BKN010 OVC022 M13/M14 A2982 RMK AO2 SNB05 SLP102 P0001 60001 I1000 I6002 T11281144 11122 21139 58000 $"]
["PABE","2019-01-06T20:56:00",9,6.1,87.71,40,10,"T",29.82,"M",2,"M","SCT","OVC","M","M",1000,2200,"M","M",{"$f":"-SN BR","v":{"$error":"#NAME?"}},"M","M","M","M","M","M",-5.87,"PABE 070556Z 04010KT 2SM -SN BR SCT010 OVC022 M13/M14 A2982 RMK AO2 P0000 T11281144 $"]
["PABE","2019-01-06T21:05:00",9,6.1,87.71,50,10,"T",29.82,"M",7,"M","FEW","OVC","M","M",1000,2200,"M","M","UP","M","M","M","M","M","M",-5.87,"PABE 070605Z 05010KT 7SM UP FEW010 OVC022 M13/M14 A2982 RMK AO2 UPB05SNE05 P0000 T11281144 $"]
["PABE","2019-01-06T22:01:00",9,6.1,87.71,40,10,0,29.83,"M",10,"M","OVC","M","M","M",1400,"M","M","M","M","M","M","M","M","M","M",-5.87,"PABE 070701Z 04010KT 10SM OVC014 M13/M14 A2983 RMK AO2 T11281144 $"]
["PABE","2019-01-06T22:53:00",8.1,6.1,91.34,50,11,"T",29.84,1010.7,4,"M","OVC","M","M","M",1000,"M","M","M","BR","M","M","M","M","M","M",-7.74,"PABE 070753Z 05011KT 4SM BR OVC010 M13/M14 A2984 RMK AO2 UPB48 SLP107 P0000 T11331144 $"]
["PABE","2019-01-06T23:05:00",8.1,6.1,91.34,40,10,"T",29.84,"M",2,"M","SCT","OVC","M","M",700,1100,"M","M","BR",0.01,"M","M","M","M","M",-7,"PABE 070805Z 04010KT 2SM BR SCT007 OVC011 M13/M14 A2984 RMK AO2 UPE0754 P0000 I1001 T11331144 $"]
["PABE","2019-01-06T23:07:00",8.1,6.1,91.34,40,11,"T",29.84,"M",1.75,"M","SCT","OVC","M","M",700,1100,"M","M","BR",0.01,"M","M","M","M","M",-7.74,"PABE 070807Z 04011KT 1 3/4SM BR SCT007 OVC011 M13/M14 A2984 RMK AO2 UPE0754 P0000 I1001 T11331144 $"]
["PABE","2019-01-06T23:23:00",8.1,5,86.86,20,9,"T",29.85,"M",1.25,"M","OVC","M","M","M",800,"M","M","M","BR",0.01,"M","M","M","M","M",-6.2,"PABE 070823Z 02009KT 1 1/4SM BR OVC008 M13/M15 A2985 RMK AO2 UPE0754 P0000 I1001 T11331150 $"]
["PABE","2019-01-06T23:53:00",6.1,3,86.74,30,11,0.01,29.85,1011.1,1,"M","FEW","OVC","M","M",500,1200,"M","M","BR",0.01,0.01,"M","M","M","M",-10.26,"PABE 070853Z 03011KT 1SM R19R/P6000FT BR FEW005 OVC012 M14/M16 A2985 RMK AO2 UPE0754 SLP111 P0001 60001 I1001 I3001 T11441161 411221194 53009 $"]
["PABE","2019-01-07T00:12:00",5,1.9,86.68,20,10,"T",29.85,"M",2.5,"M","BKN","OVC","M","M",800,1300,"M","M","BR","M","M","M","M","M","M",-10.89,"PABE 070912Z 02010KT 2 1/2SM BR BKN008 OVC013 M15/M17 A2985 RMK AO2 UPB08E11SNB07E08 P0000 T11501167 $"]
["PABE","2019-01-07T00:24:00",5,1.9,86.68,20,11,"T",29.86,"M",3,"M","OVC","M","M","M",800,"M","M","M","BLSN BR","M","M","M","M","M","M",-11.65,"PABE 070924Z 02011KT 3SM BLSN BR OVC008 M15/M17 A2986 RMK AO2 UPB08E11SNB07E08 P0000 T11501167 $"]
["PABE","2019-01-07T00:53:00",5,1.9,86.68,30,12,"T",29.86,1011.5,5,"M","OVC","M","M","M",700,"M","M","M","BR","M","M","M","M","M","M",-12.36,"PABE 070953Z 03012KT 5SM BR OVC007 M15/M17 A2986 RMK AO2 UPB08E11SNB07E08 SLP115 P0000 T11501167 $"]
["PABE","2019-01-07T01:41:00",5,1.9,86.68,30,10,"T",29.87,"M",4,"M","SCT","OVC","M","M",800,1200,"M","M","BR","M","M","M","M","M","M",-10.89,"PABE 071041Z 03010KT 4SM BR SCT008 OVC012 M15/M17 A2987 RMK AO2 SNB19E38 P0000 T11501167 $"]
["PABE","2019-01-07T01:53:00",5,1.9,86.68,30,11,"T",29.87,1011.7,5,"M","BKN","OVC","M","M",800,1200,"M","M","BR","M","M","M","M","M","M",-11.65,"PABE 071053Z 03011KT 5SM BR BKN008 OVC012 M15/M17 A2987 RMK AO2 SNB19E38 SLP117 P0000 T11501167 $"]
["PABE","2019-01-07T02:20:00",5,3,91.21,40,11,"T",29.86,"M",2,"M","OVC","M","M","M",800,"M","M","M",{"$f":"-SN BR","v":{"$error":"#NAME?"}},"M","M","M","M","M","M",-11.65,"PABE 071120Z 04011KT 2SM -SN BR OVC008 M15/M16 A2986 RMK AO2 SNB11 P0000 T11501161 $"]
["PABE","2019-01-07T02:33:00",6.1,3,86.74,40,10,"T",29.87,"M",3,"M","OVC","M","M","M",800,"M","M","M","BR","M","M","M","M","M","M",-9.51,"PABE 071133Z 04010KT 3SM BR OVC008 M14/M16 A2987 RMK AO2 UPB30SNB11E30 P0000 T11441161 $"]
["PABE","2019-01-07T02:53:00",6.1,3,86.74,40,11,"T",29.86,1011.5,2.5,"M","OVC","M","M","M",800,"M","M","M","BR","M","M",0.01,"M","M","M",-10.26,"PABE 071153Z 04011KT 2 1/2SM BR OVC008 M14/M16 A2986 RMK AO2 UPB30E34SNB11E30 SLP115 P0000 60001 70010 I6001 T11441161 11128 21150 50004 $"]
["PABE","2019-01-07T03:38:00",6.1,3.9,90.42,40,11,0,29.86,"M",1.75,"M","BKN","OVC","M","M",600,1400,"M","M","BR","T","M","M","M","M","M",-10.26,"PABE 071238Z 04011KT 1 3/4SM BR BKN006 OVC014 M14/M16 A2986 RMK AO2 I1000 T11441156 $"]
["PABE","2019-01-07T03:53:00",6.1,3,86.74,40,8,"T",29.86,1011.4,1.5,"M","BKN","OVC","M","M",700,1200,"M","M",{"$f":"-SN BR","v":{"$error":"#NAME?"}},"T","M","M","M","M","M",-7.79,"PABE 071253Z 04008KT 1 1/2SM -SN BR BKN007 OVC012 M14/M16 A2986 RMK AO2 SNB47 SLP114 P0000 I1000 T11441161 $"]
["PABE","2019-01-07T04:43:00",6.1,3,86.74,30,9,"T",29.87,"M",3,"M","OVC","M","M","M",800,"M","M","M","UP BR","M","M","M","M","M","M",-8.69,"PABE 071343Z AUTO 03009KT 3SM UP BR OVC008 M14/M16 A2987 RMK AO2 UPB41SNE41 P0000 T11441161 TSNO $"]
["PABE","2019-01-07T04:53:00",6.1,3,86.74,30,12,"T",29.87,1011.9,3,"M","OVC","M","M","M",800,"M","M","M","UP BR","M","M","M","M","M","M",-10.96,"PABE 071353Z AUTO 03012KT 3SM UP BR OVC008 M14/M16 A2987 RMK AO2 UPB41SNE41 SLP119 P0000 T11441161 TSNO $"]
["PABE","2019-01-07T05:09:00",6.1,3,86.74,20,9,"T",29.88,"M",2,"M","OVC","M","M","M",700,"M","M","M",{"$f":"-SN BR","v":{"$error":"#NAME?"}},"M","M","M","M","M","M",-8.69,"PABE 071409Z AUTO 02009KT 2SM -SN BR OVC007 M14/M16 A2988 RMK AO2 UPE04SNB01E03B04 P0000 T11441161 TSNO $"]
["PABE","2019-01-07T05:20:00",5,3,91.21,30,10,"T",29.87,"M",1.75,"M","OVC","M","M","M",700,"M","M","M",{"$f":"-SN BR","v":{"$error":"#NAME?"}},"M","M","M","M","M","M",-10.89,"PABE 071420Z AUTO 03010KT 1 3/4SM -SN BR OVC007 M15/M16 A2987 RMK AO2 UPE04SNB01E03B04 P0000 T11501161 TSNO $"]
["PABE","2019-01-07T05:30:00",5,1.9,86.68,20,10,"T",29.88,"M",2,"M","OVC","M","M","M",700,"M","M","M","UP BR","M","M","M","M","M","M",-10.89,"PABE 071430Z AUTO 02010KT 2SM UP BR OVC007 M15/M17 A2988 RMK AO2 UPE04B27SNB01E03B04E27 P0000 T11501167 TSNO $"]
["PABE","2019-01-07T05:39:00",3.9,1.9,91.16,20,11,"T",29.88,"M",1.5,"M","OVC","M","M","M",700,"M","M","M","UP BR","T","M","M","M","M","M",-13.04,"PABE 071439Z AUTO 02011KT 1 1/2SM UP BR OVC007 M16/M17 A2988 RMK AO2 UPE04B27SNB01E03B04E27 P0000 I1000 T11561167 TSNO $"]
["PABE","2019-01-07T05:53:00",3.9,1,87.42,20,10,"T",29.88,1012.1,1.25,"M","OVC","M","M","M",600,"M","M","M",{"$f":"-FZRA BR","v":{"$error":"#NAME?"}},0.01,0.01,"M","M","M","M",-12.27,"PABE 071453Z AUTO 02010KT 1 1/4SM -FZRA BR OVC006 M16/M17 A2988 RMK AO2 UPE04B27E47FZRAB47SNB01E03B04E27 SLP121 P0000 60000 I1001 I3001 T11561172 53005 TSNO $"]
["PABE","2019-01-07T06:22:00",3,0,86.96,20,11,"T",29.87,"M",1,"M","OVC","M","M","M",500,"M","M","M",{"$f":"-SN BR","v":{"$error":"#NAME?"}},"T","M","M","M","M","M",-14.18,"PABE 071522Z AUTO 02011KT 1SM R19R/P6000FT -SN BR OVC005 M16/M18 A2987 RMK AO2 FZRAE16SNB16 P0000 I1000 T11611178 TSNO $"]
["PABE","2019-01-07T06:53:00",3,0,86.96,30,12,"T",29.87,1011.9,1.5,"M","OVC","M","M","M",400,"M","M","M","BLSN BR",0.01,"M","M","M","M","M",-14.91,"PABE 071553Z 03012KT 1 1/2SM BLSN BR OVC004 M16/M18 A2987 RMK UPB32E38FZRAE16SNB16E32 SLP119 P0000 I1001 T11611178 $ VIA AUTODIAL"]
["PABE","2019-01-07T07:24:00",3,0,86.96,30,11,"T",29.87,"M",2,"M","OVC","M","M","M",400,"M","M","M","BLSN BR","M","M","M","M","M","M",-14.18,"PABE 071624Z 03011KT 2SM BLSN BR OVC004 M16/M18 A2987 RMK AO2 UPB07E09 P0000 T11611178 $"]
["PABE","2019-01-07T07:53:00",3,1,91.13,30,10,"T",29.87,1011.7,2.5,"M","OVC","M","M","M",400,"M","M","M","BR",0.01,"M","M","M","M","M",-13.4,"PABE 071653Z 03010KT 2 1/2SM BR OVC004 M16/M17 A2987 RMK AO2 UPB07E09B32E35 SLP117 P0000 I1001 T11611172 $"]
["PABE","2019-01-07T08:09:00",3,1,91.13,30,9,"T",29.87,"M",3,"M","OVC","M","M","M",300,"M","M","M",{"$f":"-FZRA BR","v":{"$error":"#NAME?"}},"T","M","M","M","M","M",-12.55,"PABE 071709Z 03009KT 3SM -FZRA BR OVC003 M16/M17 A2987 RMK AO2 FZRAB09 P0000 I1000 T11611172 $"]
["PABE","2019-01-07T08:27:00",3.9,1,87.42,30,8,"T",29.87,"M",4,"M","OVC","M","M","M",300,"M","M","M","BR","T","M","M","M","M","M",-10.5,"PABE 071727Z 03008KT 4SM BR OVC003 M16/M17 A2987 RMK AO2 FZRAB09E24 P0000 I1000 T11561172 $"]
["PABE","2019-01-07T08:53:00",3,1,91.13,30,9,"T",29.88,1011.9,3,"M","OVC","M","M","M",300,"M","M","M","BR","T","M",0.03,"M","M","M",-12.55,"PABE 071753Z 03009KT 3SM BR OVC003 M16/M17 A2988 RMK AO2 FZRAB09E24 SLP119 P0000 60000 I1000 I6003 T11611172 11144 21167 55001 $"]
["PABE","2019-01-07T09:21:00",3,0,86.96,30,10,"T",29.88,"M",1.75,"M","BKN","OVC","M","M",300,1100,"M","M",{"$f":"-SN BR","v":{"$error":"#NAME?"}},"M","M","M","M","M","M",-13.4,"PABE 071821Z 03010KT 1 3/4SM -SN BR BKN003 OVC011 M16/M18 A2988 RMK AO2 SNB11 P0000 T11611178 $"]
["PABE","2019-01-07T09:37:00",3,0,86.96,30,10,0.01,29.88,"M",1,"M","SCT","OVC","M","M",400,1500,"M","M",{"$f":"-SN BR","v":{"$error":"#NAME?"}},"M","M","M","M","M","M",-13.4,"PABE 071837Z 03010KT 1SM R19R/6000VP6000FT -SN BR SCT004 OVC015 M16/M18 A2988 RMK AO2 SNB11 P0001 T11611178 $"]
["PABE","2019-01-07T09:51:00",3.2,-0.4,84.56,30,9,0.01,29.88,"M",2,"M","BKN","OVC","M","M",1500,2200,"M","M",{"$f":"-SN BR","v":{"$error":"#NAME?"}},"M","M","M","M","M","M",-12.3,"PABE 071851Z 03009KT 2SM -SN BR BKN015 OVC022 M16/M18 A2988 RMK AO2 SNB11 P0001 $"]
["PABE","2019-01-07T09:53:00",3,0,86.96,30,9,0.01,29.88,1012,2,"M","BKN","OVC","M","M",1500,2200,"M","M",{"$f":"-SN BR","v":{"$error":"#NAME?"}},"M","M","M","M","M","M",-12.55,"PABE 071853Z 03009KT 2SM -SN BR BKN015 OVC022 M16/M18 A2988 RMK AO2 SNB11 SLP120 P0001 T11611178 $"]
["PABE","2019-01-07T09:57:00",3.9,1,87.42,30,9,"T",29.88,"M",2,"M","BKN","BKN","OVC","M",900,1500,2200,"M",{"$f":"-SN BR","v":{"$error":"#NAME?"}},"M","M","M","M","M","M",-11.43,"PABE 071857Z 03009KT 2SM -SN BR BKN009 BKN015 OVC022 M16/M17 A2988 RMK AO2 P0000 T11561172 $"]
["PABE","2019-01-07T10:15:00",3.9,1.9,91.16,40,9,"T",29.88,"M",4,"M","BKN","BKN","OVC","M",900,1500,2200,"M",{"$f":"-SN BR","v":{"$error":"#NAME?"}},"M","M","M","M","M","M",-11.43,"PABE 071915Z 04009KT 4SM -SN BR BKN009 BKN015 OVC022 M16/M17 A2988 RMK AO2 UPB08E10SNE08B10 P0000 T11561167 $"]
["PABE","2019-01-07T10:53:00",3.9,1.9,91.16,40,9,"T",29.88,1012.2,8,"M","OVC","M","M","M",600,"M","M","M","M","M","M","M","M","M","M",-11.43,"PABE 071953Z 04009KT 8SM OVC006 M16/M17 A2988 RMK AO2 UPB08E10SNE08B10E35 SLP122 P0000 T11561167 $"]
["PABE","2019-01-07T11:31:00",5,3,91.21,40,9,0,29.89,"M",2.5,"M","OVC","M","M","M",400,"M","M","M","BR","T","M","M","M","M","M",-10.06,"PABE 072031Z 04009KT 2 1/2SM BR OVC004 M15/M16 A2989 RMK AO2 VIS 1 3/4V4 I1000 T11501161 $"]
["PABE","2019-01-07T11:53:00",5,3,91.21,40,9,"T",29.89,1012.5,3,"M","OVC","M","M","M",400,"M","M","M",{"$f":"-SN BR","v":{"$error":"#NAME?"}},"T","T","M","M","M","M",-10.06,"PABE 072053Z 04009KT 3SM -SN BR OVC004 M15/M16 A2989 RMK AO2 UPB32E33SNB34 SLP125 P0000 60001 I1000 I3000 T11501161 53004 $"]
["PABE","2019-01-07T12:06:00",5,3,91.21,30,9,"T",29.89,"M",2,"M","OVC","M","M","M",400,"M","M","M",{"$f":"-SN BR","v":{"$error":"#NAME?"}},"M","M","M","M","M","M",-10.06,"PABE 072106Z 03009KT 2SM -SN BR OVC004 M15/M16 A2989 RMK AO2 P0000 T11501161 $"]
["PABE","2019-01-07T12:20:00",59,3,10.26,30,11,"T",29.89,"M",1.75,"M","OVC","M","M","M",400,"M","M","M",{"$f":"-SN","v":{"$error":"#NAME?"}},"M","M","M","M","M","M",59,"PABE 072120Z 03011KT 1 3/4SM -SN OVC004 15/M16 A2989 RMK AO2 P0000 T01501161 $"]
["PABE","2019-01-07T12:25:00",5,3,91.21,40,11,"T",29.89,"M",1.5,"M","OVC","M","M","M",400,"M","M","M",{"$f":"-SN BR","v":{"$error":"#NAME?"}},"M","M","M","M","M","M",-11.65,"PABE 072125Z 04011KT 1 1/2SM R19R/5000VP6000FT -SN BR OVC004 M15/M16 A2989 RMK AO2 P0000 T11501161 $"]
["PABE","2019-01-07T12:53:00",5,3,91.21,40,13,"T",29.88,1012.1,0.75,"M","OVC","M","M","M",400,"M","M","M",{"$f":"-SN BLSN BR","v":{"$error":"#NAME?"}},"M","M","M","M","M","M",-13.02,"PABE 072153Z 04013KT 3/4SM R19R/3500V5500FT -SN BLSN BR OVC004 M15/M16 A2988 RMK AO2 SLP121 P0000 T11501161 $"]
["PABE","2019-01-07T13:07:00",5,3,91.21,40,13,"T",29.88,"M",1.25,"M","OVC","M","M","M",300,"M","M","M",{"$f":"-SN BR","v":{"$error":"#NAME?"}},"M","M","M","M","M","M",-13.02,"PABE 072207Z 04013KT 1 1/4SM R19R/5500VP6000FT -SN BR OVC003 M15/M16 A2988 RMK AO2 P0000 T11501161 $"]
["PABE","2019-01-07T13:25:00",5,3,91.21,40,12,"T",29.87,"M",2,"M","OVC","M","M","M",300,"M","M","M",{"$f":"-SN BR","v":{"$error":"#NAME?"}},"M","M","M","M","M","M",-12.36,"PABE 072225Z 04012KT 2SM R19R/5500VP6000FT -SN BR OVC003 M15/M16 A2987 RMK AO2 P0000 T11501161 $"]
["PABE","2019-01-07T13:32:00",6.1,3,86.74,40,12,"T",29.87,"M",0.75,"M","OVC","M","M","M",300,"M","M","M",{"$f":"-SN BR","v":{"$error":"#NAME?"}},"M","M","M","M","M","M",-10.96,"PABE 072232Z 04012KT 3/4SM R19R/4000VP6000FT -SN BR OVC003 M14/M16 A2987 RMK AO2 P0000 T11441161 $"]
["PABE","2019-01-07T13:34:00",6.1,3,86.74,40,10,"T",29.87,"M",0.75,"M","OVC","M","M","M",300,"M","M","M",{"$f":"-SN BR","v":{"$error":"#NAME?"}},"M","M","M","M","M","M",-9.51,"PABE 072234Z 04010KT 3/4SM R19R/4000VP6000FT -SN BR OVC003 M14/M16 A2987 RMK AO2 P0000 T11441161 $"]
["PABE","2019-01-07T13:53:00",6.1,3,86.74,40,13,"T",29.87,1011.7,1,"M","OVC","M","M","M",300,"M","M","M",{"$f":"-SN BR","v":{"$error":"#NAME?"}},"M","M","M","M","M","M",-11.61,"PABE 072253Z 04013KT 1SM R19R/4500VP6000FT -SN BR OVC003 M14/M16 A2987 RMK AO2 SLP117 P0000 T11441161 $"]
["PABE","2019-01-07T14:27:00",6.1,3,86.74,50,13,"T",29.86,"M",2.5,"M","OVC","M","M","M",400,"M","M","M",{"$f":"-SN BR","v":{"$error":"#NAME?"}},"M","M","M","M","M","M",-11.61,"PABE 072327Z 05013KT 2 1/2SM -SN BR OVC004 M14/M16 A2986 RMK AO2 P0000 T11441161 $"]
["PABE","2019-01-07T14:45:00",6.1,3,86.74,50,9,"T",29.86,"M",4,"M","OVC","M","M","M",400,"M","M","M","BLSN BR","M","M","M","M","M","M",-8.69,"PABE 072345Z 05009KT 4SM BLSN BR OVC004 M14/M16 A2986 RMK AO2 SNE44 P0000 T11441161 $"]
["PABE","2019-01-07T14:53:00",6.1,3,86.74,50,9,"T",29.86,1011.5,4,"M","OVC","M","M","M",400,"M","M","M",{"$f":"-FZRA BR","v":{"$error":"#NAME?"}},"T","M","T","M","M","M",-8.69,"PABE 072353Z 05009KT 4SM -FZRA BR OVC004 M14/M16 A2986 RMK AO2 FZRAB50SNE44 SLP115 P0000 60001 I1000 I6000 T11441161 10150 21161 56010 $"]
["PABE","2019-01-07T15:06:00",6.1,3,86.74,50,10,"T",29.86,"M",6,"M","BKN","OVC","M","M",500,5000,"M","M","BLSN BR","T","M","M","M","M","M",-9.51,"PABE 080006Z 05010KT 6SM BLSN BR BKN005 OVC050 M14/M16 A2986 RMK AO2 FZRAE06 P0000 I1000 T11441161 $"]
["PABE","2019-01-07T15:31:00",6.1,3,86.74,40,13,"T",29.85,"M",9,"M","SCT","OVC","M","M",500,5000,"M","M","M","T","M","M","M","M","M",-11.61,"PABE 080031Z 04013KT 9SM SCT005 OVC050 M14/M16 A2985 RMK AO2 UPB18E19FZRAE06 P0000 I1000 T11441161 $"]
["PABE","2019-01-07T15:44:00",6.1,3,86.74,40,13,"T",29.85,"M",9,"M","BKN","OVC","M","M",500,5000,"M","M","M","T","M","M","M","M","M",-11.61,"PABE 080044Z 04013KT 9SM BKN005 OVC050 M14/M16 A2985 RMK AO2 UPB18E19FZRAE06 P0000 I1000 T11441161 $"]
["PABE","2019-01-07T15:53:00",6.1,3,86.74,40,12,"T",29.85,1011.2,7,"M","BKN","OVC","M","M",500,5000,"M","M","M","T","M","M","M","M","M",-10.96,"PABE 080053Z 04012KT 7SM BKN005 OVC050 M14/M16 A2985 RMK AO2 UPB18E19FZRAE06 SLP112 P0000 I1000 T11441161 $"]
["PABE","2019-01-07T16:53:00",5,1.9,86.68,40,10,0,29.85,1011.2,8,"M","SCT","OVC","M","M",400,5000,"M","M","M","M","M","M","M","M","M",-10.89,"PABE 080153Z 04010KT 8SM SCT004 OVC050 M15/M17 A2985 RMK AO2 SLP112 T11501167 $"]
["PABE","2019-01-07T17:26:00",5,1.9,86.68,40,10,0,29.86,"M",10,"M","OVC","M","M","M",1000,"M","M","M","M","M","M","M","M","M","M",-10.89,"PABE 080226Z 04010KT 10SM OVC010 M15/M17 A2986 RMK AO2 T11501167 $"]
["PABE","2019-01-07T17:53:00",3.9,1,87.42,40,12,0,29.85,1011.2,10,"M","OVC","M","M","M",1000,"M","M","M","M","M","T","M","M","M","M",-13.76,"PABE 080253Z 04012KT 10SM OVC010 M16/M17 A2985 RMK AO2 SLP112 60000 I3000 T11561172 55002 $"]
["PABE","2019-01-07T17:59:00",3.9,1,87.42,40,12,0,29.85,"M",10,"M","FEW","OVC","M","M",400,9500,"M","M","M","M","M","M","M","M","M",-13.76,"PABE 080259Z 04012KT 10SM FEW004 OVC095 M16/M17 A2985 RMK AO2 T11561172 $"]
["PABE","2019-01-07T18:53:00",3.9,1,87.42,40,9,0,29.85,1011,10,"M","OVC","M","M","M",11000,"M","M","M","M","M","M","M","M","M","M",-11.43,"PABE 080353Z 04009KT 10SM OVC110 M16/M17 A2985 RMK SLP110 T11561172 $ VIA AUTODIAL"]
["PABE","2019-01-07T19:53:00",3.9,1,87.42,40,10,0,29.84,1010.8,10,"M","OVC","M","M","M",11000,"M","M","M","M","M","M","M","M","M","M",-12.27,"PABE 080453Z 04010KT 10SM OVC110 M16/M17 A2984 RMK AO2 SLP108 T11561172 $"]
["PABE","2019-01-07T20:53:00",3,0,86.96,50,13,0,29.84,1010.8,10,"M","SCT","BKN","M","M",9500,12000,"M","M","M","M","M","T","M","M","M",-15.58,"PABE 080553Z 05013KT 10SM SCT095 BKN120 M16/M18 A2984 RMK AO2 SLP108 60000 I6000 T11611178 11144 21161 56005 $"]
["PABE","2019-01-07T21:53:00",3,0,86.96,50,13,0,29.84,1010.7,10,"M","BKN","M","M","M",10000,"M","M","M","M","M","M","M","M","M","M",-15.58,"PABE 080653Z 05013KT 10SM BKN100 M16/M18 A2984 RMK AO2 SLP107 T11611178 $"]
["PABE","2019-01-07T22:53:00",3,0,86.96,40,11,0,29.84,1010.8,10,"M","FEW","OVC","M","M",9000,11000,"M","M","M","M","M","M","M","M","M",-14.18,"PABE 080753Z 04011KT 10SM FEW090 OVC110 M16/M18 A2984 RMK AO2 SLP108 T11611178 $"]
["PABE","2019-01-07T23:53:00",3.9,1,87.42,40,11,0,29.84,1010.7,10,"M","OVC","M","M","M",3200,"M","M","M","M","M","M","M","M","M","M",-13.04,"PABE 080853Z 04011KT 10SM OVC032 M16/M17 A2984 RMK AO2 SLP107 T11561172 401501167 53000 $"]
["PABE","2019-01-08T00:53:00",3.9,1,87.42,40,11,"T",29.84,1010.9,10,"M","OVC","M","M","M",5000,"M","M","M","M","M","M","M","M","M","M",-13.04,"PABE 080953Z 04011KT 10SM OVC050 M16/M17 A2984 RMK AO2 UPB14E22 SLP109 P0000 T11561172 $"]
["PABE","2019-01-08T01:53:00",3.9,1,87.42,40,12,0,29.84,1010.8,10,"M","BKN","OVC","M","M",4200,11000,"M","M","M","M","M","M","M","M","M",-13.76,"PABE 081053Z 04012KT 10SM BKN042 OVC110 M16/M17 A2984 RMK AO2 SLP108 T11561172 $"]
["PABE","2019-01-08T02:53:00",5,1,83.12,40,8,0,29.84,1010.9,10,"M","OVC","M","M","M",5500,"M","M","M","M","M","M","M","M","M","M",-9.15,"PABE 081153Z 04008KT 10SM OVC055 M15/M17 A2984 RMK AO2 SLP109 60000 70001 T11501172 11150 21161 51001 $"]
["PABE","2019-01-08T03:53:00",5,1.9,86.68,30,10,0,29.84,1010.9,10,"M","OVC","M","M","M",3300,"M","M","M","M","T","M","M","M","M","M",-10.89,"PABE 081253Z 03010KT 10SM OVC033 M15/M17 A2984 RMK AO2 SLP109 I1000 T11501167 $"]
["PABE","2019-01-08T04:04:00",5,1.9,86.68,30,12,"T",29.84,"M",5,"M","OVC","M","M","M",2500,"M","M","M",{"$f":"-SN BR","v":{"$error":"#NAME?"}},"M","M","M","M","M","M",-12.36,"PABE 081304Z AUTO 03012KT 5SM -SN BR OVC025 M15/M17 A2984 RMK AO2 SNB1257 P0000 T11501167 TSNO $"]
["PABE","2019-01-08T04:25:00",5,1.9,86.68,40,12,"T",29.84,"M",2,"M","OVC","M","M","M",1900,"M","M","M",{"$f":"-SN BR","v":{"$error":"#NAME?"}},"M","M","M","M","M","M",-12.36,"PABE 081325Z AUTO 04012KT 2SM -SN BR OVC019 M15/M17 A2984 RMK AO2 SNB1257 P0000 T11501167 TSNO $"]
["PABE","2019-01-08T04:43:00",5,1.9,86.68,40,11,"T",29.84,"M",4,"M","OVC","M","M","M",2700,"M","M","M",{"$f":"-SN BR","v":{"$error":"#NAME?"}},"M","M","M","M","M","M",-11.65,"PABE 081343Z AUTO 04011KT 4SM -SN BR OVC027 M15/M17 A2984 RMK AO2 SNB1257 P0000 T11501167 TSNO $"]
["PABE","2019-01-08T04:53:00",5,1.9,86.68,40,11,"T",29.85,1010.9,5,"M","OVC","M","M","M",2500,"M","M","M",{"$f":"-SN BR","v":{"$error":"#NAME?"}},"M","M","M","M","M","M",-11.65,"PABE 081353Z AUTO 04011KT 5SM -SN BR OVC025 M15/M17 A2985 RMK AO2 SNB1257 SLP109 P0000 T11501167 TSNO $"]
["PABE","2019-01-08T05:10:00",5,1.9,86.68,40,9,0.01,29.84,"M",2.5,"M","OVC","M","M","M",2300,"M","M","M",{"$f":"-SN BR","v":{"$error":"#NAME?"}},"M","M","M","M","M","M",-10.06,"PABE 081410Z AUTO 04009KT 2 1/2SM -SN BR OVC023 M15/M17 A2984 RMK AO2 P0001 T11501167 TSNO $"]
["PABE","2019-01-08T05:21:00",6.1,1.9,82.43,40,10,0.01,29.85,"M",4,"M","OVC","M","M","M",2700,"M","M","M",{"$f":"-SN BR","v":{"$error":"#NAME?"}},"M","M","M","M","M","M",-9.51,"PABE 081421Z AUTO 04010KT 4SM -SN BR OVC027 M14/M17 A2985 RMK AO2 P0001 T11441167 TSNO $"]
["PABE","2019-01-08T05:38:00",5,1.9,86.68,30,12,0.01,29.85,"M",2,"M","OVC","M","M","M",2300,"M","M","M",{"$f":"-SN BR","v":{"$error":"#NAME?"}},"M","M","M","M","M","M",-12.36,"PABE 081438Z AUTO 03012KT 2SM -SN BR OVC023 M15/M17 A2985 RMK AO2 P0001 T11501167 TSNO $"]
["PABE","2019-01-08T05:53:00",5,1.9,86.68,20,13,0.01,29.86,1011.3,2,"M","OVC","M","M","M",1900,"M","M","M",{"$f":"-SN BR","v":{"$error":"#NAME?"}},"M","T","M","M","M","M",-13.02,"PABE 081453Z AUTO 02013KT 2SM -SN BR OVC019 M15/M17 A2986 RMK AO2 SLP113 P0001 60001 I3000 T11501167 53004 TSNO $"]
["PABE","2019-01-08T06:03:00",5,1.9,86.68,30,12,"T",29.86,"M",1.5,"M","OVC","M","M","M",1900,"M","M","M",{"$f":"-SN BR","v":{"$error":"#NAME?"}},"M","M","M","M","M","M",-12.36,"PABE 081503Z AUTO 03012KT 1 1/2SM -SN BR OVC019 M15/M17 A2986 RMK AO2 P0000 T11501167 TSNO $"]
["PABE","2019-01-08T06:19:00",6.1,3,86.74,30,12,"T",29.86,"M",3,"M","BKN","OVC","M","M",2100,3100,"M","M",{"$f":"-SN BR","v":{"$error":"#NAME?"}},"M","M","M","M","M","M",-10.96,"PABE 081519Z AUTO 03012KT 3SM -SN BR BKN021 OVC031 M14/M16 A2986 RMK AO2 P0000 T11441161 TSNO $"]
["PABE","2019-01-08T06:29:00",6.1,3,86.74,30,10,0.01,29.86,"M",2,"M","BKN","OVC","M","M",1600,2300,"M","M",{"$f":"-SN BR","v":{"$error":"#NAME?"}},"M","M","M","M","M","M",-9.51,"PABE 081529Z 03010KT 2SM -SN BR BKN016 OVC023 M14/M16 A2986 RMK AO2 P0001 T11441161 TSNO $"]
["PABE","2019-01-08T06:36:00",6.1,3,86.74,30,10,0.01,29.86,"M",1.25,"M","BKN","OVC","M","M",1600,2500,"M","M",{"$f":"-SN BR","v":{"$error":"#NAME?"}},"M","M","M","M","M","M",-9.51,"PABE 081536Z 03010KT 1 1/4SM -SN BR BKN016 OVC025 M14/M16 A2986 RMK AO2 P0001 T11441161 $"]
["PABE","2019-01-08T06:51:00",6.8,3.2,84.8,30,11,0.02,29.86,"M",2.5,"M","BKN","OVC","M","M",2000,2700,"M","M",{"$f":"-SN BR","v":{"$error":"#NAME?"}},"M","M","M","M","M","M",-9.38,"PABE 081551Z 03011KT 2 1/2SM -SN BR BKN020 OVC027 M14/M16 A2986 RMK P0002 $ VIA AUTODIAL"]
["PABE","2019-01-08T06:53:00",6.1,3,86.74,40,10,0.02,29.86,1011.4,2.5,"M","BKN","OVC","M","M",2000,2700,"M","M",{"$f":"-SN BR","v":{"$error":"#NAME?"}},"M","M","M","M","M","M",-9.51,"PABE 081553Z 04010KT 2 1/2SM -SN BR BKN020 OVC027 M14/M16 A2986 RMK SLP114 P0002 T11441161 $ VIA AUTODIAL"]
["PABE","2019-01-08T07:29:00",7,3.9,86.8,30,9,0.01,29.86,"M",2.5,"M","OVC","M","M","M",2300,"M","M","M",{"$f":"-SN BR","v":{"$error":"#NAME?"}},"M","M","M","M","M","M",-7.57,"PABE 081629Z 03009KT 2 1/2SM -SN BR OVC023 M14/M16 A2986 RMK AO2 P0001 T11391156 $"]
["PABE","2019-01-08T07:38:00",7,3.9,86.8,40,11,0.01,29.86,"M",3,"M","OVC","M","M","M",2300,"M","M","M",{"$f":"-SN BR","v":{"$error":"#NAME?"}},"M","M","M","M","M","M",-9.13,"PABE 081638Z 04011KT 3SM -SN BR OVC023 M14/M16 A2986 RMK AO2 P0001 T11391156 $"]
["PABE","2019-01-08T07:53:00",7,3,83.27,40,11,0.01,29.86,1011.3,7,"M","BKN","OVC","M","M",1900,2400,"M","M",{"$f":"-SN","v":{"$error":"#NAME?"}},"M","M","M","M","M","M",-9.13,"PABE 081653Z 04011KT 7SM -SN BKN019 OVC024 M14/M16 A2986 RMK AO2 SLP113 P0001 T11391161 $"]
["PABE","2019-01-08T08:19:00",7,3,83.27,40,12,"T",29.86,"M",4,"M","SCT","BKN","OVC","M",1900,4900,7000,"M",{"$f":"-SN BR","v":{"$error":"#NAME?"}},"M","M","M","M","M","M",-9.82,"PABE 081719Z 04012KT 4SM -SN BR SCT019 BKN049 OVC070 M14/M16 A2986 RMK AO2 UPB04E06SNE04B06 P0000 T11391161 $"]
["PABE","2019-01-08T08:37:00",7,3,83.27,40,12,"T",29.86,"M",2,"M","OVC","M","M","M",2900,"M","M","M",{"$f":"-SN BR","v":{"$error":"#NAME?"}},"M","M","M","M","M","M",-9.82,"PABE 081737Z 04012KT 2SM -SN BR OVC029 M14/M16 A2986 RMK AO2 UPB04E06SNE04B06 P0000 T11391161 $"]
["PABE","2019-01-08T08:46:00",7,3,83.27,50,10,0.01,29.86,"M",1.75,"M","OVC","M","M","M",2900,"M","M","M",{"$f":"-SN BR","v":{"$error":"#NAME?"}},"M","M","M","M","M","M",-8.38,"PABE 081746Z 05010KT 1 3/4SM -SN BR OVC029 M14/M16 A2986 RMK AO2 UPB04E06SNE04B06 P0001 T11391161 $"]
["PABE","2019-01-08T08:53:00",7,3,83.27,40,10,0.01,29.86,1011.4,2,"M","OVC","M","M","M",2700,"M","M","M",{"$f":"-SN BR","v":{"$error":"#NAME?"}},"M","M","T","M","M","M",-8.38,"PABE 081753Z 04010KT 2SM -SN BR OVC027 M14/M16 A2986 RMK AO2 UPB04E06SNE04B06 SLP114 P0001 60005 I6000 T11391161 11139 21150 51001 $"]
["PABE","2019-01-08T09:01:00",7,3,83.27,50,11,"T",29.86,"M",1.25,"M","OVC","M","M","M",2300,"M","M","M",{"$f":"-SN BR","v":{"$error":"#NAME?"}},"M","M","M","M","M","M",-9.13,"PABE 081801Z 05011KT 1 1/4SM -SN BR OVC023 M14/M16 A2986 RMK AO2 P0000 T11391161 $"]
["PABE","2019-01-08T09:27:00",7,3.9,86.8,40,9,0.01,29.87,"M",3,"M","OVC","M","M","M",2700,"M","M","M",{"$f":"-SN BR","v":{"$error":"#NAME?"}},"M","M","M","M","M","M",-7.57,"PABE 081827Z 04009KT 3SM -SN BR OVC027 M14/M16 A2987 RMK AO2 P0001 T11391156 $"]
["PABE","2019-01-08T09:43:00",6.1,3,86.74,40,11,0.02,29.87,"M",1,"M","OVC","M","M","M",2100,"M","M","M",{"$f":"-SN BR","v":{"$error":"#NAME?"}},"M","M","M","M","M","M",-10.26,"PABE 081843Z 04011KT 1SM R19R/P6000FT -SN BR OVC021 M14/M16 A2987 RMK AO2 P0002 T11441161 $"]
["PABE","2019-01-08T09:53:00",6.1,3,86.74,40,11,0.02,29.87,1011.9,1.25,"M","OVC","M","M","M",1700,"M","M","M",{"$f":"-SN BR","v":{"$error":"#NAME?"}},"M","M","M","M","M","M",-10.26,"PABE 081853Z 04011KT 1 1/4SM -SN BR OVC017 M14/M16 A2987 RMK AO2 SLP119 P0002 T11441161 $"]
["PABE","2019-01-08T10:53:00",6.1,3.9,90.42,30,10,0.03,29.89,1012.6,1.25,"M","OVC","M","M","M",1800,"M","M","M",{"$f":"-SN BR","v":{"$error":"#NAME?"}},"M","M","M","M","M","M",-9.51,"PABE 081953Z 03010KT 1 1/4SM -SN BR OVC018 M14/M16 A2989 RMK AO2 SLP126 P0003 T11441156 $"]
["PABE","2019-01-08T11:13:00",6.1,3,86.74,30,10,"T",29.9,"M",2,"M","OVC","M","M","M",2800,"M","M","M",{"$f":"-SN BR","v":{"$error":"#NAME?"}},"M","M","M","M","M","M",-9.51,"PABE 082013Z 03010KT 2SM -SN BR OVC028 M14/M16 A2990 RMK AO2 P0000 T11441161 $"]
["PABE","2019-01-08T11:53:00",6.1,3,86.74,40,11,0.01,29.9,1012.9,2,"M","OVC","M","M","M",3900,"M","M","M",{"$f":"-SN BR","v":{"$error":"#NAME?"}},"M","M","M","M","M","M",-10.26,"PABE 082053Z 04011KT 2SM -SN BR OVC039 M14/M16 A2990 RMK AO2 UPB43E45SNE43B45 SLP129 P0001 60006 T11441161 51015 $"]
["PABE","2019-01-08T12:02:00",6.1,3,86.74,40,10,"T",29.9,"M",1.5,"M","OVC","M","M","M",3100,"M","M","M",{"$f":"-SN BR","v":{"$error":"#NAME?"}},"M","M","M","M","M","M",-9.51,"PABE 082102Z 04010KT 1 1/2SM -SN BR OVC031 M14/M16 A2990 RMK AO2 P0000 T11441161 $"]
["PABE","2019-01-08T12:10:00",6.1,3,86.74,40,12,"T",29.9,"M",1.75,"M","OVC","M","M","M",2500,"M","M","M",{"$f":"-SN BR","v":{"$error":"#NAME?"}},"M","M","M","M","M","M",-10.96,"PABE 082110Z 04012KT 1 3/4SM -SN BR OVC025 M14/M16 A2990 RMK AO2 P0000 T11441161 $"]
["PABE","2019-01-08T12:21:00",5,3,91.21,30,10,"T",29.9,"M",2.5,"M","BKN","M","M","M",1900,"M","M","M",{"$f":"-SN BR","v":{"$error":"#NAME?"}},"M","M","M","M","M","M",-10.89,"PABE 082121Z 03010KT 2 1/2SM -SN BR BKN019 M15/M16 A2990 RMK AO2 P0000 T11501161 $"]
["PABE","2019-01-08T12:29:00",5,1.9,86.68,40,10,"T",29.9,"M",5,"M","BKN","BKN","M","M",1700,10000,"M","M","BR","M","M","M","M","M","M",-10.89,"PABE 082129Z 04010KT 5SM BR BKN017 BKN100 M15/M17 A2990 RMK AO2 SNE27 P0000 T11501167 $"]
["PABE","2019-01-08T12:37:00",5,1.9,86.68,20,8,"T",29.91,"M",10,"M","SCT","SCT","M","M",1300,9500,"M","M","M","M","M","M","M","M","M",-9.15,"PABE 082137Z 02008KT 10SM SCT013 SCT095 M15/M17 A2991 RMK AO2 SNE27 P0000 T11501167 $"]
["PABE","2019-01-08T12:53:00",3.9,1,87.42,20,8,"T",29.9,1012.9,10,"M","FEW","FEW","M","M",900,10000,"M","M","M","M","M","M","M","M","M",-10.5,"PABE 082153Z 02008KT 10SM FEW009 FEW100 M16/M17 A2990 RMK AO2 SNE27 SLP129 P0000 T11561172 $"]
["PABE","2019-01-08T13:24:00",1.9,-0.9,87.72,10,10,0,29.91,"M",10,"M","OVC","M","M","M",700,"M","M","M","M","M","M","M","M","M","M",-14.78,"PABE 082224Z 01010KT 10SM OVC007 M17/M18 A2991 RMK AO2 T11671183 $"]
["PABE","2019-01-08T13:53:00",1.9,-0.9,87.72,20,10,0,29.91,1013.4,10,"M","OVC","M","M","M",700,"M","M","M","M","M","M","M","M","M","M",-14.78,"PABE 082253Z 02010KT 10SM OVC007 M17/M18 A2991 RMK AO2 SLP134 T11671183 $"]
["PABE","2019-01-08T14:53:00",1,-2,86.84,20,12,0,29.91,1013.3,10,"M","OVC","M","M","M",500,"M","M","M","M","M","M","M","M","M","M",-17.45,"PABE 082353Z 02012KT 10SM OVC005 M17/M19 A2991 RMK AO2 SLP133 60006 T11721189 11139 21172 50003 $"]
["PABE","2019-01-08T15:49:00",1.4,-2.2,84.43,30,13,0,29.91,"M",10,"M","OVC","M","M","M",400,"M","M","M","M","M","M","M","M","M","M",-17.63,"PABE 090049Z 03013KT 10SM OVC004 M17/M19 A2991 RMK AO2 $"]
["PABE","2019-01-08T15:53:00",1,-2.9,83.21,20,12,0,29.91,1013.1,10,"M","OVC","M","M","M",400,"M","M","M","M","M","M","M","M","M","M",-17.45,"PABE 090053Z 02012KT 10SM OVC004 M17/M19 A2991 RMK SLP131 T11721194 $ VIA AUTODIAL"]
["PABE","2019-01-08T16:53:00",1,-2,86.84,20,14,0,29.91,1013.3,0.75,"M","OVC","M","M","M",400,"M","M","M","BR","M","M","M","M","M","M",-18.8,"PABE 090153Z 02014KT 3/4SM R19R/P6000FT BR OVC004 M17/M19 A2991 RMK AO2 SLP133 T11721189 $"]
["PABE","2019-01-08T17:53:00",1,-2,86.84,30,13,0,29.91,1013.3,0.75,"M","OVC","M","M","M",400,"M","M","M","BR","M","M","M","M","M","M",-18.15,"PABE 090253Z 03013KT 3/4SM R19R/P6000FT BR OVC004 M17/M19 A2991 RMK SLP133 T11721189 51001 $ VIA AUTODIAL"]
["PABE","2019-01-08T18:43:00",1,-2.9,83.21,20,13,0,29.92,"M",1,"M","OVC","M","M","M",400,"M","M","M","BR","M","M","M","M","M","M",-18.15,"PABE 090343Z 02013KT 1SM R19R/P6000FT BR OVC004 M17/M19 A2992 RMK AO2 T11721194 $"]
["PABE","2019-01-08T18:53:00",0,-2.9,87.19,30,14,0,29.91,1013.3,1,"M","OVC","M","M","M",400,"M","M","M","BR","M","M","M","M","M","M",-20.09,"PABE 090353Z 03014KT 1SM R19R/P6000FT BR OVC004 M18/M19 A2991 RMK AO2 SLP133 T11781194 $"]
["PABE","2019-01-08T19:53:00",-0.9,-4,86.31,20,15,0,29.91,1013.2,1,"M","OVC","M","M","M",300,"M","M","M","BLSN BR","T","M","M","M","M","M",-21.87,"PABE 090453Z 02015KT 1SM R19R/P6000FT BLSN BR OVC003 M18/M20 A2991 RMK AO2 SLP132 I1000 T11831200 $"]
["PABE","2019-01-08T20:53:00",-0.9,-4,86.31,20,14,"T",29.91,1013.2,1.5,"M","OVC","M","M","M",400,"M","M","M","BR","T","M","T","M","M","M",-21.25,"PABE 090553Z 02014KT 1 1/2SM BR OVC004 M18/M20 A2991 RMK AO2 UPB00E01 SLP132 P0000 60000 I1000 I6000 T11831200 11172 21183 57000 $"]
["PABE","2019-01-08T21:29:00",-0.9,-4,86.31,20,14,0,29.91,"M",2.5,"M","OVC","M","M","M",400,"M","M","M","BR","M","M","M","M","M","M",-21.25,"PABE 090629Z 02014KT 2 1/2SM BR OVC004 M18/M20 A2991 RMK AO2 T11831200 $"]
["PABE","2019-01-08T21:53:00",-0.9,-4,86.31,20,14,0,29.92,1013.4,2.5,"M","OVC","M","M","M",400,"M","M","M","BR","M","M","M","M","M","M",-21.25,"PABE 090653Z 02014KT 2 1/2SM BR OVC004 M18/M20 A2992 RMK SLP134 T11831200 $ VIA AUTODIAL"]
["PABE","2019-01-08T22:01:00",-0.9,-5.1,81.87,30,15,0,29.92,"M",7,"M","OVC","M","M","M",400,"M","M","M","M","M","M","M","M","M","M",-21.87,"PABE 090701Z 03015KT 7SM OVC004 M18/M21 A2992 RMK T11831206 $ VIA AUTODIAL"]
["PABE","2019-01-08T22:11:00",-0.9,-4,86.31,30,15,0,29.92,"M",10,"M","OVC","M","M","M",500,"M","M","M","M","M","M","M","M","M","M",-21.87,"PABE 090711Z 03015KT 10SM OVC005 M18/M20 A2992 RMK AO2 T11831200 $"]
["PABE","2019-01-08T22:46:00",-0.9,-5.1,81.87,30,15,0,29.91,"M",10,"M","OVC","M","M","M",400,"M","M","M","M","M","M","M","M","M","M",-21.87,"PABE 090746Z 03015KT 10SM OVC004 M18/M21 A2991 RMK AO2 T11831206 $"]
["PABE","2019-01-08T22:53:00",-0.9,-5.1,81.87,30,14,0,29.91,1013.1,10,"M","OVC","M","M","M",400,"M","M","M","M","M","M","M","M","M","M",-21.25,"PABE 090753Z 03014KT 10SM OVC004 M18/M21 A2991 RMK SLP131 T11831206 $ VIA AUTODIAL"]
["PABE","2019-01-08T23:53:00",-2,-5.1,86.24,20,15,0,29.92,1013.4,10,"M","BKN","M","M","M",600,"M","M","M","M","M","M","M","M","M","M",-23.3,"PABE 090853Z 02015KT 10SM BKN006 M19/M21 A2992 RMK SLP134 T11891206 411391189 53002 $ VIA AUTODIAL"]
["PABE","2019-01-09T00:09:00",-2,-6,82.58,20,15,0,29.92,"M",10,"M","FEW","M","M","M",700,"M","M","M","M","M","M","M","M","M","M",-23.3,"PABE 090909Z 02015KT 10SM FEW007 M19/M21 A2992 RMK AO2 T11891211 $"]
["PABE","2019-01-09T00:53:00",-2,-5.1,86.24,10,13,0,29.92,1013.6,10,"M","OVC","M","M","M",600,"M","M","M","M","M","M","M","M","M","M",-21.99,"PABE 090953Z 01013KT 10SM OVC006 M19/M21 A2992 RMK AO2 SLP136 T11891206 $"]
["PABE","2019-01-09T01:20:00",1,-2.9,83.21,20,13,0,29.92,"M",1,"M","OVC","M","M","M",400,"M","M","M","BR","M","M","M","M","M","M",-18.15,"PABE 091020Z 02013KT 1SM R19R/P6000FT BR OVC004 M17/M19 A2992 RMK AO2 T11721194 $"]
["PABE","2019-01-09T01:53:00",0,-2.9,87.19,20,15,0,29.93,1014,1.25,"M","OVC","M","M","M",400,"M","M","M","BR","M","M","M","M","M","M",-20.7,"PABE 091053Z 02015KT 1 1/4SM BR OVC004 M18/M19 A2993 RMK AO2 SLP140 T11781194 $"]
["PABE","2019-01-09T02:23:00",0,-2.9,87.19,20,14,0,29.93,"M",3,"M","OVC","M","M","M",500,"M","M","M","BR","M","M","M","M","M","M",-20.09,"PABE 091123Z 02014KT 3SM BR OVC005 M18/M19 A2993 RMK AO2 T11781194 $"]
["PABE","2019-01-09T02:53:00",0,-2.9,87.19,30,14,0,29.94,1014.2,4,"M","OVC","M","M","M",500,"M","M","M","BR","M","M","M","M","M","M",-20.09,"PABE 091153Z 03014KT 4SM BR OVC005 M18/M19 A2994 RMK SLP142 70011 T11781194 11172 21194 53008 $ VIA AUTODIAL"]
["PABE","2019-01-09T03:53:00",-2,-6,82.58,30,15,0,29.95,1014.4,10,"M","OVC","M","M","M",700,"M","M","M","M","M","M","M","M","M","M",-23.3,"PABE 091253Z 03015KT 10SM OVC007 M19/M21 A2995 RMK AO2 SLP144 T11891211 $"]
["PABE","2019-01-09T04:30:00",-2,-5.1,86.24,20,15,0,29.95,"M",3,"M","OVC","M","M","M",600,"M","M","M","BR","M","M","M","M","M","M",-23.3,"PABE 091330Z 02015KT 3SM BR OVC006 M19/M21 A2995 RMK AO2 T11891206 $"]
["PABE","2019-01-09T04:37:00",-2,-5.1,86.24,20,14,0,29.95,"M",2.5,"M","OVC","M","M","M",500,"M","M","M","BR","M","M","M","M","M","M",-22.66,"PABE 091337Z 02014KT 2 1/2SM BR OVC005 M19/M21 A2995 RMK AO2 T11891206 $"]
["PABE","2019-01-09T04:46:00",-2,-6,82.58,20,13,0,29.94,"M",4,"M","OVC","M","M","M",500,"M","M","M","BR","M","M","M","M","M","M",-21.99,"PABE 091346Z 02013KT 4SM BR OVC005 M19/M21 A2994 RMK AO2 T11891211 $"]
["PABE","2019-01-09T04:53:00",-2,-6,82.58,20,14,0,29.94,1014.3,5,"M","OVC","M","M","M",500,"M","M","M","BR","M","M","M","M","M","M",-22.66,"PABE 091353Z 02014KT 5SM BR OVC005 M19/M21 A2994 RMK AO2 SLP143 T11891211 $"]
["PABE","2019-01-09T05:34:00",-2,-6,82.58,20,17,0,29.94,"M",3,"M","OVC","M","M","M",500,"M","M","M","BR","M","M","M","M","M","M",-24.47,"PABE 091434Z 02017KT 3SM BR OVC005 M19/M21 A2994 RMK AO2 T11891211 $"]
["PABE","2019-01-09T05:50:00",-2.2,-5.8,84.17,20,16,0,29.95,"M",2,"M","OVC","M","M","M",500,"M","M","M","BR","M","M","M","M","M","M",-24.16,"PABE 091450Z 02016KT 2SM BR OVC005 M19/M21 A2995 RMK AO2 $"]
["PABE","2019-01-09T05:53:00",-2,-6,82.58,20,16,0,29.95,1014.6,2,"M","OVC","M","M","M",500,"M","M","M","BR","M","M","M","M","M","M",-23.9,"PABE 091453Z 02016KT 2SM BR OVC005 M19/M21 A2995 RMK AO2 SLP146 T11891211 53001 $"]
["PABE","2019-01-09T06:53:00",-2,-6,82.58,20,19,0,29.94,1014.4,4,"M","OVC","M","M","M",600,"M","M","M","BR","M","M","M","M","M","M",-25.53,"PABE 091553Z 02019KT 4SM BR OVC006 M19/M21 A2994 RMK AO2 SLP144 T11891211 $"]
["PABE","2019-01-09T07:17:00",-2,-6,82.58,20,18,0,29.94,"M",2,"M","OVC","M","M","M",600,"M","M","M","BR","M","M","M","M","M","M",-25.01,"PABE 091617Z 02018KT 2SM BR OVC006 M19/M21 A2994 RMK AO2 T11891211 $"]
["PABE","2019-01-09T07:35:00",-2,-6,82.58,30,17,0,29.95,"M",3,"M","OVC","M","M","M",600,"M","M","M","BR","M","M","M","M","M","M",-24.47,"PABE 091635Z 03017KT 3SM BR OVC006 M19/M21 A2995 RMK AO2 T11891211 $"]
["PABE","2019-01-09T07:53:00",-2.9,-7.1,81.71,30,15,0,29.95,1014.7,3,"M","OVC","M","M","M",700,"M","M","M","BR","M","M","M","M","M","M",-24.46,"PABE 091653Z 03015KT 3SM BR OVC007 M19/M22 A2995 RMK AO2 SLP147 T11941217 $"]
["PABE","2019-01-09T08:53:00",-4,-8,82.42,20,20,0,29.96,1015,3,25,"OVC","M","M","M",600,"M","M","M","BR","M","M","M","M","M","M",-28.68,"PABE 091753Z 02020G25KT 3SM BR OVC006 M20/M22 A2996 RMK AO2 SLP150 T12001222 11178 21200 53004 $"]
["PABE","2019-01-09T09:53:00",-7.1,-11,82.58,20,19,0,29.96,1015,4,"M","OVC","M","M","M",600,"M","M","M","BR","M","M","M",26,30,"2019-01-09T09:11:00",-32.27,"PABE 091853Z 02019KT 4SM BR OVC006 M22/M24 A2996 RMK AO2 PK WND 03026/1811 SLP150 T12171239 $"]
["PABE","2019-01-09T10:53:00",-7.1,-11,82.58,20,17,0,29.98,1015.5,2,"M","OVC","M","M","M",600,"M","M","M","BR","M","M","M","M","M","M",-31.15,"PABE 091953Z 02017KT 2SM BR OVC006 M22/M24 A2998 RMK AO2 SLP155 T12171239 $"]
["PABE","2019-01-09T11:30:00",-7.1,-11,82.58,20,17,0,29.98,"M",1.25,"M","OVC","M","M","M",500,"M","M","M","BR","M","M","M","M","M","M",-31.15,"PABE 092030Z 02017KT 1 1/4SM R19R/5500VP6000FT BR OVC005 M22/M24 A2998 RMK AO2 T12171239 $"]
["PABE","2019-01-09T11:53:00",-8,-11.9,82.51,30,17,0,29.98,1015.6,3,"M","OVC","M","M","M",600,"M","M","M","BR","M","M","M","M","M","M",-32.33,"PABE 092053Z 03017KT 3SM BR OVC006 M22/M24 A2998 RMK AO2 SLP156 T12221244 52002 $"]
["PABE","2019-01-09T12:03:00",-8,-11.9,82.51,20,17,0,29.99,"M",2,"M","OVC","M","M","M",600,"M","M","M","BR","M","M","M","M","M","M",-32.33,"PABE 092103Z 02017KT 2SM BR OVC006 M22/M24 A2999 RMK AO2 T12221244 $"]
["PABE","2019-01-09T12:33:00",-8,-11.9,82.51,20,17,0,29.99,"M",2,"M","VV ","M","M","M",400,"M","M","M","BR","M","M","M","M","M","M",-32.33,"PABE 092133Z 02017KT 2SM BR VV004 M22/M24 A2999 RMK AO2 T12221244 $"]
["PABE","2019-01-09T12:53:00",-9,-13,82.02,20,19,0,29.99,1016,3,"M","VV ","M","M","M",400,"M","M","M","BR","M","M","M","M","M","M",-34.78,"PABE 092153Z 02019KT 3SM BR VV004 M23/M25 A2999 RMK AO2 SLP160 T12281250 $"]
["PABE","2019-01-09T13:03:00",-9,-13,82.02,20,18,0,29.99,"M",2,"M","VV ","M","M","M",300,"M","M","M","BR","M","M","M","M","M","M",-34.22,"PABE 092203Z 02018KT 2SM BR VV003 M23/M25 A2999 RMK AO2 T12281250 $"]
["PABE","2019-01-09T13:53:00",-9,-14.1,77.61,20,19,0,29.99,1016,2,"M","VV ","M","M","M",300,"M","M","M","HZ","M","M","M","M","M","M",-34.78,"PABE 092253Z 02019KT 2SM HZ VV003 M23/M26 A2999 RMK AO2 SLP160 T12281256 $"]
["PABE","2019-01-09T14:11:00",-9,-14.1,77.61,20,19,0,29.99,"M",1.75,"M","OVC","M","M","M",300,"M","M","M","HZ","M","M","M","M","M","M",-34.78,"PABE 092311Z 02019KT 1 3/4SM HZ OVC003 M23/M26 A2999 RMK AO2 T12281256 $"]
["PABE","2019-01-09T14:28:00",-9,-14.1,77.61,20,16,0,29.99,"M",2.5,"M","OVC","M","M","M",300,"M","M","M","HZ","M","M","M","M","M","M",-33.02,"PABE 092328Z 02016KT 2 1/2SM HZ OVC003 M23/M26 A2999 RMK AO2 T12281256 $"]
["PABE","2019-01-09T14:38:00",-9,-14.1,77.61,20,15,0,29.99,"M",1.5,"M","OVC","M","M","M",300,"M","M","M","HZ","M","M","M","M","M","M",-32.37,"PABE 092338Z 02015KT 1 1/2SM HZ OVC003 M23/M26 A2999 RMK AO2 T12281256 $"]
["PABE","2019-01-09T14:53:00",-9,-14.1,77.61,30,16,0,29.99,1016,1.5,"M","OVC","M","M","M",300,"M","M","M","HZ","M","M","M","M","M","M",-33.02,"PABE 092353Z 03016KT 1 1/2SM HZ OVC003 M23/M26 A2999 RMK AO2 SLP160 T12281256 11200 21233 50003 $"]
["PABE","2019-01-09T15:53:00",-9.9,-15,77.52,20,15,0,30,1016.3,1.5,"M","SCT","M","M","M",300,"M","M","M","HZ","M","M","M","M","M","M",-33.54,"PABE 100053Z 02015KT 1 1/2SM HZ SCT003 M23/M26 A3000 RMK AO2 SLP163 T12331261 $"]
["PABE","2019-01-09T16:13:00",-9.9,-15,77.52,20,19,0,30,"M",2,"M","SCT","M","M","M",300,"M","M","M","HZ","M","M","M","M","M","M",-35.97,"PABE 100113Z 02019KT 2SM HZ SCT003 M23/M26 A3000 RMK AO2 T12331261 $"]
["PABE","2019-01-09T16:34:00",-11,-15,81.85,20,21,0,30,"M",2,"M","BKN","M","M","M",300,"M","M","M","BR","M","M","M","M","M","M",-38.5,"PABE 100134Z 02021KT 2SM BR BKN003 M24/M26 A3000 RMK AO2 T12391261 $"]
["PABE","2019-01-09T16:53:00",-11,-15,81.85,20,20,0,30.01,1016.4,2,"M","SCT","M","M","M",300,"M","M","M","BR","M","M","M","M","M","M",-37.97,"PABE 100153Z 02020KT 2SM BR SCT003 M24/M26 A3001 RMK AO2 SLP164 T12391261 $"]
["PABE","2019-01-09T17:53:00",-11,-16.1,77.41,20,21,0,30.01,1016.5,2,27,"BKN","M","M","M",300,"M","M","M","HZ","M","M","M",27,30,"2019-01-09T17:49:00",-38.5,"PABE 100253Z 02021G27KT 2SM HZ BKN003 M24/M27 A3001 RMK AO2 PK WND 03027/0249 SLP165 T12391267 51006 $"]
["PABE","2019-01-09T18:53:00",-11.9,-17,77.32,20,18,0,30.02,1016.8,2,"M","BKN","M","M","M",300,"M","M","M","HZ","M","M","M",29,20,"2019-01-09T17:56:00",-38.04,"PABE 100353Z 02018KT 2SM HZ BKN003 M24/M27 A3002 RMK AO2 PK WND 02029/0256 SLP168 T12441272 $"]
["PABE","2019-01-09T19:53:00",-13,-18,77.6,20,17,0,30.03,1017.1,2,"M","VV ","M","M","M",300,"M","M","M","HZ","M","M","M","M","M","M",-38.88,"PABE 100453Z 02017KT 2SM HZ VV003 M25/M28 A3003 RMK AO2 SLP171 T12501278 $"]
["PABE","2019-01-09T20:53:00",-14.1,-18.9,78.3,20,15,0,30.04,1017.8,2,"M","VV ","M","M","M",300,"M","M","M","HZ","M","M","M","M","M","M",-38.98,"PABE 100553Z 02015KT 2SM HZ VV003 M26/M28 A3004 RMK AO2 SLP178 T12561283 11228 21256 53012 $"]
["PABE","2019-01-09T21:53:00",-15,-18.9,81.93,20,15,0,30.04,1017.7,10,"M","CLR","M","M","M","M","M","M","M","M","M","M","M","M","M","M",-40.15,"PABE 100653Z 02015KT 10SM CLR M26/M28 A3004 RMK AO2 SLP177 T12611283 $"]
["PABE","2019-01-09T22:53:00",-15,-20,77.4,20,16,0,30.04,1017.8,10,"M","CLR","M","M","M","M","M","M","M","M","M","M","M","M","M","M",-40.84,"PABE 100753Z 02016KT 10SM CLR M26/M29 A3004 RMK AO2 SLP178 T12611289 $"]
["PABE","2019-01-09T23:53:00",-15,-20,77.4,20,17,0,30.04,1017.8,10,"M","CLR","M","M","M","M","M","M","M","M","M","M","M","M","M","M",-41.5,"PABE 100853Z 02017KT 10SM CLR M26/M29 A3004 RMK SLP178 T12611289 411721261 57000 $ VIA AUTODIAL"]
["PABE","2019-01-10T00:53:00",-16.1,-20.9,78.1,20,16,0,30.05,1018.1,10,"M","CLR","M","M","M","M","M","M","M","M","M","M","M","M","M","M",-42.28,"PABE 100953Z 02016KT 10SM CLR M27/M29 A3005 RMK AO2 SLP181 T12671294 $"]
["PABE","2019-01-10T01:53:00",-16.1,-20.9,78.1,20,16,0,30.06,1018.3,10,"M","CLR","M","M","M","M","M","M","M","M","M","M","M","M","M","M",-42.28,"PABE 101053Z 02016KT 10SM CLR M27/M29 A3006 RMK AO2 SLP183 T12671294 $"]
["PABE","2019-01-10T02:53:00",-17,-22,77.2,20,15,0,30.06,1018.4,10,"M","CLR","M","M","M","M","M","M","M","M","M","M","M","M","M","M",-42.74,"PABE 101153Z 02015KT 10SM CLR M27/M30 A3006 RMK AO2 SLP184 T12721300 11256 21272 51006 $"]
["PABE","2019-01-10T03:53:00",-17,-22,77.2,10,14,0,30.05,1018.1,10,"M","CLR","M","M","M","M","M","M","M","M","M","M","M","M","M","M",-42,"PABE 101253Z 01014KT 10SM CLR M27/M30 A3005 RMK SLP181 T12721300 $ VIA AUTODIAL"]
["PABE","2019-01-10T04:53:00",-17,-23.1,72.86,10,15,0,30.05,1017.9,10,"M","CLR","M","M","M","M","M","M","M","M","M","M","M","M","M","M",-42.74,"PABE 101353Z 01015KT 10SM CLR M27/M31 A3005 RMK AO2 SLP179 T12721306 $"]
["PABE","2019-01-10T05:53:00",-18,-23.1,76.69,10,15,0,30.04,1017.8,10,"M","CLR","M","M","M","M","M","M","M","M","M","M","M","M","M","M",-44.04,"PABE 101453Z 01015KT 10SM CLR M28/M31 A3004 RMK AO2 SLP178 T12781306 56006 $"]
["PABE","2019-01-10T06:53:00",-18.9,-24,76.59,20,13,0,30.03,1017.4,10,"M","CLR","M","M","M","M","M","M","M","M","M","M","M","M","M","M",-43.64,"PABE 101553Z 02013KT 10SM CLR M28/M31 A3003 RMK AO2 SLP174 T12831311 $"]
["PABE","2019-01-10T07:53:00",-18.9,-24,76.59,20,12,0,30.03,1017.5,10,"M","CLR","M","M","M","M","M","M","M","M","M","M","M","M","M","M",-42.78,"PABE 101653Z 02012KT 10SM CLR M28/M31 A3003 RMK AO2 SLP175 T12831311 $"]
["PABE","2019-01-10T08:53:00",-18.9,-24,76.59,20,11,0,30.03,1017.4,10,"M","CLR","M","M","M","M","M","M","M","M","M","M","M","M","M","M",-41.86,"PABE 101753Z 02011KT 10SM CLR M28/M31 A3003 RMK AO2 SLP174 T12831311 11272 21283 56004 $"]
["PABE","2019-01-10T09:53:00",-18.9,-25.1,72.24,20,11,0,30.03,1017.4,10,"M","CLR","M","M","M","M","M","M","M","M","M","M","M","M","M","M",-41.86,"PABE 101853Z 02011KT 10SM CLR M28/M32 A3003 RMK AO2 SLP174 T12831317 $"]
["PABE","2019-01-10T10:53:00",-18.9,-25.1,72.24,20,9,0,30.04,1017.8,10,"M","CLR","M","M","M","M","M","M","M","M","M","M","M","M","M","M",-39.78,"PABE 101953Z 02009KT 10SM CLR M28/M32 A3004 RMK AO2 SLP178 T12831317 $"]
["PABE","2019-01-10T11:53:00",-18,-23.1,76.69,20,10,0,30.04,1017.6,10,"M","CLR","M","M","M","M","M","M","M","M","M","M","M","M","M","M",-39.73,"PABE 102053Z 02010KT 10SM CLR M28/M31 A3004 RMK AO2 SLP176 T12781306 50003 $"]
["PABE","2019-01-10T12:53:00",-18,-23.1,76.69,20,12,0,30.03,1017.2,10,"M","CLR","M","M","M","M","M","M","M","M","M","M","M","M","M","M",-41.63,"PABE 102153Z 02012KT 10SM CLR M28/M31 A3003 RMK SLP172 T12781306 $ VIA AUTODIAL"]
["PABE","2019-01-10T13:53:00",-17,-22,77.2,20,10,0,30.03,1017.2,10,"M","CLR","M","M","M","M","M","M","M","M","M","M","M","M","M","M",-38.48,"PABE 102253Z 02010KT 10SM CLR M27/M30 A3003 RMK AO2 SLP172 T12721300 $"]
["PABE","2019-01-10T14:53:00",-16.1,-22,73.73,20,10,0,30.02,1017,10,"M","CLR","M","M","M","M","M","M","M","M","M","M","M","M","M","M",-37.35,"PABE 102353Z 02010KT 10SM CLR M27/M30 A3002 RMK AO2 SLP170 T12671300 11267 21289 56006 $"]
["PABE","2019-01-10T15:53:00",-18,-23.1,76.69,20,9,0,30,1016.4,10,"M","CLR","M","M","M","M","M","M","M","M","M","M","M","M","M","M",-38.66,"PABE 110053Z 02009KT 10SM CLR M28/M31 A3000 RMK AO2 SLP164 T12781306 $"]
["PABE","2019-01-10T16:53:00",-17,-23.1,72.86,20,10,0,29.99,1016.1,10,"M","CLR","M","M","M","M","M","M","M","M","M","M","M","M","M","M",-38.48,"PABE 110153Z 02010KT 10SM CLR M27/M31 A2999 RMK AO2 SLP161 T12721306 $"]
["PABE","2019-01-10T17:53:00",-18.9,-24,76.59,10,12,0,29.97,1015.4,10,"M","CLR","M","M","M","M","M","M","M","M","M","M","M","M","M","M",-42.78,"PABE 110253Z 01012KT 10SM CLR M28/M31 A2997 RMK AO2 SLP154 T12831311 58016 $"]
["PABE","2019-01-10T18:53:00",-20,-25.1,76.47,30,12,0,29.95,1014.8,10,"M","CLR","M","M","M","M","M","M","M","M","M","M","M","M","M","M",-44.18,"PABE 110353Z 03012KT 10SM CLR M29/M32 A2995 RMK AO2 SLP148 T12891317 $"]
["PABE","2019-01-10T19:53:00",-20,-25.1,76.47,20,12,0,29.95,1014.5,10,"M","CLR","M","M","M","M","M","M","M","M","M","M","M","M","M","M",-44.18,"PABE 110453Z 02012KT 10SM CLR M29/M32 A2995 RMK AO2 SLP145 T12891317 $"]
["PABE","2019-01-10T20:53:00",-22,-27,76.67,20,12,0,29.94,1014.4,10,"M","CLR","M","M","M","M","M","M","M","M","M","M","M","M","M","M",-46.73,"PABE 110553Z 02012KT 10SM CLR M30/M33 A2994 RMK AO2 SLP144 T13001328 11267 21300 56011 $"]
["PABE","2019-01-10T21:53:00",-23.1,-27.9,77.39,10,10,0,29.94,1014.3,10,"M","CLR","M","M","M","M","M","M","M","M","M","M","M","M","M","M",-46.13,"PABE 110653Z 01010KT 10SM CLR M31/M33 A2994 RMK SLP143 T13061333 $ VIA AUTODIAL"]
["PABE","2019-01-10T22:53:00",-22,-27,76.67,10,12,0,29.92,1013.6,10,"M","CLR","M","M","M","M","M","M","M","M","M","M","M","M","M","M",-46.73,"PABE 110753Z 01012KT 10SM CLR M30/M33 A2992 RMK AO2 SLP136 T13001328 $"]
["PABE","2019-01-10T23:53:00",-22,-27.9,73.04,20,12,0,29.9,1013.2,10,"M","CLR","M","M","M","M","M","M","M","M","M","M","M","M","M","M",-46.73,"PABE 110853Z 02012KT 10SM CLR M30/M33 A2990 RMK AO2 SLP132 T13001333 412611306 58012 $"]
["PABE","2019-01-11T00:53:00",-23.1,-27.9,77.39,20,12,0,29.9,1012.9,10,"M","CLR","M","M","M","M","M","M","M","M","M","M","M","M","M","M",-48.13,"PABE 110953Z 02012KT 10SM CLR M31/M33 A2990 RMK SLP129 T13061333 $ VIA AUTODIAL"]
["PABE","2019-01-11T01:53:00",-23.1,-27.9,77.39,10,12,0,29.89,1012.7,10,"M","CLR","M","M","M","M","M","M","M","M","M","M","M","M","M","M",-48.13,"PABE 111053Z 01012KT 10SM CLR M31/M33 A2989 RMK AO2 SLP127 T13061333 $"]
["PABE","2019-01-11T02:53:00",-23.1,-29,72.9,20,12,0,29.87,1012,10,"M","CLR","M","M","M","M","M","M","M","M","M","M","M","M","M","M",-48.13,"PABE 111153Z 02012KT 10SM CLR M31/M34 A2987 RMK AO2 SLP120 T13061339 11300 21306 58010 $"]
["PABE","2019-01-11T03:53:00",-25.1,-29.9,77.18,20,15,0,29.86,1011.7,10,"M","CLR","M","M","M","M","M","M","M","M","M","M","M","M","M","M",-53.24,"PABE 111253Z 02015KT 10SM CLR M32/M34 A2986 RMK AO2 SLP117 T13171344 $"]
["PABE","2019-01-11T04:53:00",-25.1,-29.9,77.18,20,11,0,29.86,1011.8,10,"M","CLR","M","M","M","M","M","M","M","M","M","M","M","M","M","M",-49.69,"PABE 111353Z 02011KT 10SM CLR M32/M34 A2986 RMK AO2 SLP118 T13171344 $"]
["PABE","2019-01-11T05:53:00",-25.1,-29.9,77.18,20,15,0,29.83,1010.6,10,"M","CLR","M","M","M","M","M","M","M","M","M","M","M","M","M","M",-53.24,"PABE 111453Z AUTO 02015KT 10SM CLR M32/M34 A2983 RMK AO2 SLP106 T13171344 58016 TSNO $"]
["PABE","2019-01-11T06:53:00",-25.1,-29.9,77.18,30,13,0,29.81,1009.9,10,"M","CLR","M","M","M","M","M","M","M","M","M","M","M","M","M","M",-51.58,"PABE 111553Z 03013KT 10SM CLR M32/M34 A2981 RMK AO2 SLP099 T13171344 $"]
["PABE","2019-01-11T07:53:00",-25.1,-29.9,77.18,20,13,0,29.82,1010.1,10,"M","CLR","M","M","M","M","M","M","M","M","M","M","M","M","M","M",-51.58,"PABE 111653Z 02013KT 10SM CLR M32/M34 A2982 RMK AO2 SLP101 T13171344 $"]
["PABE","2019-01-11T08:53:00",-24,-29.9,72.79,30,12,0,29.82,1010.4,10,"M","CLR","M","M","M","M","M","M","M","M","M","M","M","M","M","M",-49.27,"PABE 111753Z 03012KT 10SM CLR M31/M34 A2982 RMK AO2 SLP104 T13111344 11306 21317 55002 $"]
["PABE","2019-01-11T09:53:00",-25.1,-29.9,77.18,30,13,0,29.81,1010.1,10,"M","CLR","M","M","M","M","M","M","M","M","M","M","M","M","M","M",-51.58,"PABE 111853Z 03013KT 10SM CLR M32/M34 A2981 RMK AO2 SLP101 T13171344 $"]
["PABE","2019-01-11T10:53:00",-24,-29.9,72.79,20,19,0,29.77,1008.8,6,"M","CLR","M","M","M","M","M","M","M","HZ","M","M","M","M","M","M",-54.62,"PABE 111953Z 02019KT 6SM HZ CLR M31/M34 A2977 RMK SLP088 T13111344 $ VIA AUTODIAL"]
["PABE","2019-01-11T11:53:00",-24,-29.9,72.79,20,16,0,29.78,1008.9,9,"M","CLR","M","M","M","M","M","M","M","M","M","M","M","M","M","M",-52.57,"PABE 112053Z 02016KT 9SM CLR M31/M34 A2978 RMK AO2 SLP089 T13111344 55015 $"]
["PABE","2019-01-11T12:53:00",-24,-29.9,72.79,20,15,0,29.77,1008.6,7,"M","CLR","M","M","M","M","M","M","M","M","M","M","M","M","M","M",-51.82,"PABE 112153Z 02015KT 7SM CLR M31/M34 A2977 RMK AO2 SLP086 T13111344 $"]
["PABE","2019-01-11T13:53:00",-24,-29,76.46,30,15,0,29.76,1008.3,2,"M","CLR","M","M","M","M","M","M","M","HZ","M","M","M","M","M","M",-51.82,"PABE 112253Z 03015KT 2SM HZ CLR M31/M34 A2976 RMK AO2 SLP083 T13111339 $"]
["PABE","2019-01-11T14:53:00",-23.1,-29,72.9,20,17,0,29.75,1008,2,"M","CLR","M","M","M","M","M","M","M","HZ","M","M","M","M","M","M",-52.11,"PABE 112353Z 02017KT 2SM HZ CLR M31/M34 A2975 RMK AO2 SLP080 T13061339 11306 21317 58009 $"]
["PABE","2019-01-11T15:53:00",-23.1,-29,72.9,10,18,0,29.73,1007.4,1.5,"M","CLR","M","M","M","M","M","M","M","HZ","M","M","M","M","M","M",-52.78,"PABE 120053Z AUTO 01018KT 1 1/2SM HZ CLR M31/M34 A2973 RMK AO2 SLP074 T13061339 $"]
["PABE","2019-01-11T16:37:00",-24,-29,76.46,20,16,0,29.74,"M",1.5,"M","FEW","M","M","M",300,"M","M","M","HZ","M","M","M","M","M","M",-52.57,"PABE 120137Z 02016KT 1 1/2SM HZ FEW003 M31/M34 A2974 RMK AO2 T13111339 $"]
["PABE","2019-01-11T16:53:00",-24,-29,76.46,20,17,0,29.73,1007.4,1.5,"M","CLR","M","M","M","M","M","M","M","HZ","M","M","M","M","M","M",-53.29,"PABE 120153Z 02017KT 1 1/2SM HZ CLR M31/M34 A2973 RMK AO2 SLP074 T13111339 $"]
["PABE","2019-01-11T17:53:00",-25.1,-29.9,77.18,20,18,0,29.72,1007,1.5,"M","CLR","M","M","M","M","M","M","M","HZ","M","M","M",27,20,"2019-01-11T17:02:00",-55.42,"PABE 120253Z 02018KT 1 1/2SM HZ CLR M32/M34 A2972 RMK PK WND 02027/0202 SLP070 T13171344 56010 $ VIA AUTODIAL"]
["PABE","2019-01-11T18:49:00",-25.6,-29.2,82.35,20,20,0,29.71,"M",4,"M","CLR","M","M","M","M","M","M","M","HZ","M","M","M","M","M","M",-57.36,"PABE 120349Z 02020KT 4SM HZ CLR M32/M34 A2971 RMK AO2 $"]
["PABE","2019-01-11T18:53:00",-25.1,-29.9,77.18,20,17,0,29.71,1006.6,5,"M","CLR","M","M","M","M","M","M","M","HZ","M","M","M","M","M","M",-54.73,"PABE 120353Z 02017KT 5SM HZ CLR M32/M34 A2971 RMK AO2 SLP066 T13171344 $"]
["PABE","2019-01-11T19:53:00",-25.1,-29.9,77.18,20,18,0,29.7,1006.2,3,"M","CLR","M","M","M","M","M","M","M","HZ","M","M","M","M","M","M",-55.42,"PABE 120453Z 02018KT 3SM HZ CLR M32/M34 A2970 RMK AO2 SLP062 T13171344 $"]
["PABE","2019-01-11T20:53:00",-25.1,-31,72.66,20,20,0,29.71,1006.5,5,"M","CLR","M","M","M","M","M","M","M","HZ","M","M","M",26,20,"2019-01-11T20:19:00",-56.7,"PABE 120553Z 02020KT 5SM HZ CLR M32/M35 A2971 RMK AO2 PK WND 02026/0519 SLP065 T13171350 11306 21317 55005 $"]
["PABE","2019-01-11T22:01:00",-26,-31,76.24,20,19,0,29.7,"M",4,"M","SCT","M","M","M",300,"M","M","M","HZ","M","M","M","M","M","M",-57.26,"PABE 120701Z 02019KT 4SM HZ SCT003 M32/M35 A2970 RMK AO2 T13221350 $"]
["PABE","2019-01-11T22:51:00",-25.6,-31,74.62,20,21,0,29.68,"M",2.5,"M","OVC","M","M","M",300,"M","M","M","HZ","M","M","M",26,20,"2019-01-11T22:32:00",-57.97,"PABE 120751Z 02021KT 2 1/2SM HZ OVC003 M32/M35 A2968 RMK PK WND 02026/0732 $ VIA AUTODIAL"]
["PABE","2019-01-11T22:53:00",-26,-31,76.24,20,21,0,29.68,1005.7,2.5,"M","OVC","M","M","M",300,"M","M","M","HZ","M","M","M",26,20,"2019-01-11T22:52:00",-58.5,"PABE 120753Z 02021KT 2 1/2SM HZ OVC003 M32/M35 A2968 RMK PK WND 02026/0752 SLP057 T13221350 $ VIA AUTODIAL"]
["PABE","2019-01-11T23:04:00",-26,-31,76.24,20,19,0,29.68,"M",3,25,"OVC","M","M","M",300,"M","M","M","HZ","M","M","M","M","M","M",-57.26,"PABE 120804Z 02019G25KT 3SM HZ OVC003 M32/M35 A2968 RMK AO2 T13221350 $"]
["PABE","2019-01-11T23:53:00",-26,-31,76.24,20,20,0,29.67,1005.4,2.5,"M","OVC","M","M","M",300,"M","M","M","HZ","M","M","M",26,20,"2019-01-11T23:32:00",-57.9,"PABE 120853Z 02020KT 2 1/2SM HZ OVC003 M32/M35 A2967 RMK AO2 PK WND 02026/0832 SLP054 T13221350 413001322 57011 $"]
["PABE","2019-01-12T00:37:00",-26,-31,76.24,20,19,0,29.66,"M",3,"M","OVC","M","M","M",300,"M","M","M","HZ","M","M","M",27,20,"2019-01-12T00:18:00",-57.26,"PABE 120937Z 02019KT 3SM HZ OVC003 M32/M35 A2966 RMK AO2 PK WND 02027/0918 T13221350 $"]
["PABE","2019-01-12T00:53:00",-26,-31,76.24,20,19,0,29.66,1004.9,4,"M","OVC","M","M","M",300,"M","M","M","HZ","M","M","M",27,20,"2019-01-12T00:18:00",-57.26,"PABE 120953Z 02019KT 4SM HZ OVC003 M32/M35 A2966 RMK AO2 PK WND 02027/0918 SLP049 T13221350 $"]
["PABE","2019-01-12T01:53:00",-25.1,-31,72.66,20,20,0,29.65,1004.6,3,25,"BKN","M","M","M",300,"M","M","M","HZ","M","M","M","M","M","M",-56.7,"PABE 121053Z 02020G25KT 3SM HZ BKN003 M32/M35 A2965 RMK AO2 SLP046 T13171350 $"]
["PABE","2019-01-12T02:12:00",-25.1,-31,72.66,20,20,0,29.65,"M",3,"M","SCT","M","M","M",300,"M","M","M","HZ","M","M","M","M","M","M",-56.7,"PABE 121112Z 02020KT 3SM HZ SCT003 M32/M35 A2965 RMK T13171350 $ VIA AUTODIAL"]
["PABE","2019-01-12T02:53:00",-25.1,-29.9,77.18,20,19,0,29.64,1004.1,6,"M","CLR","M","M","M","M","M","M","M","HZ","M","M","M","M","M","M",-56.07,"PABE 121153Z 02019KT 6SM HZ CLR M32/M34 A2964 RMK SLP041 T13171344 11317 21322 57012 $ VIA AUTODIAL"]
["PABE","2019-01-12T03:53:00",-24,-29,76.46,20,19,0,29.63,1003.8,4,"M","FEW","M","M","M",11000,"M","M","M","HZ","M","M","M",26,20,"2019-01-12T03:38:00",-54.62,"PABE 121253Z 02019KT 4SM HZ FEW110 M31/M34 A2963 RMK PK WND 02026/1238 SLP038 T13111339 $ VIA AUTODIAL"]
["PABE","2019-01-12T04:53:00",-23.1,-27.9,77.39,30,20,0,29.61,1003.2,6,"M","SCT","M","M","M",11000,"M","M","M","HZ","M","M","M",26,30,"2019-01-12T04:21:00",-54.04,"PABE 121353Z 03020KT 6SM HZ SCT110 M31/M33 A2961 RMK AO2 PK WND 03026/1321 SLP032 T13061333 $"]
["PABE","2019-01-12T05:53:00",-22,-27,76.67,30,20,0,29.6,1002.7,5,"M","BKN","OVC","M","M",10000,12000,"M","M","HZ","M","M","M","M","M","M",-52.58,"PABE 121453Z AUTO 03020KT 5SM HZ BKN100 OVC120 M30/M33 A2960 RMK AO2 SLP027 T13001328 58014 TSNO $"]
["PABE","2019-01-12T06:53:00",-20.9,-26,76.38,20,19,0,29.57,1001.8,6,"M","OVC","M","M","M",8000,"M","M","M","HZ","M","M","M","M","M","M",-50.52,"PABE 121553Z 02019KT 6SM HZ OVC080 M29/M32 A2957 RMK AO2 SLP018 T12941322 $"]
["PABE","2019-01-12T07:53:00",-18.9,-24,76.59,20,19,0,29.55,1001.3,9,"M","BKN","OVC","M","M",5500,7000,"M","M","M","M","M","M","M","M","M",-47.87,"PABE 121653Z 02019KT 9SM BKN055 OVC070 M28/M31 A2955 RMK AO2 SLP013 T12831311 $"]
["PABE","2019-01-12T08:53:00",-18,-23.1,76.69,30,19,0,29.54,1000.9,6,"M","OVC","M","M","M",5000,"M","M","M","HZ","M","M","M","M","M","M",-46.68,"PABE 121753Z 03019KT 6SM HZ OVC050 M28/M31 A2954 RMK AO2 SLP009 T12781306 11278 21317 56018 $"]
["PABE","2019-01-12T09:32:00",-17,-22,77.2,20,20,"T",29.54,"M",2.5,"M","OVC","M","M","M",3200,"M","M","M",{"$f":"-SN","v":{"$error":"#NAME?"}},"M","M","M","M","M","M",-45.94,"PABE 121832Z 02020KT 2 1/2SM -SN OVC032 M27/M30 A2954 RMK AO2 SNB20 P0000 T12721300 $"]
["PABE","2019-01-12T09:53:00",-16.1,-20.9,78.1,20,18,"T",29.54,1000.7,2,"M","OVC","M","M","M",3600,"M","M","M",{"$f":"-SN","v":{"$error":"#NAME?"}},"M","M","M","M","M","M",-43.57,"PABE 121853Z 02018KT 2SM -SN OVC036 M27/M29 A2954 RMK AO2 SNB20 SLP007 P0000 T12671294 $"]
["PABE","2019-01-12T10:11:00",-16.1,-20.9,78.1,20,17,"T",29.53,"M",1,"M","OVC","M","M","M",3000,"M","M","M",{"$f":"-SN","v":{"$error":"#NAME?"}},"M","M","M","M","M","M",-42.94,"PABE 121911Z 02017KT 1SM R19R/P6000FT -SN OVC030 M27/M29 A2953 RMK AO2 P0000 T12671294 $"]
["PABE","2019-01-12T10:53:00",-15,-20,77.4,20,18,0.01,29.51,999.7,1.25,"M","BKN","OVC","M","M",4100,6000,"M","M",{"$f":"-SN","v":{"$error":"#NAME?"}},"M","M","M","M","M","M",-42.12,"PABE 121953Z 02018KT 1 1/4SM -SN BKN041 OVC060 M26/M29 A2951 RMK AO2 SLP997 P0001 T12611289 $"]
["PABE","2019-01-12T11:45:00",-14.1,-18.9,78.3,20,16,"T",29.49,"M",3,"M","SCT","SCT","BKN","M",300,3300,6500,"M","HZ","M","M","M","M","M","M",-39.67,"PABE 122045Z 02016KT 3SM HZ SCT003 SCT033 BKN065 M26/M28 A2949 RMK AO2 SNE33 P0000 T12561283 $"]
["PABE","2019-01-12T11:53:00",-14.1,-18.9,78.3,20,18,"T",29.48,998.9,2,"M","BKN","BKN","BKN","M",300,3300,6500,"M","HZ","M","M","M","M","M","M",-40.94,"PABE 122053Z 02018KT 2SM HZ BKN003 BKN033 BKN065 M26/M28 A2948 RMK SNE33 SLP989 P0000 60001 T12561283 58019 $ VIA AUTODIAL"]
["PABE","2019-01-12T12:53:00",-11.9,-17,77.32,20,17,0,29.46,998.1,2,"M","BKN","BKN","BKN","M",300,3300,6500,"M","HZ","M","M","M","M","M","M",-37.44,"PABE 122153Z 02017KT 2SM HZ BKN003 BKN033 BKN065 M24/M27 A2946 RMK AO2 SLP981 T12441272 $"]
["PABE","2019-01-12T13:53:00",-11.9,-17,77.32,20,17,0,29.44,997.3,2.5,"M","BKN","BKN","M","M",300,6000,"M","M","HZ","M","M","M","M","M","M",-37.44,"PABE 122253Z 02017KT 2 1/2SM HZ BKN003 BKN060 M24/M27 A2944 RMK AO2 SLP973 T12441272 $"]
["PABE","2019-01-12T14:21:00",-11.9,-17,77.32,20,17,0,29.42,"M",2.5,"M","SCT","BKN","M","M",300,12000,"M","M","HZ","M","M","M","M","M","M",-37.44,"PABE 122321Z 02017KT 2 1/2SM HZ SCT003 BKN120 M24/M27 A2942 RMK AO2 T12441272 $"]
["PABE","2019-01-12T14:42:00",-11.9,-16.1,80.95,20,16,0,29.41,"M",4,"M","SCT","BKN","M","M",300,12000,"M","M","BR","M","M","M","M","M","M",-36.8,"PABE 122342Z 02016KT 4SM BR SCT003 BKN120 M24/M27 A2941 RMK AO2 T12441267 $"]
["PABE","2019-01-12T14:53:00",-11,-16.1,77.41,20,16,0,29.4,996.2,5,"M","SCT","BKN","BKN","M",800,6000,12000,"M","HZ","M","M","M","M","M","M",-35.63,"PABE 122353Z 02016KT 5SM HZ SCT008 BKN060 BKN120 M24/M27 A2940 RMK SLP962 60001 T12391267 11239 21278 58026 $ VIA AUTODIAL"]
["PABE","2019-01-12T15:53:00",-9.9,-15,77.52,30,18,0,29.39,995.5,2.5,"M","SCT","BKN","M","M",9000,11000,"M","M","HZ","M","M","M","M","M","M",-35.41,"PABE 130053Z 03018KT 2 1/2SM HZ SCT090 BKN110 M23/M26 A2939 RMK AO2 SLP955 T12331261 $"]
["PABE","2019-01-12T16:53:00",-9,-13,82.02,30,17,0,29.37,994.9,2.5,"M","FEW","M","M","M",12000,"M","M","M","BR","M","M","M","M","M","M",-33.64,"PABE 130153Z 03017KT 2 1/2SM BR FEW120 M23/M25 A2937 RMK SLP949 T12281250 $ VIA AUTODIAL"]
["PABE","2019-01-12T17:28:00",-9,-13,82.02,30,18,0,29.36,"M",2,"M","BKN","M","M","M",200,"M","M","M","BR","M","M","M","M","M","M",-34.22,"PABE 130228Z 03018KT 2SM BR BKN002 M23/M25 A2936 RMK AO2 T12281250 $"]
["PABE","2019-01-12T17:53:00",-9,-13,82.02,30,15,0,29.34,994.1,2,"M","SCT","M","M","M",200,"M","M","M","BR","M","M","M","M","M","M",-32.37,"PABE 130253Z 03015KT 2SM BR SCT002 M23/M25 A2934 RMK AO2 SLP941 T12281250 58021 $"]
["PABE","2019-01-12T18:51:00",-7.6,-11.2,83.78,20,16,0,29.32,"M",4,"M","BKN","BKN","M","M",4800,5500,"M","M","BR","M","M","M","M","M","M",-31.2,"PABE 130351Z 02016KT 4SM BR BKN048 BKN055 M22/M24 A2932 RMK $ VIA AUTODIAL"]
["PABE","2019-01-12T18:53:00",-8,-11.9,82.51,20,17,0,29.32,993.3,4,"M","BKN","M","M","M",4800,"M","M","M","BR","M","M","M","M","M","M",-32.33,"PABE 130353Z 02017KT 4SM BR BKN048 M22/M24 A2932 RMK SLP933 T12221244 $ VIA AUTODIAL"]
["PABE","2019-01-12T19:53:00",-6,-9.9,82.67,30,17,0,29.29,992.4,5,"M","BKN","OVC","M","M",4900,5500,"M","M","BR","M","M","M","M","M","M",-29.71,"PABE 130453Z 03017KT 5SM BR BKN049 OVC055 M21/M23 A2929 RMK SLP924 T12111233 $ VIA AUTODIAL"]
["PABE","2019-01-12T20:53:00",-6,-9.9,82.67,30,19,0,29.27,991.8,4,"M","FEW","BKN","M","M",4900,6000,"M","M","BR","M","M","M","M","M","M",-30.81,"PABE 130553Z 03019KT 4SM BR FEW049 BKN060 M21/M23 A2927 RMK SLP918 T12111233 11211 21239 56023 $ VIA AUTODIAL"]
["PABE","2019-01-12T21:53:00",-4,-8,82.42,20,16,0,29.25,991,6,"M","BKN","OVC","M","M",5500,7000,"M","M","BR","M","M","M","M","M","M",-26.5,"PABE 130653Z 02016KT 6SM BR BKN055 OVC070 M20/M22 A2925 RMK SLP910 T12001222 $ VIA AUTODIAL"]
["PABE","2019-01-12T22:53:00",-5.1,-8,86.89,20,15,0,29.23,990.1,8,"M","CLR","M","M","M","M","M","M","M","M","M","M","M","M","M","M",-27.32,"PABE 130753Z 02015KT 8SM CLR M21/M22 A2923 RMK SLP901 T12061222 $ VIA AUTODIAL"]
["PABE","2019-01-12T23:53:00",-2.9,-7.1,81.71,30,19,0,29.21,989.3,4,"M","CLR","M","M","M","M","M","M","M","BR","M","M","M","M","M","M",-26.72,"PABE 130853Z 03019KT 4SM BR CLR M19/M22 A2921 RMK AO2 SLP893 T11941217 411941322 56023 $"]
["PABE","2019-01-13T00:06:00",-2.9,-7.1,81.71,20,16,0,29.21,"M",3,"M","SCT","SCT","M","M",200,12000,"M","M","BR","M","M","M","M","M","M",-25.07,"PABE 130906Z 02016KT 3SM BR SCT002 SCT120 M19/M22 A2921 RMK AO2 T11941217 $"]
["PABE","2019-01-13T00:53:00",-0.9,-5.1,81.87,30,17,0,29.21,989.5,9,"M","SCT","BKN","OVC","M",6500,9000,11000,"M","M","M","M","M","M","M","M",-23.03,"PABE 130953Z 03017KT 9SM SCT065 BKN090 OVC110 M18/M21 A2921 RMK SLP895 T11831206 $ VIA AUTODIAL"]
["PABE","2019-01-13T01:53:00",0,-2.9,87.19,20,15,0,29.19,988.8,6,"M","BKN","M","M","M",9500,"M","M","M","BR","M","M","M","M","M","M",-20.7,"PABE 131053Z 02015KT 6SM BR BKN095 M18/M19 A2919 RMK SLP888 T11781194 $ VIA AUTODIAL"]
["PABE","2019-01-13T02:53:00",6.1,3,86.74,20,13,0,29.15,987.5,10,"M","OVC","M","M","M",10000,"M","M","M","M","M","M","M","M","M","M",-11.61,"PABE 131153Z 02013KT 10SM OVC100 M14/M16 A2915 RMK AO2 SLP875 70001 T11441161 11144 21211 58018 $"]
["PABE","2019-01-13T03:53:00",1.9,-0.9,87.72,20,16,0,29.14,987,8,"M","BKN","M","M","M",11000,"M","M","M","M","M","M","M","M","M","M",-18.81,"PABE 131253Z 02016KT 8SM BKN110 M17/M18 A2914 RMK AO2 SLP870 T11671183 $"]
["PABE","2019-01-13T04:53:00",5,1.9,86.68,30,13,0,29.12,986.5,10,"M","BKN","OVC","M","M",5000,8000,"M","M","M","M","M","M","M","M","M",-13.02,"PABE 131353Z AUTO 03013KT 10SM BKN050 OVC080 M15/M17 A2912 RMK SLP865 T11501167 TSNO $ VIA AUTODIAL"]
["PABE","2019-01-13T05:53:00",8.1,5,86.86,30,16,0,29.09,985.3,9,"M","OVC","M","M","M",7500,"M","M","M","M","M","M","M","M","M","M",-10.73,"PABE 131453Z AUTO 03016KT 9SM OVC075 M13/M15 A2909 RMK AO2 SLP853 T11331150 58022 TSNO $"]
["PABE","2019-01-13T06:53:00",14,10.9,87.2,40,21,"T",29.05,984,5,27,"OVC","M","M","M",3800,"M","M","M",{"$f":"-SN BR","v":{"$error":"#NAME?"}},"M","M","M",27,40,"2019-01-13T06:46:00",-5.15,"PABE 131553Z 04021G27KT 5SM -SN BR OVC038 M10/M12 A2905 RMK PK WND 04027/1546 SNB52 SLP840 P0000 T11001117 $ VIA AUTODIAL"]
["PABE","2019-01-13T07:17:00",14,10.9,87.2,40,24,"T",29.04,"M",1.75,31,"OVC","M","M","M",3700,"M","M","M",{"$f":"-SN BR","v":{"$error":"#NAME?"}},"M","M","M",31,40,"2019-01-13T07:17:00",-6.22,"PABE 131617Z 04024G31KT 1 3/4SM -SN BR OVC037 M10/M12 A2904 RMK AO2 PK WND 04031/1617 P0000 T11001117 $"]
["PABE","2019-01-13T07:51:00",14,12.2,92.38,40,24,"T",29.02,"M",3,30,"OVC","M","M","M",4400,"M","M","M",{"$f":"-SN BR","v":{"$error":"#NAME?"}},"M","M","M",32,40,"2019-01-13T07:18:00",-6.22,"PABE 131651Z 04024G30KT 3SM -SN BR OVC044 M10/M11 A2902 RMK PK WND 04032/1618 P0000 $ VIA AUTODIAL"]
["PABE","2019-01-13T07:53:00",14,12,91.57,40,22,"T",29.02,983.1,3,30,"OVC","M","M","M",4400,"M","M","M",{"$f":"-SN BR","v":{"$error":"#NAME?"}},"M","M","M",32,40,"2019-01-13T07:18:00",-5.52,"PABE 131653Z 04022G30KT 3SM -SN BR OVC044 M10/M11 A2902 RMK PK WND 04032/1618 SLP831 P0000 T11001111 $ VIA AUTODIAL"]
["PABE","2019-01-13T08:53:00",14,12,91.57,40,22,0.01,29.01,982.7,7,28,"OVC","M","M","M",4600,"M","M","M",{"$f":"-SN BR","v":{"$error":"#NAME?"}},"M","M","M",30,40,"2019-01-13T08:02:00",-5.52,"PABE 131753Z 04022G28KT 7SM -SN BR OVC046 M10/M11 A2901 RMK AO2 PK WND 04030/1702 SLP827 P0001 60001 T11001111 11100 21167 56013 $"]
["PABE","2019-01-13T09:53:00",16,14,91.64,50,20,"T",29.01,982.8,9,27,"BKN","OVC","M","M",7500,9000,"M","M",{"$f":"-SN BR","v":{"$error":"#NAME?"}},"M","M","M",29,40,"2019-01-13T08:56:00",-2.11,"PABE 131853Z 05020G27KT 9SM -SN BR BKN075 OVC090 M09/M10 A2901 RMK PK WND 04029/1756 SLP828 P0000 T10891100 $ VIA AUTODIAL"]
["PABE","2019-01-13T10:53:00",18,16,91.72,40,15,0.01,29.04,983.8,10,"M","OVC","M","M","M",5500,"M","M","M","M","M","M","M","M","M","M",2.63,"PABE 131953Z 04015KT 10SM OVC055 M08/M09 A2904 RMK AO2 SNE1856 SLP838 P0001 T10781089 $"]
["PABE","2019-01-13T11:53:00",21.9,19.9,91.86,40,12,0,29.08,985.2,10,"M","OVC","M","M","M",3600,"M","M","M","M","M","M","M","M","M","M",9.15,"PABE 132053Z 04012KT 10SM OVC036 M06/M07 A2908 RMK AO2 SLP852 60001 T10561067 53025 $"]
["PABE","2019-01-13T12:16:00",23,21,91.9,50,7,0,29.09,"M",10,"M","BKN","OVC","M","M",2900,3300,"M","M","M","M","M","M","M","M","M",13.81,"PABE 132116Z 05007KT 10SM BKN029 OVC033 M05/M06 A2909 RMK AO2 T10501061 $"]
["PABE","2019-01-13T12:53:00",25,23,91.97,50,8,0,29.11,985.9,10,"M","FEW","BKN","OVC","M",2700,3700,4800,"M","M","M","M","M","M","M","M",15.49,"PABE 132153Z 05008KT 10SM FEW027 BKN037 OVC048 M04/M05 A2911 RMK AO2 SLP859 T10391050 $"]
["PABE","2019-01-13T13:53:00",28.9,27,92.49,10,4,"T",29.12,986.6,10,"M","OVC","M","M","M",3200,"M","M","M","UP","M","M","M","M","M","M",23.8,"PABE 132253Z 01004KT 10SM UP OVC032 M02/M03 A2912 RMK AO2 UPB37 SLP866 P0000 T10171028 $"]
["PABE","2019-01-13T14:04:00",28.9,27,92.49,30,6,"T",29.13,"M",7,"M","OVC","M","M","M",2800,"M","M","M","M","T","M","M","M","M","M",21.8,"PABE 132304Z 03006KT 7SM OVC028 M02/M03 A2913 RMK AO2 UPE2257 P0000 I1000 T10171028 $"]
["PABE","2019-01-13T14:11:00",28.9,27,92.49,30,7,0.01,29.13,"M",6,"M","BKN","OVC","M","M",2700,3600,"M","M",{"$f":"-FZRA","v":{"$error":"#NAME?"}},"T","M","M","M","M","M",21,"PABE 132311Z 03007KT 6SM -FZRA BKN027 OVC036 M02/M03 A2913 RMK AO2 UPE2257RAB08E09FZRAB09 P0001 I1000 T10171028 $"]
["PABE","2019-01-13T14:53:00",30.9,30,96.41,50,6,0.04,29.15,987.4,6,"M","OVC","M","M","M",2100,"M","M","M",{"$f":"-FZRA BR","v":{"$error":"#NAME?"}},0.02,"M",0.02,"M","M","M",24.21,"PABE 132353Z 05006KT 6SM -FZRA BR OVC021 M01/M01 A2915 RMK AO2 UPE2257RAB08E09FZRAB09 SLP874 P0004 60005 I1002 I6002 T10061011 11006 21100 53016 $"]
["PABE","2019-01-13T15:43:00",34,33.1,96.46,80,6,0.04,29.15,"M",10,"M","BKN","BKN","OVC","M",3600,4600,6000,"M",{"$f":"-FZRA","v":{"$error":"#NAME?"}},0.03,"M","M","M","M","M",27.94,"PABE 140043Z 08006KT 10SM -FZRA BKN036 BKN046 OVC060 01/01 A2915 RMK AO2 P0004 I1003 T00110006 $"]
["PABE","2019-01-13T15:51:00",33.8,33.8,100,80,7,0.04,29.15,"M",10,"M","BKN","OVC","M","M",4200,6000,"M","M","M",0.03,"M","M","M","M","M",26.97,"PABE 140051Z 08007KT 10SM BKN042 OVC060 01/01 A2915 RMK FZRAE45 P0004 I1003 $ VIA AUTODIAL"]
["PABE","2019-01-13T15:53:00",34,33.1,96.46,80,8,0.04,29.16,987.5,10,"M","BKN","OVC","M","M",4400,6000,"M","M","M",0.03,"M","M","M","M","M",26.58,"PABE 140053Z 08008KT 10SM BKN044 OVC060 01/01 A2916 RMK FZRAE45 SLP875 P0004 I1003 T00110006 $ VIA AUTODIAL"]
["PABE","2019-01-13T16:53:00",33.1,32,95.67,90,7,0,29.19,988.7,10,"M","OVC","M","M","M",5500,"M","M","M","M","M","M","M","M","M","M",26.12,"PABE 140153Z 09007KT 10SM OVC055 01/00 A2919 RMK AO2 SLP887 T00060000 $"]
["PABE","2019-01-13T17:53:00",35.1,33.1,92.32,110,10,0,29.21,989.5,10,"M","BKN","OVC","M","M",3600,8000,"M","M","M","M",0.03,"M","M","M","M",26.86,"PABE 140253Z 11010KT 10SM BKN036 OVC080 02/01 A2921 RMK SLP895 60004 I3003 T00170006 53020 $ VIA AUTODIAL"]
["PABE","2019-01-13T18:53:00",35.1,32,88.33,110,12,0,29.24,990.3,10,"M","BKN","M","M","M",6500,"M","M","M","M","M","M","M","M","M","M",25.95,"PABE 140353Z 11012KT 10SM BKN065 02/00 A2924 RMK AO2 SLP903 T00170000 $"]
["PABE","2019-01-13T19:53:00",35.1,30,81.46,100,12,0,29.26,991.1,10,"M","FEW","M","M","M",4300,"M","M","M","M","M","M","M","M","M","M",25.95,"PABE 140453Z 10012KT 10SM FEW043 02/M01 A2926 RMK AO2 SLP911 T00171011 $"]
["PABE","2019-01-13T20:53:00",35.1,28.9,77.88,90,10,0,29.27,991.5,10,"M","FEW","FEW","M","M",5500,7000,"M","M","M","M","M",0.03,"M","M","M",26.86,"PABE 140553Z 09010KT 10SM FEW055 FEW070 02/M02 A2927 RMK AO2 SLP915 60004 I6003 T00171017 10022 21006 51020 $"]
["PABE","2019-01-13T21:53:00",35.1,28.9,77.88,120,14,0,29.31,992.9,10,"M","CLR","M","M","M","M","M","M","M","M","M","M","M","M","M","M",25.16,"PABE 140653Z 12014KT 10SM CLR 02/M02 A2931 RMK SLP929 T00171017 $ VIA AUTODIAL"]
["PABE","2019-01-13T22:53:00",35.1,30,81.46,120,15,0,29.35,994.2,10,"M","BKN","BKN","M","M",3800,6000,"M","M","M","M","M","M","M","M","M",24.8,"PABE 140753Z 12015KT 10SM BKN038 BKN060 02/M01 A2935 RMK SLP942 T00171011 $ VIA AUTODIAL"]
["PABE","2019-01-13T23:53:00",33.1,28.9,84.36,120,10,0,29.38,995.2,10,"M","CLR","M","M","M","M","M","M","M","M","M","M","M","M","M","M",24.35,"PABE 140853Z 12010KT 10SM CLR 01/M02 A2938 RMK AO2 SLP952 T00061017 400221194 51038 $"]
["PABE","2019-01-14T00:53:00",33.1,28,81.3,120,14,0,29.41,996.2,10,"M","FEW","M","M","M",10000,"M","M","M","M","M","M","M","M","M","M",22.58,"PABE 140953Z 12014KT 10SM FEW100 01/M02 A2941 RMK AO2 SLP962 T00061022 $"]
["PABE","2019-01-14T01:53:00",33.1,27,78.03,110,13,0,29.42,996.4,10,"M","CLR","M","M","M","M","M","M","M","M","M","M","M","M","M","M",22.98,"PABE 141053Z 11013KT 10SM CLR 01/M03 A2942 RMK AO2 SLP964 T00061028 $"]
["PABE","2019-01-14T02:53:00",34,27,75.26,100,11,0,29.42,996.3,10,"M","CLR","M","M","M","M","M","M","M","M","M","M","M","M","M","M",24.99,"PABE 141153Z 10011KT 10SM CLR 01/M03 A2942 RMK SLP963 70010 T00111028 10022 20000 50011 $ VIA AUTODIAL"]
["PABE","2019-01-14T03:53:00",36,28,72.43,90,13,0,29.42,996.5,10,"M","CLR","M","M","M","M","M","M","M","M","M","M","M","M","M","M",26.69,"PABE 141253Z 09013KT 10SM CLR 02/M02 A2942 RMK AO2 SLP965 T00221022 $"]
["PABE","2019-01-14T04:53:00",36,27,69.51,100,16,0,29.44,997,10,"M","CLR","M","M","M","M","M","M","M","M","M","M","M","M","M","M",25.63,"PABE 141353Z AUTO 10016KT 10SM CLR 02/M03 A2944 RMK AO2 SLP970 T00221028 TSNO $"]
["PABE","2019-01-14T05:53:00",37,27,66.82,100,12,0,29.42,996.3,10,20,"CLR","M","M","M","M","M","M","M","M","M","M","M","M","M","M",28.37,"PABE 141453Z AUTO 10012G20KT 10SM CLR 03/M03 A2942 RMK AO2 PK WND 10028/1402 SLP963 T00281028 50000 TSNO $"]
["PABE","2019-01-14T06:53:00",35.1,27,72.04,80,12,0,29.41,996.1,10,"M","OVC","M","M","M",10000,"M","M","M","M","M","M","M","M","M","M",25.95,"PABE 141553Z 08012KT 10SM OVC100 02/M03 A2941 RMK AO2 SLP961 T00171028 $"]
["PABE","2019-01-14T07:53:00",37.9,28,67.2,100,22,0,29.41,996.1,10,31,"BKN","M","M","M",11000,"M","M","M","M","M","M","M","M","M","M",26.48,"PABE 141653Z 10022G31KT 10SM BKN110 03/M02 A2941 RMK PK WND 10031/1650 SLP961 T00331022 $ VIA AUTODIAL"]
["PABE","2019-01-14T08:53:00",37,28,69.63,100,14,0,29.42,996.2,10,"M","SCT","M","M","M",8500,"M","M","M","M","M","M","M","M","M","M",27.61,"PABE 141753Z 10014KT 10SM SCT085 03/M02 A2942 RMK SLP962 T00281022 10033 20011 55000 $ VIA AUTODIAL"]
["PABE","2019-01-14T09:53:00",37.9,28.9,69.73,90,16,0,29.42,996.4,10,"M","SCT","BKN","M","M",8000,9500,"M","M","M","M","M","M","M","M","M",28.11,"PABE 141853Z 09016KT 10SM SCT080 BKN095 03/M02 A2942 RMK AO2 SLP964 T00331017"]
["PABE","2019-01-14T10:53:00",37,30,75.56,100,13,0,29.44,997,10,"M","FEW","M","M","M",11000,"M","M","M","M","M","M","M","M","M","M",27.97,"PABE 141953Z 10013KT 10SM FEW110 03/M01 A2944 RMK AO2 SLP970 T00281011"]
["PABE","2019-01-14T11:53:00",37,30,75.56,110,17,0,29.44,997.1,10,26,"BKN","M","M","M",11000,"M","M","M","M","M","M","M","M","M","M",26.63,"PABE 142053Z 11017G26KT 10SM BKN110 03/M01 A2944 RMK AO2 PK WND 11028/2019 SLP971 T00281011 51008"]
["PABE","2019-01-14T12:53:00",37.9,30,72.93,100,17,0,29.41,996.2,10,22,"OVC","M","M","M",9500,"M","M","M","M","M","M","M","M","M","M",27.8,"PABE 142153Z 10017G22KT 10SM OVC095 03/M01 A2941 RMK AO2 SLP962 T00331011"]
["PABE","2019-01-14T13:53:00",37.9,30.9,75.64,90,14,0,29.39,995.5,10,"M","OVC","M","M","M",10000,"M","M","M","M","M","M","M","M","M","M",28.77,"PABE 142253Z 09014KT 10SM OVC100 03/M01 A2939 RMK SLP955 T00331006 VIA AUTODIAL"]
["PABE","2019-01-14T14:53:00",37.9,30.9,75.64,100,18,0,29.38,995,10,26,"SCT","M","M","M",12000,"M","M","M","M","M","M","M","M","M","M",27.52,"PABE 142353Z 10018G26KT 10SM SCT120 03/M01 A2938 RMK PK WND 10026/2347 SLP950 T00331006 10033 20022 56021 VIA AUTODIAL"]
["PABE","2019-01-14T15:53:00",39,30,69.85,100,17,0,29.37,994.6,10,23,"OVC","M","M","M",9500,"M","M","M","M","M","M","M",27,90,"2019-01-14T15:10:00",29.25,"PABE 150053Z 10017G23KT 10SM OVC095 04/M01 A2937 RMK AO2 PK WND 09027/0010 SLP946 T00391011"]
["PABE","2019-01-14T16:53:00",39,30,69.85,100,18,0,29.35,993.9,10,25,"SCT","OVC","M","M",8500,11000,"M","M","M","M","M","M",28,110,"2019-01-14T16:19:00",28.96,"PABE 150153Z 10018G25KT 10SM SCT085 OVC110 04/M01 A2935 RMK AO2 PK WND 11028/0119 SLP939 T00391011"]
["PABE","2019-01-14T17:53:00",39,30,69.85,100,15,0,29.36,994.3,10,"M","BKN","OVC","M","M",6000,8000,"M","M","M","M","M","M",28,100,"2019-01-14T17:03:00",29.85,"PABE 150253Z 10015KT 10SM BKN060 OVC080 04/M01 A2936 RMK AO2 PK WND 10028/0203 SLP943 T00391011 55006"]
["PABE","2019-01-14T18:53:00",39,30,69.85,110,20,0,29.36,994.4,10,26,"OVC","M","M","M",7500,"M","M","M","M","M","M","M",30,110,"2019-01-14T18:15:00",28.44,"PABE 150353Z 11020G26KT 10SM OVC075 04/M01 A2936 RMK AO2 PK WND 11030/0315 SLP944 T00391011"]
["PABE","2019-01-14T19:53:00",39.9,30,67.45,120,18,0,29.37,994.8,10,"M","SCT","OVC","M","M",9000,10000,"M","M","M","M","M","M",34,110,"2019-01-14T19:12:00",30.15,"PABE 150453Z 12018KT 10SM SCT090 OVC100 04/M01 A2937 RMK AO2 PK WND 11034/0412 SLP948 T00441011"]
["PABE","2019-01-14T20:53:00",39,30,69.85,120,21,0,29.39,995.3,10,26,"OVC","M","M","M",9000,"M","M","M","M","M","M","M",27,120,"2019-01-14T19:56:00",28.19,"PABE 150553Z 12021G26KT 10SM OVC090 04/M01 A2939 RMK AO2 PK WND 12027/0456 SLP953 T00391011 10044 20033 53009"]
["PABE","2019-01-14T21:53:00",37,30.9,78.37,110,15,0,29.4,995.7,10,"M","OVC","M","M","M",6500,"M","M","M","M","M","M","M",26,120,"2019-01-14T20:57:00",27.26,"PABE 150653Z 11015KT 10SM OVC065 03/M01 A2940 RMK AO2 PK WND 12026/0557 SLP957 T00281006"]
["PABE","2019-01-14T22:53:00",37,32,81.93,120,13,0,29.42,996.4,10,"M","OVC","M","M","M",6000,"M","M","M","M","M","M","M","M","M","M",27.97,"PABE 150753Z 12013KT 10SM OVC060 03/00 A2942 RMK SLP964 T00280000 VIA AUTODIAL"]
["PABE","2019-01-14T23:53:00",36,30.9,81.53,120,10,0,29.45,997.3,10,"M","OVC","M","M","M",5000,"M","M","M","M","M","M","M","M","M","M",27.98,"PABE 150853Z 12010KT 10SM OVC050 02/M01 A2945 RMK AO2 SLP973 T00221006 400440000 53020"]
["PABE","2019-01-15T00:53:00",37,30.9,78.37,120,11,0,29.47,998.1,10,"M","OVC","M","M","M",5000,"M","M","M","M","M","M","M","M","M","M",28.79,"PABE 150953Z 12011KT 10SM OVC050 03/M01 A2947 RMK AO2 SLP981 T00281006"]
["PABE","2019-01-15T01:53:00",37,30.9,78.37,120,8,0,29.49,998.8,10,"M","OVC","M","M","M",4900,"M","M","M","M","M","M","M","M","M","M",30.27,"PABE 151053Z 12008KT 10SM OVC049 03/M01 A2949 RMK SLP988 T00281006 VIA AUTODIAL"]
["PABE","2019-01-15T02:53:00",36,30.9,81.53,120,9,0,29.51,999.6,10,"M","OVC","M","M","M",4300,"M","M","M","M","M","M","M","M","M","M",28.49,"PABE 151153Z 12009KT 10SM OVC043 02/M01 A2951 RMK AO2 SLP996 T00221006 10039 20022 51023"]
["PABE","2019-01-15T03:53:00",36,30.9,81.53,120,8,0,29.54,1000.3,10,"M","OVC","M","M","M",4000,"M","M","M","M","M","M","M","M","M","M",29.04,"PABE 151253Z 12008KT 10SM OVC040 02/M01 A2954 RMK SLP003 T00221006 VIA AUTODIAL"]
["PABE","2019-01-15T04:53:00",35.1,30.9,84.49,110,6,0,29.55,1000.9,10,"M","OVC","M","M","M",4000,"M","M","M","M","M","M","M","M","M","M",29.26,"PABE 151353Z AUTO 11006KT 10SM OVC040 02/M01 A2955 RMK AO2 SLP009 T00171006 TSNO"]
["PABE","2019-01-15T05:53:00",36,30.9,81.53,100,5,0,29.57,1001.5,10,"M","OVC","M","M","M",3700,"M","M","M","M","M","M","M","M","M","M",31.15,"PABE 151453Z AUTO 10005KT 10SM OVC037 02/M01 A2957 RMK AO2 SLP015 T00221006 51019 TSNO"]
["PABE","2019-01-15T06:53:00",36,30.9,81.53,110,6,0,29.58,1001.7,10,"M","OVC","M","M","M",3900,"M","M","M","M","M","M","M","M","M","M",30.35,"PABE 151553Z 11006KT 10SM OVC039 02/M01 A2958 RMK SLP017 T00221006 VIA AUTODIAL"]
["PABE","2019-01-15T07:53:00",35.1,30.9,84.49,120,5,0,29.59,1002,10,"M","OVC","M","M","M",3700,"M","M","M","M","M","M","M","M","M","M",30.08,"PABE 151653Z 12005KT 10SM OVC037 02/M01 A2959 RMK SLP020 T00171006 VIA AUTODIAL"]
["PABE","2019-01-15T08:53:00",35.1,30.9,84.49,70,6,0,29.6,1002.5,10,"M","OVC","M","M","M",4000,"M","M","M","M","M","M","M","M","M","M",29.26,"PABE 151753Z 07006KT 10SM OVC040 02/M01 A2960 RMK AO2 SLP025 T00171006 10028 20017 53010"]
["PABE","2019-01-15T09:53:00",37,30.9,78.37,100,9,0,29.62,1003.1,10,"M","OVC","M","M","M",4400,"M","M","M","M","M","M","M","M","M","M",29.73,"PABE 151853Z 10009KT 10SM OVC044 03/M01 A2962 RMK SLP031 T00281006 VIA AUTODIAL"]
["PABE","2019-01-15T10:53:00",37,30.9,78.37,90,7,0,29.63,1003.6,10,"M","OVC","M","M","M",4800,"M","M","M","M","M","M","M","M","M","M",30.87,"PABE 151953Z 09007KT 10SM OVC048 03/M01 A2963 RMK AO2 SLP036 T00281006"]
["PABE","2019-01-15T11:53:00",37,30.9,78.37,100,7,0,29.65,1004.1,10,"M","BKN","OVC","M","M",4900,6000,"M","M","M","M","M","M","M","M","M",30.87,"PABE 152053Z 10007KT 10SM BKN049 OVC060 03/M01 A2965 RMK SLP041 T00281006 51016 VIA AUTODIAL"]
["PABE","2019-01-15T12:53:00",37,30.9,78.37,110,9,0,29.66,1004.4,10,"M","BKN","OVC","M","M",5000,7500,"M","M","M","M","M","M","M","M","M",29.73,"PABE 152153Z 11009KT 10SM BKN050 OVC075 03/M01 A2966 RMK AO2 SLP044 T00281006"]
["PABE","2019-01-15T13:53:00",37,30.9,78.37,110,9,0,29.66,1004.6,10,"M","OVC","M","M","M",5500,"M","M","M","M","M","M","M","M","M","M",29.73,"PABE 152253Z 11009KT 10SM OVC055 03/M01 A2966 RMK AO2 SLP046 T00281006"]
["PABE","2019-01-15T14:53:00",37.9,32,79.08,120,9,0,29.66,1004.4,10,"M","BKN","M","M","M",5500,"M","M","M","M","M","M","M","M","M","M",30.85,"PABE 152353Z 12009KT 10SM BKN055 03/00 A2966 RMK AO2 SLP044 T00330000 10033 20017 50003"]
["PABE","2019-01-15T15:53:00",37,32,81.93,100,7,0,29.65,1004.2,10,"M","CLR","M","M","M","M","M","M","M","M","M","M","M","M","M","M",30.87,"PABE 160053Z 10007KT 10SM CLR 03/00 A2965 RMK SLP042 T00280000 VIA AUTODIAL"]
["PABE","2019-01-15T16:53:00",36,30,78.6,80,3,0,29.66,1004.4,10,"M","BKN","M","M","M",10000,"M","M","M","M","M","M","M","M","M","M",33.26,"PABE 160153Z 08003KT 10SM BKN100 02/M01 A2966 RMK AO2 SLP044 T00221011"]
["PABE","2019-01-15T17:53:00",34,28.9,81.37,70,4,0,29.66,1004.5,10,"M","BKN","M","M","M",10000,"M","M","M","M","M","M","M","M","M","M",29.76,"PABE 160253Z 07004KT 10SM BKN100 01/M02 A2966 RMK SLP045 T00111017 53001 VIA AUTODIAL"]
["PABE","2019-01-15T18:53:00",30.9,28,88.84,30,6,0,29.66,1004.5,10,"M","BKN","M","M","M",10000,"M","M","M","M","M","M","M","M","M","M",24.21,"PABE 160353Z 03006KT 10SM BKN100 M01/M02 A2966 RMK AO2 SLP045 T10061022"]
["PABE","2019-01-15T19:53:00",30,27,88.44,20,8,0,29.66,1004.5,10,"M","BKN","M","M","M",10000,"M","M","M","M","M","M","M","M","M","M",21.65,"PABE 160453Z 02008KT 10SM BKN100 M01/M03 A2966 RMK AO2 SLP045 T10111028"]
["PABE","2019-01-15T20:53:00",28,26.1,92.46,20,8,0,29.66,1004.4,10,"M","CLR","M","M","M","M","M","M","M","M","M","M","M","M","M","M",19.19,"PABE 160553Z 02008KT 10SM CLR M02/M03 A2966 RMK AO2 SLP044 T10221033 10033 21022 57000"]
["PABE","2019-01-15T21:53:00",25,21.9,87.81,20,8,0,29.67,1004.8,10,"M","CLR","M","M","M","M","M","M","M","M","M","M","M","M","M","M",15.49,"PABE 160653Z 02008KT 10SM CLR M04/M06 A2967 RMK AO2 SLP048 T10391056"]
["PABE","2019-01-15T22:53:00",23,19.9,87.7,10,10,0,29.65,1004.4,10,"M","CLR","M","M","M","M","M","M","M","M","M","M","M","M","M","M",11.68,"PABE 160753Z 01010KT 10SM CLR M05/M07 A2965 RMK AO2 SLP044 T10501067"]
["PABE","2019-01-15T23:53:00",19,16,87.87,20,13,0,29.65,1004.1,10,"M","CLR","M","M","M","M","M","M","M","M","M","M","M","M","M","M",4.91,"PABE 160853Z 02013KT 10SM CLR M07/M09 A2965 RMK SLP041 T10721089 400331072 58004 VIA AUTODIAL"]
["PABE","2019-01-16T00:53:00",17.1,12.9,83.25,20,14,0,29.65,1004.2,10,"M","CLR","M","M","M","M","M","M","M","M","M","M","M","M","M","M",1.96,"PABE 160953Z 02014KT 10SM CLR M08/M11 A2965 RMK AO2 SLP042 T10831106"]
["PABE","2019-01-16T01:53:00",15.1,12,87.27,20,12,0,29.64,1003.8,10,"M","CLR","M","M","M","M","M","M","M","M","M","M","M","M","M","M",0.49,"PABE 161053Z 02012KT 10SM CLR M09/M11 A2964 RMK SLP038 T10941111 VIA AUTODIAL"]
["PABE","2019-01-16T02:53:00",14,10,83.77,20,16,0,29.62,1003.3,10,"M","CLR","M","M","M","M","M","M","M","M","M","M","M","M","M","M",-3.04,"PABE 161153Z 02016KT 10SM CLR M10/M12 A2962 RMK AO2 SLP033 T11001122 11022 21100 58008"]
["PABE","2019-01-16T03:53:00",12.9,9,84.07,20,17,0,29.62,1003.1,10,"M","CLR","M","M","M","M","M","M","M","M","M","M","M","M","M","M",-4.95,"PABE 161253Z 02017KT 10SM CLR M11/M13 A2962 RMK AO2 SLP031 T11061128"]
["PABE","2019-01-16T04:53:00",10.9,8.1,88.21,30,15,0,29.6,1002.6,10,"M","CLR","M","M","M","M","M","M","M","M","M","M","M","M","M","M",-6.57,"PABE 161353Z 03015KT 10SM CLR M12/M13 A2960 RMK AO2 SLP026 T11171133"]
["PABE","2019-01-16T05:53:00",10.9,7,83.93,20,14,0,29.6,1002.4,10,"M","CLR","M","M","M","M","M","M","M","M","M","M","M","M","M","M",-6.04,"PABE 161453Z 02014KT 10SM CLR M12/M14 A2960 RMK AO2 SLP024 T11171139 58008"]
["PABE","2019-01-16T06:53:00",9,6.1,87.71,10,14,0,29.58,1001.7,10,"M","CLR","M","M","M","M","M","M","M","M","M","M","M","M","M","M",-8.48,"PABE 161553Z 01014KT 10SM CLR M13/M14 A2958 RMK AO2 SLP017 T11281144"]
["PABE","2019-01-16T07:53:00",8.1,5,86.86,20,14,0,29.56,1001.2,10,"M","CLR","M","M","M","M","M","M","M","M","M","M","M","M","M","M",-9.64,"PABE 161653Z 02014KT 10SM CLR M13/M15 A2956 RMK AO2 SLP012 T11331150"]
["PABE","2019-01-16T08:53:00",7,3.9,86.8,10,14,0,29.55,1000.7,10,"M","CLR","M","M","M","M","M","M","M","M","M","M","M","M","M","M",-11.06,"PABE 161753Z 01014KT 10SM CLR M14/M16 A2955 RMK AO2 SLP007 T11391156 11100 21139 56017"]
["PABE","2019-01-16T09:53:00",7,3,83.27,30,11,0,29.55,1001,10,"M","CLR","M","M","M","M","M","M","M","M","M","M","M","M","M","M",-9.13,"PABE 161853Z 03011KT 10SM CLR M14/M16 A2955 RMK AO2 SLP010 T11391161"]
["PABE","2019-01-16T10:53:00",6.1,3,86.74,10,7,0,29.54,1000.7,10,"M","CLR","M","M","M","M","M","M","M","M","M","M","M","M","M","M",-6.79,"PABE 161953Z 01007KT 10SM CLR M14/M16 A2954 RMK AO2 SLP007 T11441161"]
["PABE","2019-01-16T11:53:00",10,6.1,83.87,20,7,0,29.55,1000.9,10,"M","BKN","OVC","M","M",6500,8000,"M","M","M","M","M","M","M","M","M",-2.04,"PABE 162053Z 02007KT 10SM BKN065 OVC080 M12/M14 A2955 RMK SLP009 T11221144 52002 VIA AUTODIAL"]
["PABE","2019-01-16T12:53:00",15.1,9,76.34,40,8,0,29.54,1000.8,10,"M","FEW","OVC","M","M",7000,8000,"M","M","M","M","M","M","M","M","M",3.3,"PABE 162153Z 04008KT 10SM FEW070 OVC080 M09/M13 A2954 RMK AO2 SLP008 T10941128"]
["PABE","2019-01-16T13:53:00",15.1,10,79.84,20,8,0,29.53,1000.4,10,"M","BKN","OVC","M","M",5500,7000,"M","M","M","M","M","M","M","M","M",3.3,"PABE 162253Z 02008KT 10SM BKN055 OVC070 M09/M12 A2953 RMK AO2 SLP004 T10941122"]
["PABE","2019-01-16T14:53:00",16,10.9,79.92,20,8,0,29.53,1000.1,10,"M","OVC","M","M","M",5500,"M","M","M","M","M","M","M","M","M","M",4.4,"PABE 162353Z 02008KT 10SM OVC055 M09/M12 A2953 RMK AO2 SLP001 T10891117 11089 21144 58008"]
["PABE","2019-01-16T15:53:00",17.1,12,80.01,30,11,0,29.52,1000,10,"M","CLR","M","M","M","M","M","M","M","M","M","M","M","M","M","M",3.64,"PABE 170053Z 03011KT 10SM CLR M08/M11 A2952 RMK SLP000 T10831111 VIA AUTODIAL"]
["PABE","2019-01-16T16:53:00",18,12.9,80.09,40,10,0,29.52,999.9,10,"M","OVC","M","M","M",7500,"M","M","M","M","M","M","M","M","M","M",5.41,"PABE 170153Z 04010KT 10SM OVC075 M08/M11 A2952 RMK AO2 SLP999 T10781106"]
["PABE","2019-01-16T17:53:00",19,12.9,76.72,30,12,0,29.52,1000.1,10,"M","OVC","M","M","M",7000,"M","M","M","M","M","M","M","M","M","M",5.46,"PABE 170253Z 03012KT 10SM OVC070 M07/M11 A2952 RMK AO2 SLP001 T10721106 55000"]
["PABE","2019-01-16T18:53:00",19,14,80.52,30,11,0,29.53,1000.2,10,"M","OVC","M","M","M",6500,"M","M","M","M","M","M","M","M","M","M",6.04,"PABE 170353Z 03011KT 10SM OVC065 M07/M10 A2953 RMK AO2 SLP002 T10721100"]
["PABE","2019-01-16T19:53:00",19.9,15.1,81.3,30,11,0,29.52,1000.1,10,"M","BKN","OVC","M","M",5000,7500,"M","M","M","M","M","M","M","M","M",7.18,"PABE 170453Z 03011KT 10SM BKN050 OVC075 M07/M09 A2952 RMK AO2 SLP001 T10671094"]
["PABE","2019-01-16T20:53:00",19.9,14,77.48,30,9,0,29.54,1000.5,10,"M","SCT","BKN","M","M",5000,9000,"M","M","M","M","M","M","M","M","M",8.47,"PABE 170553Z 03009KT 10SM SCT050 BKN090 M07/M10 A2954 RMK AO2 SLP005 T10671100 11067 21089 53004"]
["PABE","2019-01-16T21:53:00",19.9,15.1,81.3,30,9,0,29.55,1000.8,10,"M","BKN","OVC","M","M",4500,6000,"M","M","M","M","M","M","M","M","M",8.47,"PABE 170653Z 03009KT 10SM BKN045 OVC060 M07/M09 A2955 RMK AO2 SLP008 T10671094"]
["PABE","2019-01-16T22:53:00",19.9,15.1,81.3,30,10,0,29.55,1000.8,10,"M","OVC","M","M","M",7500,"M","M","M","M","M","M","M","M","M","M",7.79,"PABE 170753Z 03010KT 10SM OVC075 M07/M09 A2955 RMK AO2 SLP008 T10671094"]
["PABE","2019-01-16T23:53:00",19,15.1,84.49,50,8,0,29.56,1001.4,10,"M","CLR","M","M","M","M","M","M","M","M","M","M","M","M","M","M",8.1,"PABE 170853Z 05008KT 10SM CLR M07/M09 A2956 RMK SLP014 T10721094 410671144 53009 VIA AUTODIAL"]
["PABE","2019-01-17T00:53:00",18,14,84.05,30,7,0,29.57,1001.5,10,"M","FEW","FEW","M","M",4400,6000,"M","M","M","M","M","M","M","M","M",7.71,"PABE 170953Z 03007KT 10SM FEW044 FEW060 M08/M10 A2957 RMK AO2 SLP015 T10781100"]
["PABE","2019-01-17T01:53:00",18,15.1,88.2,30,7,0,29.58,1002,10,"M","BKN","M","M","M",7000,"M","M","M","M","M","M","M","M","M","M",7.71,"PABE 171053Z 03007KT 10SM BKN070 M08/M09 A2958 RMK AO2 SLP020 T10781094"]
["PABE","2019-01-17T02:53:00",17.1,14,87.38,30,7,0,29.6,1002.5,10,"M","FEW","M","M","M",7500,"M","M","M","M","M","M","M","M","M","M",6.62,"PABE 171153Z 03007KT 10SM FEW075 M08/M10 A2960 RMK AO2 SLP025 T10831100 11067 21083 53012"]
["PABE","2019-01-17T03:53:00",19,16,87.87,40,6,0,29.62,1003.2,10,"M","OVC","M","M","M",4500,"M","M","M","M","M","M","M","M","M","M",9.87,"PABE 171253Z 04006KT 10SM OVC045 M07/M09 A2962 RMK AO2 SLP032 T10721089"]
["PABE","2019-01-17T04:53:00",19.9,18,92.19,30,5,0,29.63,1003.7,10,"M","OVC","M","M","M",3800,"M","M","M","M","M","M","M","M","M","M",12.03,"PABE 171353Z 03005KT 10SM OVC038 M07/M08 A2963 RMK AO2 SLP037 T10671078"]
["PABE","2019-01-17T05:53:00",19.9,17.1,88.68,10,6,0,29.64,1004.1,10,"M","BKN","M","M","M",7000,"M","M","M","M","M","M","M","M","M","M",10.96,"PABE 171453Z AUTO 01006KT 10SM BKN070 M07/M08 A2964 RMK SLP041 T10671083 51015 TSNO VIA AUTODIAL"]
["PABE","2019-01-17T06:53:00",17.1,15.1,91.68,20,6,0,29.66,1004.6,10,"M","BKN","M","M","M",7000,"M","M","M","M","M","M","M","M","M","M",7.59,"PABE 171553Z 02006KT 10SM BKN070 M08/M09 A2966 RMK AO2 SLP046 T10831094"]
["PABE","2019-01-17T07:53:00",17.1,15.1,91.68,360,5,0,29.67,1004.8,10,"M","SCT","M","M","M",3800,"M","M","M","M","M","M","M","M","M","M",8.7,"PABE 171653Z 36005KT 10SM SCT038 M08/M09 A2967 RMK AO2 SLP048 T10831094"]
["PABE","2019-01-17T08:53:00",14,12,91.57,360,6,0,29.68,1005.3,10,"M","SCT","M","M","M",4500,"M","M","M","M","M","M","M","M","M","M",3.85,"PABE 171753Z 36006KT 10SM SCT045 M10/M11 A2968 RMK AO2 SLP053 T11001111 11061 21100 53012"]
["PABE","2019-01-17T09:53:00",14,10.9,87.2,360,7,0,29.71,1006.2,10,"M","BKN","M","M","M",5500,"M","M","M","M","M","M","M","M","M","M",2.84,"PABE 171853Z 36007KT 10SM BKN055 M10/M12 A2971 RMK AO2 SLP062 T11001117"]
["PABE","2019-01-17T10:53:00",12.9,10,87.92,330,9,0,29.73,1007,10,"M","CLR","M","M","M","M","M","M","M","M","M","M","M","M","M","M",-0.24,"PABE 171953Z 33009KT 10SM CLR M11/M12 A2973 RMK AO2 SLP070 T11061122"]
["PABE","2019-01-17T11:53:00",12,10,91.49,330,9,0,29.75,1007.6,10,"M","CLR","M","M","M","M","M","M","M","M","M","M","M","M","M","M",-1.35,"PABE 172053Z 33009KT 10SM CLR M11/M12 A2975 RMK SLP076 T11111122 51023 VIA AUTODIAL"]
["PABE","2019-01-17T12:53:00",14,10.9,87.2,350,11,0,29.76,1008.1,10,"M","BKN","M","M","M",4100,"M","M","M","M","M","M","M","M","M","M",-0.28,"PABE 172153Z 35011KT 10SM BKN041 M10/M12 A2976 RMK AO2 SLP081 T11001117"]
["PABE","2019-01-17T13:53:00",14,10.9,87.2,360,13,0,29.77,1008.4,10,"M","CLR","M","M","M","M","M","M","M","M","M","M","M","M","M","M",-1.49,"PABE 172253Z 36013KT 10SM CLR M10/M12 A2977 RMK AO2 SLP084 T11001117"]
["PABE","2019-01-17T14:53:00",12.9,10,87.92,350,13,0,29.78,1008.6,10,"M","CLR","M","M","M","M","M","M","M","M","M","M","M","M","M","M",-2.9,"PABE 172353Z 35013KT 10SM CLR M11/M12 A2978 RMK SLP086 T11061122 11100 21111 51010 VIA AUTODIAL"]
["PABE","2019-01-17T15:53:00",15.1,12,87.27,360,17,0,29.79,1008.8,10,"M","CLR","M","M","M","M","M","M","M","M","M","M","M","M","M","M",-2.06,"PABE 180053Z 36017KT 10SM CLR M09/M11 A2979 RMK AO2 SLP088 T10941111"]
["PABE","2019-01-17T16:53:00",17.1,14,87.38,350,12,0,29.82,1010.1,10,"M","OVC","M","M","M",3700,"M","M","M","M","M","M","M","M","M","M",3.04,"PABE 180153Z 35012KT 10SM OVC037 M08/M10 A2982 RMK AO2 SLP101 T10831100"]
["PABE","2019-01-17T17:06:00",17.1,14,87.38,350,13,0,29.83,"M",10,"M","SCT","OVC","M","M",800,3600,"M","M","M","M","M","M","M","M","M",2.48,"PABE 180206Z 35013KT 10SM SCT008 OVC036 M08/M10 A2983 RMK AO2 T10831100"]
["PABE","2019-01-17T17:53:00",18,15.1,88.2,350,10,0,29.84,1010.6,10,"M","BKN","OVC","M","M",1200,3600,"M","M","M","M","M","M","M","M","M",5.41,"PABE 180253Z 35010KT 10SM BKN012 OVC036 M08/M09 A2984 RMK AO2 SLP106 T10781094 53020"]
["PABE","2019-01-17T18:53:00",19,17.1,92.15,330,12,0,29.85,1011.1,10,"M","OVC","M","M","M",1000,"M","M","M","M","M","M","M","M","M","M",5.46,"PABE 180353Z 33012KT 10SM OVC010 M07/M08 A2985 RMK AO2 SLP111 T10721083"]
["PABE","2019-01-17T19:53:00",19,17.1,92.15,340,12,0,29.86,1011.4,9,"M","FEW","OVC","M","M",1000,4200,"M","M","M","M","M","M","M","M","M",5.46,"PABE 180453Z 34012KT 9SM FEW010 OVC042 M07/M08 A2986 RMK AO2 SLP114 T10721083"]
["PABE","2019-01-17T20:29:00",19.9,18,92.19,330,12,0,29.87,"M",5,"M","BKN","OVC","M","M",2400,4300,"M","M","BR","M","M","M","M","M","M",6.6,"PABE 180529Z 33012KT 5SM BR BKN024 OVC043 M07/M08 A2987 RMK AO2 T10671078"]
["PABE","2019-01-17T20:53:00",19.9,18,92.19,330,13,"T",29.87,1011.8,3,"M","OVC","M","M","M",2400,"M","M","M",{"$f":"-SN BR","v":{"$error":"#NAME?"}},"M","M","M","M","M","M",6.07,"PABE 180553Z 33013KT 3SM -SN BR OVC024 M07/M08 A2987 RMK AO2 SNB50 SLP118 P0000 60000 T10671078 11067 21106 53006"]
["PABE","2019-01-17T21:53:00",21,19.9,95.43,330,16,"T",29.89,1012.3,9,"M","BKN","OVC","M","M",2400,3400,"M","M","M","M","M","M","M","M","M",6.08,"PABE 180653Z 33016KT 9SM BKN024 OVC034 M06/M07 A2989 RMK AO2 SNE26 SLP123 P0000 T10611067"]
["PABE","2019-01-17T22:24:00",21,19.9,95.43,330,13,"T",29.89,"M",2,"M","FEW","OVC","M","M",1300,2400,"M","M",{"$f":"-SN BR","v":{"$error":"#NAME?"}},"M","M","M","M","M","M",7.48,"PABE 180724Z 33013KT 2SM -SN BR FEW013 OVC024 M06/M07 A2989 RMK AO2 SNB20 P0000 T10611067"]
["PABE","2019-01-17T22:48:00",21.2,19.4,92.63,330,15,0.01,29.9,"M",2,"M","OVC","M","M","M",1500,"M","M","M",{"$f":"-SN BR","v":{"$error":"#NAME?"}},"M","M","M","M","M","M",6.78,"PABE 180748Z 33015KT 2SM -SN BR OVC015 M06/M07 A2990 RMK AO2 SNB20 P0001"]
["PABE","2019-01-17T22:53:00",21,19.9,95.43,330,16,0.01,29.9,1012.6,2,"M","OVC","M","M","M",1500,"M","M","M",{"$f":"-SN BR","v":{"$error":"#NAME?"}},"M","M","M","M","M","M",6.08,"PABE 180753Z 33016KT 2SM -SN BR OVC015 M06/M07 A2990 RMK AO2 SNB20 SLP126 P0001 T10611067"]
["PABE","2019-01-17T23:53:00",21,19.9,95.43,340,17,"T",29.91,1012.9,10,"M","BKN","BKN","OVC","M",1200,2500,3300,"M","M","M","M","M","M","M","M",5.66,"PABE 180853Z 34017KT 10SM BKN012 BKN025 OVC033 M06/M07 A2991 RMK AO2 SNE09 SLP129 P0000 60001 T10611067 410611111 51012"]
["PABE","2019-01-18T00:32:00",21,19.9,95.43,340,14,0,29.91,"M",10,"M","BKN","OVC","M","M",700,1100,"M","M","M","M","M","M","M","M","M",6.98,"PABE 180932Z 34014KT 10SM BKN007 OVC011 M06/M07 A2991 RMK AO2 T10611067"]
["PABE","2019-01-18T00:53:00",21,19.9,95.43,350,15,0,29.91,1013.2,9,"M","OVC","M","M","M",800,"M","M","M","M","M","M","M","M","M","M",6.52,"PABE 180953Z 35015KT 9SM OVC008 M06/M07 A2991 RMK AO2 SLP132 T10611067"]
["PABE","2019-01-18T01:53:00",21,19.9,95.43,350,12,0,29.93,1013.8,10,"M","OVC","M","M","M",1000,"M","M","M","M","M","M","M","M","M","M",8,"PABE 181053Z 35012KT 10SM OVC010 M06/M07 A2993 RMK AO2 SLP138 T10611067"]
["PABE","2019-01-18T02:53:00",21,19,91.83,350,12,0,29.95,1014.3,10,"M","OVC","M","M","M",900,"M","M","M","M","M","M","M","M","M","M",8,"PABE 181153Z 35012KT 10SM OVC009 M06/M07 A2995 RMK AO2 SLP143 60001 70001 T10611072 11061 21067 53014"]
["PABE","2019-01-18T03:53:00",21,19,91.83,360,11,0,29.96,1014.8,10,"M","OVC","M","M","M",800,"M","M","M","M","M","M","M","M","M","M",8.57,"PABE 181253Z 36011KT 10SM OVC008 M06/M07 A2996 RMK AO2 SLP148 T10611072"]
["PABE","2019-01-18T04:29:00",21,19,91.83,350,11,0,29.96,"M",10,"M","OVC","M","M","M",1100,"M","M","M","M","M","M","M","M","M","M",8.57,"PABE 181329Z 35011KT 10SM OVC011 M06/M07 A2996 RMK AO2 T10611072"]
["PABE","2019-01-18T04:42:00",21,19,91.83,350,11,0,29.97,"M",10,"M","OVC","M","M","M",1500,"M","M","M","M","M","M","M","M","M","M",8.57,"PABE 181342Z 35011KT 10SM OVC015 M06/M07 A2997 RMK AO2 T10611072"]
["PABE","2019-01-18T04:53:00",21,19,91.83,340,13,0,29.97,1015.1,10,"M","OVC","M","M","M",1500,"M","M","M","M","M","M","M","M","M","M",7.48,"PABE 181353Z 34013KT 10SM OVC015 M06/M07 A2997 RMK AO2 SLP151 T10611072"]
["PABE","2019-01-18T05:53:00",19.9,14,77.48,340,15,0,29.97,1015.2,10,"M","BKN","OVC","M","M",1800,2700,"M","M","M","M","M","M","M","M","M",5.09,"PABE 181453Z AUTO 34015KT 10SM BKN018 OVC027 M07/M10 A2997 RMK AO2 SLP152 T10671100 51009 TSNO"]
["PABE","2019-01-18T06:48:00",17.6,10.4,72.93,340,16,0,29.98,"M",10,"M","SCT","BKN","M","M",1900,3200,"M","M","M","M","M","M","M","M","M",1.65,"PABE 181548Z AUTO 34016KT 10SM SCT019 BKN032 M08/M12 A2998 RMK AO2 TSNO"]
["PABE","2019-01-18T06:53:00",17.1,9,69.99,340,17,0,29.98,1015.6,10,"M","FEW","BKN","M","M",1900,3200,"M","M","M","M","M","M","M","M","M",0.56,"PABE 181553Z AUTO 34017KT 10SM FEW019 BKN032 M08/M13 A2998 RMK SLP156 T10831128 TSNO VIA AUTODIAL"]
["PABE","2019-01-18T07:53:00",12,6.1,76.73,330,14,0,29.99,1015.9,10,"M","CLR","M","M","M","M","M","M","M","M","M","M","M","M","M","M",-4.62,"PABE 181653Z 33014KT 10SM CLR M11/M14 A2999 RMK AO2 SLP159 T11111144"]
["PABE","2019-01-18T08:53:00",9,3,76.08,330,16,0,30,1016.3,10,"M","CLR","M","M","M","M","M","M","M","M","M","M","M","M","M","M",-9.56,"PABE 181753Z 33016KT 10SM CLR M13/M16 A3000 RMK AO2 SLP163 T11281161 11061 21128 53007"]
["PABE","2019-01-18T09:53:00",8.1,1,72.2,340,16,0,30.01,1016.5,10,"M","CLR","M","M","M","M","M","M","M","M","M","M","M","M","M","M",-10.73,"PABE 181853Z 34016KT 10SM CLR M13/M17 A3001 RMK AO2 SLP165 T11331172"]
["PABE","2019-01-18T10:53:00",6.1,0,75.43,330,14,0,30.02,1016.8,10,"M","CLR","M","M","M","M","M","M","M","M","M","M","M","M","M","M",-12.22,"PABE 181953Z 33014KT 10SM CLR M14/M18 A3002 RMK AO2 SLP168 T11441178"]
["PABE","2019-01-18T11:53:00",5,-0.9,76.03,330,14,0,30.02,1017,10,"M","CLR","M","M","M","M","M","M","M","M","M","M","M","M","M","M",-13.64,"PABE 182053Z 33014KT 10SM CLR M15/M18 A3002 RMK AO2 SLP170 T11501183 52007"]
["PABE","2019-01-18T12:53:00",7,0,72.41,340,17,0,30.02,1016.7,10,"M","CLR","M","M","M","M","M","M","M","M","M","M","M","M","M","M",-12.68,"PABE 182153Z 34017KT 10SM CLR M14/M18 A3002 RMK SLP167 T11391178 VIA AUTODIAL"]
["PABE","2019-01-18T13:53:00",7,0,72.41,340,14,0,30.01,1016.7,10,"M","CLR","M","M","M","M","M","M","M","M","M","M","M","M","M","M",-11.06,"PABE 182253Z 34014KT 10SM CLR M14/M18 A3001 RMK AO2 SLP167 T11391178"]
["PABE","2019-01-18T14:53:00",7,0,72.41,340,14,0,30.01,1016.6,10,"M","CLR","M","M","M","M","M","M","M","M","M","M","M","M","M","M",-11.06,"PABE 182353Z 34014KT 10SM CLR M14/M18 A3001 RMK AO2 SLP166 T11391178 11128 21150 56004"]
["PABE","2019-01-18T15:53:00",6.1,0,75.43,340,11,0,30.02,1016.7,10,"M","CLR","M","M","M","M","M","M","M","M","M","M","M","M","M","M",-10.26,"PABE 190053Z 34011KT 10SM CLR M14/M18 A3002 RMK AO2 SLP167 T11441178"]
["PABE","2019-01-18T16:53:00",5,0,79.32,330,12,0,30.01,1016.7,10,"M","CLR","M","M","M","M","M","M","M","M","M","M","M","M","M","M",-12.36,"PABE 190153Z 33012KT 10SM CLR M15/M18 A3001 RMK SLP167 T11501178 VIA AUTODIAL"]
["PABE","2019-01-18T17:53:00",3.9,-0.9,79.97,350,13,0,30.02,1016.7,10,"M","CLR","M","M","M","M","M","M","M","M","M","M","M","M","M","M",-14.43,"PABE 190253Z 35013KT 10SM CLR M16/M18 A3002 RMK AO2 SLP167 T11561183 51001"]
["PABE","2019-01-18T18:53:00",3,-2,79.14,340,11,0,30.02,1017,10,"M","CLR","M","M","M","M","M","M","M","M","M","M","M","M","M","M",-14.18,"PABE 190353Z 34011KT 10SM CLR M16/M19 A3002 RMK SLP170 T11611189 VIA AUTODIAL"]
["PABE","2019-01-18T19:53:00",3,-2,79.14,340,11,0,30.02,1016.8,10,"M","CLR","M","M","M","M","M","M","M","M","M","M","M","M","M","M",-14.18,"PABE 190453Z 34011KT 10SM CLR M16/M19 A3002 RMK AO2 SLP168 T11611189"]
["PABE","2019-01-18T20:23:00",3.9,-0.9,79.97,350,12,0,30.02,"M",10,"M","BKN","M","M","M",1400,"M","M","M","M","M","M","M","M","M","M",-13.76,"PABE 190523Z 35012KT 10SM BKN014 M16/M18 A3002 RMK AO2 T11561183"]
["PABE","2019-01-18T20:53:00",6.1,1,79.05,360,12,0,30.02,1016.8,10,"M","OVC","M","M","M",1000,"M","M","M","M","M","M","M","M","M","M",-10.96,"PABE 190553Z 36012KT 10SM OVC010 M14/M17 A3002 RMK AO2 SLP168 T11441172 11139 21167 50001"]
["PABE","2019-01-18T21:12:00",6.1,1,79.05,350,11,0,30.02,"M",10,"M","OVC","M","M","M",900,"M","M","M","M","M","M","M","M","M","M",-10.26,"PABE 190612Z 35011KT 10SM OVC009 M14/M17 A3002 RMK AO2 T11441172"]
["PABE","2019-01-18T21:53:00",7,1.9,79.13,350,10,0,30.02,1016.8,10,"M","OVC","M","M","M",900,"M","M","M","M","M","M","M","M","M","M",-8.38,"PABE 190653Z 35010KT 10SM OVC009 M14/M17 A3002 RMK AO2 SLP168 T11391167"]
["PABE","2019-01-18T22:53:00",3,-0.9,83.36,340,10,0,30.02,1016.9,10,"M","SCT","M","M","M",1400,"M","M","M","M","M","M","M","M","M","M",-13.4,"PABE 190753Z 34010KT 10SM SCT014 M16/M18 A3002 RMK AO2 SLP169 T11611183"]
["PABE","2019-01-18T23:53:00",1,-2,86.84,330,9,0,30.03,1017.2,10,"M","CLR","M","M","M","M","M","M","M","M","M","M","M","M","M","M",-15.03,"PABE 190853Z 33009KT 10SM CLR M17/M19 A3003 RMK AO2 SLP172 T11721189 410611172 53003"]
["PABE","2019-01-19T00:53:00",1,-2,86.84,340,9,0,30.03,1017.3,10,"M","CLR","M","M","M","M","M","M","M","M","M","M","M","M","M","M",-15.03,"PABE 190953Z 34009KT 10SM CLR M17/M19 A3003 RMK AO2 SLP173 T11721189"]
["PABE","2019-01-19T01:53:00",0,-2.9,87.19,330,10,0,30.04,1017.5,10,"M","CLR","M","M","M","M","M","M","M","M","M","M","M","M","M","M",-17.16,"PABE 191053Z 33010KT 10SM CLR M18/M19 A3004 RMK AO2 SLP175 T11781194"]
["PABE","2019-01-19T02:53:00",0,-2.9,87.19,340,7,0,30.03,1017.2,10,"M","CLR","M","M","M","M","M","M","M","M","M","M","M","M","M","M",-14.23,"PABE 191153Z 34007KT 10SM CLR M18/M19 A3003 RMK AO2 SLP172 T11781194 11133 21178 50001"]
["PABE","2019-01-19T03:53:00",-0.9,-4,86.31,340,10,0,30.04,1017.6,10,"M","CLR","M","M","M","M","M","M","M","M","M","M","M","M","M","M",-18.29,"PABE 191253Z 34010KT 10SM CLR M18/M20 A3004 RMK SLP176 T11831200 VIA AUTODIAL"]
["PABE","2019-01-19T04:53:00",-2,-5.1,86.24,350,8,0,30.03,1017.3,10,"M","CLR","M","M","M","M","M","M","M","M","M","M","M","M","M","M",-17.77,"PABE 191353Z 35008KT 10SM CLR M19/M21 A3003 RMK AO2 SLP173 T11891206"]
["PABE","2019-01-19T05:53:00",-2,-6,82.58,330,10,0,30.03,1017.4,10,"M","CLR","M","M","M","M","M","M","M","M","M","M","M","M","M","M",-19.67,"PABE 191453Z AUTO 33010KT 10SM CLR M19/M21 A3003 RMK AO2 SLP174 T11891211 51001 TSNO"]
["PABE","2019-01-19T06:53:00",-2,-5.1,86.24,340,9,0,30.03,1017.2,10,"M","CLR","M","M","M","M","M","M","M","M","M","M","M","M","M","M",-18.76,"PABE 191553Z 34009KT 10SM CLR M19/M21 A3003 RMK SLP172 T11891206 VIA AUTODIAL"]
["PABE","2019-01-19T07:53:00",-0.9,-4,86.31,340,9,0,30.02,1016.9,10,"M","SCT","M","M","M",4200,"M","M","M","M","M","M","M","M","M","M",-17.4,"PABE 191653Z 34009KT 10SM SCT042 M18/M20 A3002 RMK AO2 SLP169 T11831200"]
["PABE","2019-01-19T08:53:00",3,-0.9,83.36,10,6,0,30.01,1016.5,10,"M","OVC","M","M","M",3900,"M","M","M","M","M","M","M","M","M","M",-9.4,"PABE 191753Z 01006KT 10SM OVC039 M16/M18 A3001 RMK AO2 SLP165 T11611183 11161 21189 58007"]
["PABE","2019-01-19T09:53:00",5,0,79.32,350,7,0,30.02,1016.9,10,"M","FEW","OVC","M","M",3500,4400,"M","M","M","M","M","M","M","M","M",-8.13,"PABE 191853Z 35007KT 10SM FEW035 OVC044 M15/M18 A3002 RMK AO2 SLP169 T11501178"]
["PABE","2019-01-19T10:53:00",7,3,83.27,350,7,0,30.03,1017.1,10,"M","OVC","M","M","M",2900,"M","M","M","M","M","M","M","M","M","M",-5.69,"PABE 191953Z 35007KT 10SM OVC029 M14/M16 A3003 RMK AO2 SLP171 T11391161"]
["PABE","2019-01-19T11:42:00",8.1,3.9,82.58,10,6,0,30.01,"M",10,"M","SCT","BKN","OVC","M",2300,3200,4100,"M","M","M","M","M","M","M","M",-3.25,"PABE 192042Z 01006KT 10SM SCT023 BKN032 OVC041 M13/M16 A3001 RMK AO2 T11331156"]
["PABE","2019-01-19T11:53:00",9,3.9,79.31,10,6,0,30.01,1016.5,10,"M","SCT","OVC","M","M",3200,4100,"M","M","M","M","M","M","M","M","M",-2.17,"PABE 192053Z 01006KT 10SM SCT032 OVC041 M13/M16 A3001 RMK AO2 SLP165 T11281156 50000"]
["PABE","2019-01-19T12:53:00",10,5,79.76,350,5,0,30.01,1016.5,10,"M","BKN","OVC","M","M",3100,4200,"M","M","M","M","M","M","M","M","M",0.27,"PABE 192153Z 35005KT 10SM BKN031 OVC042 M12/M15 A3001 RMK AO2 SLP165 T11221150"]
["PABE","2019-01-19T13:39:00",10.9,6.1,80.57,10,5,0,30.01,"M",10,"M","BKN","OVC","M","M",1500,3400,"M","M","M","M","M","M","M","M","M",1.34,"PABE 192239Z 01005KT 10SM BKN015 OVC034 M12/M14 A3001 RMK AO2 T11171144"]
["PABE","2019-01-19T13:53:00",10.9,6.1,80.57,10,5,0,30.01,1016.5,10,"M","BKN","OVC","M","M",1500,3400,"M","M","M","M","M","M","M","M","M",1.34,"PABE 192253Z 01005KT 10SM BKN015 OVC034 M12/M14 A3001 RMK AO2 SLP165 T11171144"]
["PABE","2019-01-19T14:00:00",10.9,6.1,80.57,30,5,0,30.01,"M",10,"M","BKN","OVC","M","M",1400,3400,"M","M","M","M","M","M","M","M","M",1.34,"PABE 192300Z 03005KT 10SM BKN014 OVC034 M12/M14 A3001 RMK AO2 T11171144"]
["PABE","2019-01-19T14:53:00",10.9,6.1,80.57,10,4,0,30,1016.2,10,"M","BKN","BKN","OVC","M",1200,2300,3700,"M","M","M","M","M","M","M","M",2.78,"PABE 192353Z 01004KT 10SM BKN012 BKN023 OVC037 M12/M14 A3000 RMK AO2 SLP162 T11171144 11117 21161 58003"]
["PABE","2019-01-19T15:53:00",12,6.1,76.73,30,4,0,29.98,1015.6,10,"M","FEW","BKN","OVC","M",1000,1800,4100,"M","M","M","M","M","M","M","M",4.07,"PABE 200053Z 03004KT 10SM FEW010 BKN018 OVC041 M11/M14 A2998 RMK AO2 SLP156 T11111144"]
["PABE","2019-01-19T16:02:00",12,7,79.93,20,4,0,29.98,"M",10,"M","FEW","SCT","OVC","M",800,1800,4100,"M","M","M","M","M","M","M","M",4.07,"PABE 200102Z 02004KT 10SM FEW008 SCT018 OVC041 M11/M14 A2998 RMK AO2 T11111139"]
["PABE","2019-01-19T16:28:00",12,6.1,76.73,20,4,0,29.98,"M",10,"M","FEW","BKN","OVC","M",900,1900,3900,"M","M","M","M","M","M","M","M",4.07,"PABE 200128Z 02004KT 10SM FEW009 BKN019 OVC039 M11/M14 A2998 RMK AO2 T11111144"]
["PABE","2019-01-19T16:53:00",12,6.1,76.73,20,4,0,29.98,1015.6,10,"M","SCT","OVC","M","M",1000,1800,"M","M","M","M","M","M","M","M","M",4.07,"PABE 200153Z 02004KT 10SM SCT010 OVC018 M11/M14 A2998 RMK AO2 SLP156 T11111144"]
["PABE","2019-01-19T17:53:00",12,7,79.93,20,4,0,29.98,1015.6,10,"M","BKN","OVC","M","M",1000,1600,"M","M","M","M","M","M","M","M","M",4.07,"PABE 200253Z 02004KT 10SM BKN010 OVC016 M11/M14 A2998 RMK AO2 SLP156 T11111139 56006"]
["PABE","2019-01-19T18:53:00",12,7,79.93,30,5,0,29.98,1015.4,10,"M","OVC","M","M","M",1000,"M","M","M","M","M","M","M","M","M","M",2.64,"PABE 200353Z 03005KT 10SM OVC010 M11/M14 A2998 RMK AO2 SLP154 T11111139"]
["PABE","2019-01-19T19:53:00",12,8.1,84.01,10,5,0,29.98,1015.4,10,"M","OVC","M","M","M",1000,"M","M","M","M","M","M","M","M","M","M",2.64,"PABE 200453Z 01005KT 10SM OVC010 M11/M13 A2998 RMK AO2 SLP154 T11111133"]
["PABE","2019-01-19T20:01:00",12,8.1,84.01,10,6,0,29.97,"M",10,"M","OVC","M","M","M",900,"M","M","M","M","M","M","M","M","M","M",1.44,"PABE 200501Z 01006KT 10SM OVC009 M11/M13 A2997 RMK AO2 T11111133"]
["PABE","2019-01-19T20:53:00",12,8.1,84.01,20,6,0,29.98,1015.4,10,"M","OVC","M","M","M",600,"M","M","M","M","M","M","M","M","M","M",1.44,"PABE 200553Z 02006KT 10SM OVC006 M11/M13 A2998 RMK AO2 SLP154 T11111133 11111 21117 55002"]
["PABE","2019-01-19T21:32:00",10.9,10,96.07,20,8,0,29.99,"M",6,"M","OVC","M","M","M",400,"M","M","M","BR","M","M","M","M","M","M",-1.88,"PABE 200632Z 02008KT 6SM BR OVC004 M12/M12 A2999 RMK AO2 T11171122"]
["PABE","2019-01-19T21:53:00",10.9,10,96.07,20,8,0,29.99,1015.8,10,"M","OVC","M","M","M",500,"M","M","M","M","M","M","M","M","M","M",-1.88,"PABE 200653Z 02008KT 10SM OVC005 M12/M12 A2999 RMK CIG 003V007 SLP158 T11171122 VIA AUTODIAL"]
["PABE","2019-01-19T22:53:00",9,8.1,96.03,10,8,0,29.99,1015.7,10,"M","BKN","M","M","M",800,"M","M","M","M","T","M","M","M","M","M",-4.22,"PABE 200753Z 01008KT 10SM BKN008 M13/M13 A2999 RMK AO2 SLP157 I1000 T11281133"]
["PABE","2019-01-19T23:03:00",9,7,91.37,10,8,0,29.99,"M",10,"M","SCT","M","M","M",800,"M","M","M","M","M","M","M","M","M","M",-4.22,"PABE 200803Z 01008KT 10SM SCT008 M13/M14 A2999 RMK AO2 T11281139"]
["PABE","2019-01-19T23:53:00",6.1,3,86.74,10,7,0,30,1016.3,10,"M","BKN","M","M","M",1300,"M","M","M","M","T","T","M","M","M","M",-6.79,"PABE 200853Z 01007KT 10SM BKN013 M14/M16 A3000 RMK AO2 SLP163 I1000 I3000 T11441161 411111189 53009"]
["PABE","2019-01-20T00:53:00",3.9,1.9,91.16,30,8,0,30.01,1016.5,10,"M","BKN","OVC","M","M",300,900,"M","M","M","T","M","M","M","M","M",-10.5,"PABE 200953Z 03008KT 10SM BKN003 OVC009 M16/M17 A3001 RMK AO2 SLP165 I1000 T11561167"]
["PABE","2019-01-20T01:38:00",3.9,1.9,91.16,10,8,0,30.01,"M",10,"M","SCT","M","M","M",200,"M","M","M","M","M","M","M","M","M","M",-10.5,"PABE 201038Z 01008KT 10SM SCT002 M16/M17 A3001 RMK AO2 T11561167"]
["PABE","2019-01-20T01:53:00",3.9,1.9,91.16,20,10,0,30.01,1016.4,4,"M","BKN","M","M","M",200,"M","M","M","BR","M","M","M","M","M","M",-12.27,"PABE 201053Z 02010KT 4SM BR BKN002 M16/M17 A3001 RMK AO2 SLP164 T11561167"]
["PABE","2019-01-20T02:36:00",3.9,3,95.93,10,10,0,30.01,"M",0.75,"M","OVC","M","M","M",200,"M","M","M","BR","M","M","M","M","M","M",-12.27,"PABE 201136Z 01010KT 3/4SM R19R/3500V4500FT BR OVC002 M16/M16 A3001 RMK AO2 T11561161"]
["PABE","2019-01-20T02:53:00",5,3,91.21,10,11,0,30.01,1016.4,2,"M","OVC","M","M","M",200,"M","M","M","BR","M","M","T","M","M","M",-11.65,"PABE 201153Z 01011KT 2SM R19R/6000VP6000FT BR OVC002 M15/M16 A3001 RMK AO2 SLP164 I6000 T11501161 11128 21156 50001"]
["PABE","2019-01-20T03:46:00",1.9,0,91.51,10,14,0,30,"M",10,"M","OVC","M","M","M",300,"M","M","M","M","T","M","M","M","M","M",-17.64,"PABE 201246Z 01014KT 10SM OVC003 M17/M18 A3000 RMK AO2 I1000 T11671178"]
["PABE","2019-01-20T03:53:00",1.9,0,91.51,10,12,0,30,1016.1,10,"M","OVC","M","M","M",300,"M","M","M","M","T","M","M","M","M","M",-16.31,"PABE 201253Z 01012KT 10SM OVC003 M17/M18 A3000 RMK AO2 SLP161 I1000 T11671178"]
["PABE","2019-01-20T04:10:00",1,-0.9,91.47,10,12,0,29.99,"M",10,"M","SCT","M","M","M",300,"M","M","M","M","M","M","M","M","M","M",-17.45,"PABE 201310Z AUTO 01012KT 10SM SCT003 M17/M18 A2999 RMK AO2 T11721183 TSNO"]
["PABE","2019-01-20T04:53:00",0,-2,91,10,11,0,29.98,1015.6,10,"M","CLR","M","M","M","M","M","M","M","M","T","M","M","M","M","M",-17.97,"PABE 201353Z AUTO 01011KT 10SM CLR M18/M19 A2998 RMK SLP156 I1000 T11781189 TSNO VIA AUTODIAL"]
["PABE","2019-01-20T05:53:00",0,-2.9,87.19,10,11,0,29.97,1015.2,10,"M","CLR","M","M","M","M","M","M","M","M","T","T","M","M","M","M",-17.97,"PABE 201453Z AUTO 01011KT 10SM CLR M18/M19 A2997 RMK SLP152 I1000 I3000 T11781194 58012 TSNO VIA AUTODIAL"]
["PABE","2019-01-20T06:53:00",0,-2.9,87.19,30,10,0,29.97,1015,10,"M","CLR","M","M","M","M","M","M","M","M","M","M","M","M","M","M",-17.16,"PABE 201553Z 03010KT 10SM CLR M18/M19 A2997 RMK AO2 SLP150 T11781194"]
["PABE","2019-01-20T07:53:00",-0.9,-4,86.31,360,12,0,29.96,1014.9,10,"M","CLR","M","M","M","M","M","M","M","M","T","M","M","M","M","M",-19.87,"PABE 201653Z 36012KT 10SM CLR M18/M20 A2996 RMK SLP149 I1000 T11831200 VIA AUTODIAL"]
["PABE","2019-01-20T08:53:00",-2,-5.1,86.24,10,13,0,29.96,1014.8,10,"M","CLR","M","M","M","M","M","M","M","M","M","M","T","M","M","M",-21.99,"PABE 201753Z 01013KT 10SM CLR M19/M21 A2996 RMK AO2 SLP148 I6000 T11891206 11150 21189 58004"]
["PABE","2019-01-20T09:53:00",-2.9,-6,86.18,10,14,0,29.96,1014.9,10,"M","CLR","M","M","M","M","M","M","M","M","M","M","M","M","M","M",-23.82,"PABE 201853Z 01014KT 10SM CLR M19/M21 A2996 RMK AO2 SLP149 T11941211"]
["PABE","2019-01-20T10:53:00",-4,-7.1,86.11,10,11,0,29.97,1015.1,10,"M","CLR","M","M","M","M","M","M","M","M","M","M","M","M","M","M",-23.03,"PABE 201953Z 01011KT 10SM CLR M20/M22 A2997 RMK SLP151 T12001217 VIA AUTODIAL"]
["PABE","2019-01-20T11:53:00",-2.9,-7.1,81.71,10,13,0,29.95,1014.7,10,"M","CLR","M","M","M","M","M","M","M","M","T","T","M","M","M","M",-23.14,"PABE 202053Z 01013KT 10SM CLR M19/M22 A2995 RMK AO2 SLP147 I1000 I3000 T11941217 58002"]
["PABE","2019-01-20T12:53:00",-2.9,-7.1,81.71,10,14,0,29.93,1013.9,10,"M","CLR","M","M","M","M","M","M","M","M","M","M","M","M","M","M",-23.82,"PABE 202153Z 01014KT 10SM CLR M19/M22 A2993 RMK AO2 SLP139 T11941217"]
["PABE","2019-01-20T13:53:00",-2.9,-7.1,81.71,20,15,0,29.91,1013,10,"M","CLR","M","M","M","M","M","M","M","M","M","M","M","M","M","M",-24.46,"PABE 202253Z 02015KT 10SM CLR M19/M22 A2991 RMK AO2 SLP130 T11941217"]
["PABE","2019-01-20T14:53:00",-2.9,-7.1,81.71,20,17,0,29.88,1012.4,10,"M","CLR","M","M","M","M","M","M","M","M","M","M","T","M","M","M",-25.65,"PABE 202353Z 02017KT 10SM CLR M19/M22 A2988 RMK AO2 SLP124 I6000 T11941217 11189 21200 56023"]
["PABE","2019-01-20T15:53:00",-2.9,-8,78.21,20,19,0,29.85,1011.1,10,"M","CLR","M","M","M","M","M","M","M","M","M","M","M","M","M","M",-26.72,"PABE 210053Z 02019KT 10SM CLR M19/M22 A2985 RMK AO2 SLP111 T11941222"]
["PABE","2019-01-20T16:53:00",-5.1,-9,82.74,20,14,0,29.83,1010.5,10,"M","CLR","M","M","M","M","M","M","M","M","M","M","M","M","M","M",-26.66,"PABE 210153Z 02014KT 10SM CLR M21/M23 A2983 RMK AO2 SLP105 T12061228"]
["PABE","2019-01-20T17:53:00",-6,-9.9,82.67,30,19,0,29.83,1010.5,10,"M","CLR","M","M","M","M","M","M","M","M","M","M","M","M","M","M",-30.81,"PABE 210253Z 03019KT 10SM CLR M21/M23 A2983 RMK AO2 SLP105 T12111233 56019"]
["PABE","2019-01-20T18:53:00",-6,-11,78.29,20,18,0,29.81,1009.9,10,"M","CLR","M","M","M","M","M","M","M","M","M","M","M","M","M","M",-30.27,"PABE 210353Z 02018KT 10SM CLR M21/M24 A2981 RMK AO2 SLP099 T12111239"]
["PABE","2019-01-20T19:53:00",-7.1,-11,82.58,20,21,0,29.78,1009,10,27,"CLR","M","M","M","M","M","M","M","M","M","M","M",28,20,"2019-01-20T19:43:00",-33.3,"PABE 210453Z 02021G27KT 10SM CLR M22/M24 A2978 RMK PK WND 02028/0443 SLP090 T12171239 VIA AUTODIAL"]
["PABE","2019-01-20T20:53:00",-7.1,-11.9,78.97,30,19,0,29.77,1008.5,10,"M","CLR","M","M","M","M","M","M","M","M","M","M","M",29,30,"2019-01-20T20:05:00",-32.27,"PABE 210553Z 03019KT 10SM CLR M22/M24 A2977 RMK AO2 PK WND 03029/0505 SLP085 T12171244 11194 21217 56019"]
["PABE","2019-01-20T21:53:00",-8,-11.9,82.51,30,20,0,29.76,1008.3,10,"M","CLR","M","M","M","M","M","M","M","M","M","M","M",29,20,"2019-01-20T21:01:00",-33.99,"PABE 210653Z 03020KT 10SM CLR M22/M24 A2976 RMK AO2 PK WND 02029/0601 SLP083 T12221244"]
["PABE","2019-01-20T22:53:00",-8,-11.9,82.51,20,16,0,29.75,1007.9,10,"M","CLR","M","M","M","M","M","M","M","M","M","M","M","M","M","M",-31.72,"PABE 210753Z 02016KT 10SM CLR M22/M24 A2975 RMK AO2 SLP079 T12221244"]
["PABE","2019-01-20T23:53:00",-8,-13,78.1,20,20,0,29.74,1007.3,10,"M","CLR","M","M","M","M","M","M","M","M","M","M","M","M","M","M",-33.99,"PABE 210853Z 02020KT 10SM CLR M22/M25 A2974 RMK AO2 SLP073 T12221250 411441222 58012"]
["PABE","2019-01-21T00:53:00",-9,-13,82.02,20,21,0,29.73,1007.1,10,"M","CLR","M","M","M","M","M","M","M","M","M","M","M",27,10,"2019-01-21T00:14:00",-35.83,"PABE 210953Z 02021KT 10SM CLR M23/M25 A2973 RMK AO2 PK WND 01027/0914 SLP071 T12281250"]
["PABE","2019-01-21T01:53:00",-9,-14.1,77.61,30,21,0,29.7,1005.9,10,26,"CLR","M","M","M","M","M","M","M","M","M","M","M",28,20,"2019-01-21T01:01:00",-35.83,"PABE 211053Z 03021G26KT 10SM CLR M23/M26 A2970 RMK PK WND 02028/1001 SLP059 T12281256 VIA AUTODIAL"]
["PABE","2019-01-21T02:53:00",-9,-14.1,77.61,30,21,0,29.68,1005.4,10,27,"CLR","M","M","M","M","M","M","M","M","M","M","M",31,20,"2019-01-21T02:40:00",-35.83,"PABE 211153Z 03021G27KT 10SM CLR M23/M26 A2968 RMK AO2 PK WND 02031/1140 SLP054 T12281256 11217 21228 58019"]
["PABE","2019-01-21T03:53:00",-9,-13,82.02,30,23,0,29.66,1004.8,10,30,"CLR","M","M","M","M","M","M","M","M","M","M","M",31,30,"2019-01-21T03:23:00",-36.8,"PABE 211253Z 03023G30KT 10SM CLR M23/M25 A2966 RMK AO2 PK WND 03031/1223 SLP048 T12281250"]
["PABE","2019-01-21T04:53:00",-9,-14.1,77.61,30,24,0,29.65,1004.4,10,32,"CLR","M","M","M","M","M","M","M","M","M","M","M",32,30,"2019-01-21T04:52:00",-37.25,"PABE 211353Z AUTO 03024G32KT 10SM CLR M23/M26 A2965 RMK AO2 PK WND 03032/1352 SLP044 T12281256 TSNO"]
["PABE","2019-01-21T05:53:00",-9.9,-15,77.52,30,24,0,29.63,1003.7,10,31,"CLR","M","M","M","M","M","M","M","M","M","M","M",32,30,"2019-01-21T05:28:00",-38.47,"PABE 211453Z AUTO 03024G31KT 10SM CLR M23/M26 A2963 RMK AO2 PK WND 03032/1428 SLP037 T12331261 58017 TSNO"]
["PABE","2019-01-21T06:53:00",-9.9,-15,77.52,30,23,0,29.61,1002.9,10,32,"CLR","M","M","M","M","M","M","M","M","M","M","M",32,20,"2019-01-21T06:44:00",-38.01,"PABE 211553Z 03023G32KT 10SM CLR M23/M26 A2961 RMK AO2 PK WND 02032/1544 SLP029 T12331261"]
["PABE","2019-01-21T07:53:00",-9,-14.1,77.61,30,22,0,29.6,1002.6,10,27,"CLR","M","M","M","M","M","M","M","M","M","M","M",31,30,"2019-01-21T07:06:00",-36.32,"PABE 211653Z 03022G27KT 10SM CLR M23/M26 A2960 RMK PK WND 03031/1606 SLP026 T12281256 VIA AUTODIAL"]
["PABE","2019-01-21T08:53:00",-9,-15,74.16,30,21,0,29.59,1002.4,10,27,"CLR","M","M","M","M","M","M","M","M","M","M","M",30,30,"2019-01-21T08:14:00",-35.83,"PABE 211753Z 03021G27KT 10SM CLR M23/M26 A2959 RMK AO2 PK WND 03030/1714 SLP024 T12281261 11228 21233 56013"]
["PABE","2019-01-21T09:53:00",-9.9,-15,77.52,20,21,0,29.57,1001.9,10,"M","CLR","M","M","M","M","M","M","M","M","M","M","M",27,30,"2019-01-21T09:22:00",-37.03,"PABE 211853Z 02021KT 10SM CLR M23/M26 A2957 RMK AO2 PK WND 03027/1822 SLP019 T12331261"]
["PABE","2019-01-21T10:53:00",-9.9,-15,77.52,20,21,0,29.57,1001.6,10,"M","CLR","M","M","M","M","M","M","M","M","M","M","M",27,20,"2019-01-21T10:21:00",-37.03,"PABE 211953Z 02021KT 10SM CLR M23/M26 A2957 RMK AO2 PK WND 02027/1921 SLP016 T12331261"]
["PABE","2019-01-21T11:53:00",-11,-16.1,77.41,20,20,0,29.55,1001.1,10,"M","CLR","M","M","M","M","M","M","M","M","M","M","M","M","M","M",-37.97,"PABE 212053Z 02020KT 10SM CLR M24/M27 A2955 RMK SLP011 T12391267 56014 VIA AUTODIAL"]
["PABE","2019-01-21T12:53:00",-9.9,-15,77.52,20,18,0,29.54,1000.6,10,"M","BKN","M","M","M",11000,"M","M","M","M","M","M","M",26,20,"2019-01-21T12:43:00",-35.41,"PABE 212153Z 02018KT 10SM BKN110 M23/M26 A2954 RMK AO2 PK WND 02026/2143 SLP006 T12331261"]
["PABE","2019-01-21T13:53:00",-9,-14.1,77.61,20,19,0,29.51,999.7,10,"M","CLR","M","M","M","M","M","M","M","M","M","M","M",27,20,"2019-01-21T12:58:00",-34.78,"PABE 212253Z 02019KT 10SM CLR M23/M26 A2951 RMK PK WND 02027/2158 SLP997 T12281256 VIA AUTODIAL"]
["PABE","2019-01-21T14:53:00",-8,-13,78.1,20,16,0,29.49,999,10,"M","OVC","M","M","M",8000,"M","M","M","M","M","M","M","M","M","M",-31.72,"PABE 212353Z 02016KT 10SM OVC080 M22/M25 A2949 RMK AO2 SLP990 T12221250 11222 21239 58020"]
["PABE","2019-01-21T15:53:00",-6,-11,78.29,20,17,0,29.46,998,10,"M","BKN","OVC","M","M",3200,8000,"M","M","M","M","M","M","M","M","M",-29.71,"PABE 220053Z 02017KT 10SM BKN032 OVC080 M21/M24 A2946 RMK AO2 SLP980 T12111239"]
["PABE","2019-01-21T16:53:00",-4,-9,78.48,20,14,0,29.45,997.6,10,"M","OVC","M","M","M",6000,"M","M","M","M","M","M","M","M","M","M",-25.24,"PABE 220153Z 02014KT 10SM OVC060 M20/M23 A2945 RMK AO2 SLP976 T12001228"]
["PABE","2019-01-21T17:29:00",-2.9,-8,78.21,20,14,"T",29.44,"M",3,"M","OVC","M","M","M",1200,"M","M","M",{"$f":"-SN","v":{"$error":"#NAME?"}},"M","M","M","M","M","M",-23.82,"PABE 220229Z 02014KT 3SM -SN OVC012 M19/M22 A2944 RMK AO2 SNB24 P0000 T11941222"]
["PABE","2019-01-21T17:53:00",-2.9,-7.1,81.71,20,15,"T",29.43,996.8,3,"M","OVC","M","M","M",1000,"M","M","M",{"$f":"-SN BR","v":{"$error":"#NAME?"}},"M","M","M","M","M","M",-24.46,"PABE 220253Z 02015KT 3SM -SN BR OVC010 M19/M22 A2943 RMK AO2 SNB24 SLP968 P0000 60000 T11941217 56021"]
["PABE","2019-01-21T18:09:00",-2.9,-7.1,81.71,20,13,0.01,29.42,"M",1,"M","BKN","OVC","M","M",2400,3200,"M","M",{"$f":"-SN BR","v":{"$error":"#NAME?"}},"M","M","M","M","M","M",-23.14,"PABE 220309Z 02013KT 1SM R19R/P6000FT -SN BR BKN024 OVC032 M19/M22 A2942 RMK AO2 P0001 T11941217"]
["PABE","2019-01-21T18:19:00",-2,-6,82.58,20,13,0.01,29.42,"M",3,"M","OVC","M","M","M",3100,"M","M","M",{"$f":"-SN BR","v":{"$error":"#NAME?"}},"M","M","M","M","M","M",-21.99,"PABE 220319Z 02013KT 3SM -SN BR OVC031 M19/M21 A2942 RMK AO2 P0001 T11891211"]
["PABE","2019-01-21T18:53:00",-2,-6,82.58,20,14,0.02,29.42,996.5,2.5,"M","OVC","M","M","M",2400,"M","M","M",{"$f":"-SN BR","v":{"$error":"#NAME?"}},"M","M","M","M","M","M",-22.66,"PABE 220353Z 02014KT 2 1/2SM -SN BR OVC024 M19/M21 A2942 RMK AO2 SLP965 P0002 T11891211"]
["PABE","2019-01-21T19:21:00",-0.9,-5.1,81.87,20,12,0.01,29.41,"M",0.75,"M","BKN","OVC","M","M",1400,2400,"M","M",{"$f":"-SN BR","v":{"$error":"#NAME?"}},"M","M","M","M","M","M",-19.87,"PABE 220421Z 02012KT 3/4SM R19R/5500VP6000FT -SN BR BKN014 OVC024 M18/M21 A2941 RMK AO2 P0001 T11831206"]
["PABE","2019-01-21T19:43:00",0,-4,82.74,20,15,0.03,29.4,"M",1,"M","VV ","M","M","M",1500,"M","M","M",{"$f":"-SN BR","v":{"$error":"#NAME?"}},"M","M","M","M","M","M",-20.7,"PABE 220443Z 02015KT 1SM R19R/6000VP6000FT -SN BR VV015 M18/M20 A2940 RMK AO2 P0003 T11781200"]
["PABE","2019-01-21T19:53:00",0,-4,82.74,20,15,0.03,29.4,995.9,1.5,"M","OVC","M","M","M",1800,"M","M","M",{"$f":"-SN BR","v":{"$error":"#NAME?"}},"M","M","M","M","M","M",-20.7,"PABE 220453Z 02015KT 1 1/2SM -SN BR OVC018 M18/M20 A2940 RMK AO2 SLP959 P0003 T11781200"]
["PABE","2019-01-21T20:27:00",0,-2.9,87.19,20,14,0.01,29.39,"M",5,"M","SCT","OVC","M","M",1600,2800,"M","M",{"$f":"-SN BR","v":{"$error":"#NAME?"}},"M","M","M","M","M","M",-20.09,"PABE 220527Z 02014KT 5SM -SN BR SCT016 OVC028 M18/M19 A2939 RMK AO2 P0001 T11781194"]
["PABE","2019-01-21T20:41:00",0,-2.9,87.19,30,15,0.01,29.39,"M",8,"M","FEW","BKN","OVC","M",1500,3400,5500,"M","M","M","M","M","M","M","M",-20.7,"PABE 220541Z 03015KT 8SM FEW015 BKN034 OVC055 M18/M19 A2939 RMK AO2 SNE41 P0001 T11781194"]
["PABE","2019-01-21T20:53:00",1,-2.9,83.21,30,13,0.01,29.39,995.5,10,"M","FEW","BKN","OVC","M",1500,4700,5500,"M","M","M","M","M","M","M","M",-18.15,"PABE 220553Z 03013KT 10SM FEW015 BKN047 OVC055 M17/M19 A2939 RMK AO2 SNE41 SLP955 P0001 60006 T11721194 11172 21222 58013"]
["PABE","2019-01-21T21:53:00",3,0,86.96,20,10,0.01,29.39,995.6,2,"M","OVC","M","M","M",2800,"M","M","M",{"$f":"-SN BR","v":{"$error":"#NAME?"}},"M","M","M","M","M","M",-13.4,"PABE 220653Z 02010KT 2SM -SN BR OVC028 M16/M18 A2939 RMK AO2 SNB0557E06B25 SLP956 P0001 T11611178"]
["PABE","2019-01-21T22:12:00",3.9,1,87.42,20,11,"T",29.39,"M",3,"M","BKN","BKN","OVC","M",2500,3200,4200,"M",{"$f":"-SN BR","v":{"$error":"#NAME?"}},"M","M","M","M","M","M",-13.04,"PABE 220712Z 02011KT 3SM -SN BR BKN025 BKN032 OVC042 M16/M17 A2939 RMK AO2 P0000 T11561172"]
["PABE","2019-01-21T22:36:00",5,1.9,86.68,20,10,"T",29.38,"M",10,"M","SCT","OVC","M","M",2400,3100,"M","M","M","M","M","M","M","M","M",-10.89,"PABE 220736Z 02010KT 10SM SCT024 OVC031 M15/M17 A2938 RMK AO2 SNE24 P0000 T11501167"]
["PABE","2019-01-21T22:49:00",5,3.2,92.06,30,10,"T",29.38,"M",6,"M","FEW","BKN","OVC","M",1800,2500,3000,"M","BR","M","M","M","M","M","M",-10.89,"PABE 220749Z 03010KT 6SM BR FEW018 BKN025 OVC030 M15/M16 A2938 RMK AO2 SNE24 P0000"]
["PABE","2019-01-21T22:53:00",6.1,3,86.74,30,12,"T",29.38,995.2,6,"M","FEW","OVC","M","M",1800,2500,"M","M","BR","M","M","M","M","M","M",-10.96,"PABE 220753Z 03012KT 6SM BR FEW018 OVC025 M14/M16 A2938 RMK SNE24 SLP952 P0000 T11441161 VIA AUTODIAL"]
["PABE","2019-01-21T23:53:00",9,6.1,87.71,30,12,0.01,29.38,995.4,9,"M","OVC","M","M","M",2800,"M","M","M",{"$f":"-SN","v":{"$error":"#NAME?"}},"M","M","M","M","M","M",-7.27,"PABE 220853Z 03012KT 9SM -SN OVC028 M13/M14 A2938 RMK AO2 SNB12E30B50 SLP954 P0001 60002 T11281144 411281239 55002"]
["PABE","2019-01-22T00:53:00",10.9,8.1,88.21,40,11,"T",29.38,995.4,10,"M","OVC","M","M","M",2900,"M","M","M","M","M","M","M","M","M","M",-4.2,"PABE 220953Z 04011KT 10SM OVC029 M12/M13 A2938 RMK AO2 SNE0858 SLP954 P0000 T11171133"]
["PABE","2019-01-22T01:04:00",10.9,8.1,88.21,30,13,0,29.38,"M",10,"M","OVC","M","M","M",3100,"M","M","M","M","M","M","M","M","M","M",-5.46,"PABE 221004Z 03013KT 10SM OVC031 M12/M13 A2938 RMK AO2 T11171133"]
["PABE","2019-01-22T01:20:00",12,9,87.48,40,11,"T",29.38,"M",2.5,"M","OVC","M","M","M",2700,"M","M","M",{"$f":"-SN BR","v":{"$error":"#NAME?"}},"M","M","M","M","M","M",-2.81,"PABE 221020Z 04011KT 2 1/2SM -SN BR OVC027 M11/M13 A2938 RMK AO2 SNB09 P0000 T11111128"]
["PABE","2019-01-22T01:51:00",12.2,10.4,92.32,30,12,0.01,29.37,"M",9,"M","SCT","OVC","M","M",2600,3500,"M","M","M","M","M","M","M","M","M",-3.2,"PABE 221051Z 03012KT 9SM SCT026 OVC035 M11/M12 A2937 RMK SNB09E50 P0001 VIA AUTODIAL"]
["PABE","2019-01-22T01:53:00",12.9,10,87.92,40,13,0.01,29.38,995.1,9,"M","SCT","OVC","M","M",2900,3500,"M","M","M","M","M","M","M","M","M",-2.9,"PABE 221053Z 04013KT 9SM SCT029 OVC035 M11/M12 A2938 RMK SNB09E50 SLP951 P0001 T11061122 VIA AUTODIAL"]
["PABE","2019-01-22T02:53:00",12,9,87.48,30,14,0.01,29.36,994.7,10,"M","OVC","M","M","M",4100,"M","M","M","M","M","M","M","M","M","M",-4.62,"PABE 221153Z 03014KT 10SM OVC041 M11/M13 A2936 RMK AO2 SLP947 P0001 60004 70010 T11111128 11106 21172 58006"]
["PABE","2019-01-22T03:53:00",12.9,10,87.92,30,12,0,29.36,994.5,10,"M","OVC","M","M","M",3800,"M","M","M","M","M","M","M","M","M","M",-2.31,"PABE 221253Z 03012KT 10SM OVC038 M11/M12 A2936 RMK AO2 SLP945 T11061122"]
["PABE","2019-01-22T04:53:00",14,10.9,87.2,40,12,0,29.36,994.4,10,"M","FEW","BKN","BKN","M",3800,4800,9000,"M","M","M","M","M","M","M","M",-0.91,"PABE 221353Z AUTO 04012KT 10SM FEW038 BKN048 BKN090 M10/M12 A2936 RMK AO2 SLP944 T11001117 TSNO"]
["PABE","2019-01-22T05:53:00",15.1,12.9,90.81,30,10,0,29.35,994.1,10,"M","FEW","BKN","M","M",6000,9000,"M","M","M","M","M","M","M","M","M",1.78,"PABE 221453Z AUTO 03010KT 10SM FEW060 BKN090 M09/M11 A2935 RMK AO2 SLP941 T10941106 58006 TSNO"]
["PABE","2019-01-22T06:53:00",18,15.1,88.2,40,11,0,29.34,993.9,10,"M","SCT","BKN","M","M",8500,11000,"M","M","M","M","M","M","M","M","M",4.77,"PABE 221553Z 04011KT 10SM SCT085 BKN110 M08/M09 A2934 RMK AO2 SLP939 T10781094"]
["PABE","2019-01-22T07:53:00",23,19,84.39,50,9,0,29.34,993.7,10,"M","BKN","OVC","M","M",10000,11000,"M","M","M","M","M","M","M","M","M",12.32,"PABE 221653Z 05009KT 10SM BKN100 OVC110 M05/M07 A2934 RMK AO2 SLP937 T10501072"]
["PABE","2019-01-22T08:53:00",25,21,84.53,50,11,0,29.33,993.6,10,"M","BKN","OVC","M","M",6000,7500,"M","M","M","M","M","M","M","M","M",13.62,"PABE 221753Z 05011KT 10SM BKN060 OVC075 M04/M06 A2933 RMK AO2 SLP936 T10391061 11039 21117 56004"]
["PABE","2019-01-22T09:53:00",24.1,19.9,83.75,40,12,0,29.34,993.8,10,"M","OVC","M","M","M",7000,"M","M","M","M","M","M","M","M","M","M",11.95,"PABE 221853Z 04012KT 10SM OVC070 M04/M07 A2934 RMK AO2 SLP938 T10441067"]
["PABE","2019-01-22T10:53:00",24.1,19.9,83.75,40,14,0,29.33,993.4,10,"M","OVC","M","M","M",10000,"M","M","M","M","M","M","M","M","M","M",10.98,"PABE 221953Z 04014KT 10SM OVC100 M04/M07 A2933 RMK SLP934 T10441067 VIA AUTODIAL"]
["PABE","2019-01-22T11:53:00",25,21.9,87.81,40,13,0,29.32,993.2,10,"M","SCT","OVC","M","M",9000,11000,"M","M","M","M","M","M","M","M","M",12.6,"PABE 222053Z 04013KT 10SM SCT090 OVC110 M04/M06 A2932 RMK AO2 SLP932 T10391056 58004"]
["PABE","2019-01-22T12:53:00",25,21.9,87.81,30,11,0,29.33,993.4,10,"M","OVC","M","M","M",6500,"M","M","M","M","M","M","M","M","M","M",13.62,"PABE 222153Z 03011KT 10SM OVC065 M04/M06 A2933 RMK AO2 SLP934 T10391056"]
["PABE","2019-01-22T13:53:00",27,23,84.66,40,14,0,29.31,992.9,10,"M","OVC","M","M","M",7500,"M","M","M","M","M","M","M","M","M","M",14.72,"PABE 222253Z 04014KT 10SM OVC075 M03/M05 A2931 RMK AO2 SLP929 T10281050"]
["PABE","2019-01-22T14:53:00",26.1,21,80.75,40,16,0,29.31,992.6,10,"M","BKN","OVC","M","M",5500,7000,"M","M","M","M","M","M","M","M","M",12.73,"PABE 222353Z 04016KT 10SM BKN055 OVC070 M03/M06 A2931 RMK AO2 SLP926 T10331061 11028 21044 58006"]
["PABE","2019-01-22T15:53:00",26.1,21.9,83.89,40,12,0,29.3,992.3,10,"M","FEW","OVC","M","M",4500,5000,"M","M","M","M","M","M","M","M","M",14.49,"PABE 230053Z 04012KT 10SM FEW045 OVC050 M03/M06 A2930 RMK AO2 SLP923 T10331056"]
["PABE","2019-01-22T16:53:00",26.1,21.9,83.89,50,12,0,29.31,992.6,10,"M","OVC","M","M","M",4500,"M","M","M","M","M","M","M","M","M","M",14.49,"PABE 230153Z 05012KT 10SM OVC045 M03/M06 A2931 RMK AO2 SLP926 T10331056"]
["PABE","2019-01-22T17:53:00",28,23,81.25,60,11,0,29.31,992.6,10,"M","SCT","SCT","OVC","M",3700,4900,6000,"M","M","M","M","M","M","M","M",17.41,"PABE 230253Z 06011KT 10SM SCT037 SCT049 OVC060 M02/M05 A2931 RMK AO2 SLP926 T10221050 53000"]
["PABE","2019-01-22T18:53:00",28,23,81.25,60,8,0,29.31,992.7,10,"M","OVC","M","M","M",3500,"M","M","M","M","M","M","M","M","M","M",19.19,"PABE 230353Z 06008KT 10SM OVC035 M02/M05 A2931 RMK AO2 SLP927 T10221050"]
["PABE","2019-01-22T19:53:00",27,21.9,80.83,50,9,0,29.3,992.5,10,"M","BKN","M","M","M",4500,"M","M","M","M","M","M","M","M","M","M",17.3,"PABE 230453Z 05009KT 10SM BKN045 M03/M06 A2930 RMK AO2 SLP925 T10281056"]
["PABE","2019-01-22T20:53:00",21.9,19,88.4,30,10,0,29.3,992.3,10,"M","CLR","M","M","M","M","M","M","M","M","M","M","M","M","M","M",10.3,"PABE 230553Z 03010KT 10SM CLR M06/M07 A2930 RMK AO2 SLP923 T10561072 11022 21056 58003"]
["PABE","2019-01-22T21:53:00",21.9,19,88.4,40,10,0,29.29,991.9,10,"M","BKN","M","M","M",5000,"M","M","M","M","M","M","M","M","M","M",10.3,"PABE 230653Z 04010KT 10SM BKN050 M06/M07 A2929 RMK AO2 SLP919 T10561072"]
["PABE","2019-01-22T22:53:00",21.9,19.9,91.86,30,9,0,29.27,991.4,10,"M","OVC","M","M","M",11000,"M","M","M","M","M","M","M","M","M","M",10.96,"PABE 230753Z 03009KT 10SM OVC110 M06/M07 A2927 RMK AO2 SLP914 T10561067"]
["PABE","2019-01-22T23:53:00",26.1,21.9,83.89,30,11,0,29.24,990.5,10,"M","OVC","M","M","M",5000,"M","M","M","M","M","M","M","M","M","M",15.01,"PABE 230853Z 03011KT 10SM OVC050 M03/M06 A2924 RMK SLP905 T10331056 410221128 58017 VIA AUTODIAL"]
["PABE","2019-01-23T00:53:00",28,24.1,85.08,30,14,0,29.21,989.4,10,"M","OVC","M","M","M",4600,"M","M","M","M","M","M","M","M","M","M",16.01,"PABE 230953Z 03014KT 10SM OVC046 M02/M04 A2921 RMK AO2 SLP894 T10221044"]
["PABE","2019-01-23T01:53:00",28,25,88.33,30,19,0,29.16,987.8,10,25,"OVC","M","M","M",4400,"M","M","M","M","M","M","M","M","M","M",14.15,"PABE 231053Z 03019G25KT 10SM OVC044 M02/M04 A2916 RMK SLP878 T10221039 VIA AUTODIAL"]
["PABE","2019-01-23T02:53:00",26.1,24.1,92.01,30,17,0,29.13,986.6,10,"M","OVC","M","M","M",4800,"M","M","M","M","M","M","M",26,20,"2019-01-23T02:00:00",12.35,"PABE 231153Z 03017KT 10SM OVC048 M03/M04 A2913 RMK AO2 PK WND 02026/1100 SLP866 T10331044 11022 21056 57039"]
["PABE","2019-01-23T03:53:00",28,26.1,92.46,40,19,0,29.1,985.6,10,"M","FEW","OVC","M","M",5000,7000,"M","M","M","M","M","M","M","M","M",14.15,"PABE 231253Z 04019KT 10SM FEW050 OVC070 M02/M03 A2910 RMK AO2 SLP856 T10221033"]
["PABE","2019-01-23T04:53:00",28,25,88.33,40,16,0,29.06,984.4,10,"M","SCT","OVC","M","M",5000,7500,"M","M","M","M","M","M","M","M","M",15.2,"PABE 231353Z AUTO 04016KT 10SM SCT050 OVC075 M02/M04 A2906 RMK AO2 SLP844 T10221039 TSNO"]
["PABE","2019-01-23T05:53:00",30,27,88.44,40,15,"T",29.04,983.6,10,"M","OVC","M","M","M",3400,"M","M","M","M","M","M","M","M","M","M",18.19,"PABE 231453Z AUTO 04015KT 10SM OVC034 M01/M03 A2904 RMK AO2 SNB32E44 SLP836 P0000 60000 T10111028 56030 TSNO"]
["PABE","2019-01-23T06:12:00",30,28,92.15,40,17,"T",29.03,"M",2.5,"M","OVC","M","M","M",2600,"M","M","M",{"$f":"-SN BR","v":{"$error":"#NAME?"}},"M","M","M","M","M","M",17.46,"PABE 231512Z AUTO 04017KT 2 1/2SM -SN BR OVC026 M01/M02 A2903 RMK AO2 SNB00 P0000 T10111022 TSNO"]
["PABE","2019-01-23T06:40:00",30,27,88.44,40,15,0.01,29.03,"M",10,"M","OVC","M","M","M",3400,"M","M","M","M","M","M","M","M","M","M",18.19,"PABE 231540Z AUTO 04015KT 10SM OVC034 M01/M03 A2903 RMK AO2 SNB00E28 P0001 T10111028 TSNO"]
["PABE","2019-01-23T06:53:00",30,27,88.44,40,16,0.01,29.02,983.1,10,"M","OVC","M","M","M",4200,"M","M","M","M","M","M","M","M","M","M",17.81,"PABE 231553Z 04016KT 10SM OVC042 M01/M03 A2902 RMK AO2 SNB00E28 SLP831 P0001 T10111028"]
["PABE","2019-01-23T07:53:00",30.9,28,88.84,40,12,0,29.02,983,10,"M","OVC","M","M","M",5500,"M","M","M","M","M","M","M","M","M","M",20.6,"PABE 231653Z 04012KT 10SM OVC055 M01/M02 A2902 RMK AO2 SLP830 T10061022"]
["PABE","2019-01-23T08:53:00",32,28,84.98,40,9,0,29.02,983,10,"M","OVC","M","M","M",5000,"M","M","M","M","M","M","M","M","M","M",23.51,"PABE 231753Z 04009KT 10SM OVC050 00/M02 A2902 RMK AO2 SLP830 60001 T00001022 10000 21039 55006"]
["PABE","2019-01-23T09:53:00",32,28.9,88.17,40,7,0,29.03,983.3,10,"M","OVC","M","M","M",4800,"M","M","M","M","M","M","M","M","M","M",24.78,"PABE 231853Z 04007KT 10SM OVC048 00/M02 A2903 RMK AO2 SLP833 T00001017"]
["PABE","2019-01-23T10:53:00",37,33.1,85.64,120,12,0.01,29.07,984.7,10,"M","OVC","M","M","M",3600,"M","M","M",{"$f":"-RA","v":{"$error":"#NAME?"}},"M","M","M","M","M","M",28.37,"PABE 231953Z 12012KT 10SM -RA OVC036 03/01 A2907 RMK AO2 RAB19UPB40E41 PRESRR SLP847 P0001 T00280006"]
["PABE","2019-01-23T11:53:00",36,33.1,89.09,160,19,"T",29.12,986.2,10,"M","FEW","BKN","OVC","M",3100,4000,5500,"M",{"$f":"-RA","v":{"$error":"#NAME?"}},"M","M","M","M","M","M",24.73,"PABE 232053Z 16019KT 10SM -RA FEW031 BKN040 OVC055 02/01 A2912 RMK AO2 SLP862 P0000 60001 T00220006 53033"]
["PABE","2019-01-23T12:19:00",35.1,33.1,92.32,160,19,"T",29.14,"M",10,25,"SCT","OVC","M","M",500,1000,"M","M",{"$f":"-RA","v":{"$error":"#NAME?"}},"M","M","M","M","M","M",23.54,"PABE 232119Z 16019G25KT 10SM -RA SCT005 OVC010 02/01 A2914 RMK AO2 P0000 T00170006"]
["PABE","2019-01-23T12:38:00",33.1,32,95.67,170,24,"T",29.16,"M",10,"M","BKN","BKN","OVC","M",700,1000,2900,"M","M","M","M","M",30,170,"2019-01-23T12:37:00",19.54,"PABE 232138Z 17024KT 10SM BKN007 BKN010 OVC029 01/00 A2916 RMK PK WND 17030/2137 RAE35 P0000 T00060000 VIA AUTODIAL"]
["PABE","2019-01-23T12:53:00",32,30.9,95.65,170,25,"T",29.16,987.8,10,33,"BKN","OVC","M","M",500,2000,"M","M","M","M","M","M",33,170,"2019-01-23T12:52:00",17.81,"PABE 232153Z 17025G33KT 10SM BKN005 OVC020 00/M01 A2916 RMK PK WND 17033/2152 RAE35 SLP878 P0000 T00001006 VIA AUTODIAL"]
["PABE","2019-01-23T13:30:00",32,32,100,170,29,0,29.2,"M",1.75,35,"OVC","M","M","M",500,"M","M","M","BR","M","M","M",38,170,"2019-01-23T13:15:00",16.9,"PABE 232230Z 17029G35KT 1 3/4SM R19R/6000VP6000FT BR OVC005 00/00 A2920 RMK AO2 PK WND 17038/2215 T00000000"]
["PABE","2019-01-23T13:53:00",32,32,100,170,29,0,29.21,989.5,3,34,"OVC","M","M","M",600,"M","M","M","BR","M","M","M",38,170,"2019-01-23T13:15:00",16.9,"PABE 232253Z 17029G34KT 3SM BR OVC006 00/00 A2921 RMK AO2 PK WND 17038/2215 SLP895 T00000000 $"]
["PABE","2019-01-23T13:58:00",32,32,100,170,28,0,29.22,"M",1.5,34,"OVC","M","M","M",600,"M","M","M","BR","M","M","M",34,180,"2019-01-23T13:56:00",17.12,"PABE 232258Z 17028G34KT 1 1/2SM BR OVC006 00/00 A2922 RMK AO2 PK WND 18034/2256 PRESRR T00000000 $"]
["PABE","2019-01-23T14:53:00",32,32,100,170,24,"T",29.27,991.3,1.25,31,"OVC","M","M","M",500,"M","M","M",{"$f":"-SN BR","v":{"$error":"#NAME?"}},"M","M","M",38,180,"2019-01-23T14:23:00",18.06,"PABE 232353Z 17024G31KT 1 1/4SM R19R/4500VP6000FT -SN BR OVC005 00/00 A2927 RMK AO2 PK WND 18038/2323 UPB17E27SNB27 PRESRR SLP913 P0000 60001 T00000000 10033 20000 53050 $"]
["PABE","2019-01-23T15:35:00",32,32,100,180,23,"T",29.29,"M",3,32,"OVC","M","M","M",700,"M","M","M",{"$f":"-SN BR","v":{"$error":"#NAME?"}},"M","M","M",33,180,"2019-01-23T15:19:00",18.31,"PABE 240035Z 18023G32KT 3SM -SN BR OVC007 00/00 A2929 RMK AO2 PK WND 18033/0019 UPB2356E2358SNE2356B2359 P0000 T00000000 $"]
["PABE","2019-01-23T15:53:00",32,32,100,180,21,"T",29.3,992.5,3,31,"OVC","M","M","M",600,"M","M","M",{"$f":"-SN BR","v":{"$error":"#NAME?"}},"M","M","M",33,180,"2019-01-23T15:19:00",18.85,"PABE 240053Z 18021G31KT 3SM -SN BR OVC006 00/00 A2930 RMK AO2 PK WND 18033/0019 UPB2356E2358SNE2356B2359 SLP925 P0000 T00000000 $"]
["PABE","2019-01-23T16:10:00",32,32,100,180,25,"T",29.31,"M",1.75,31,"OVC","M","M","M",600,"M","M","M",{"$f":"-SN BR","v":{"$error":"#NAME?"}},"M","M","M",31,170,"2019-01-23T16:09:00",17.81,"PABE 240110Z 18025G31KT 1 3/4SM R19R/5000VP6000FT -SN BR OVC006 00/00 A2931 RMK AO2 PK WND 17031/0109 VIS 1V4 P0000 T00000000 $"]
["PABE","2019-01-23T16:51:00",32,32,100,170,22,"T",29.36,"M",1.25,29,"OVC","M","M","M",400,"M","M","M",{"$f":"-SN BR","v":{"$error":"#NAME?"}},"M","M","M",31,170,"2019-01-23T16:09:00",18.58,"PABE 240151Z 17022G29KT 1 1/4SM R19R/6000VP6000FT -SN BR OVC004 00/00 A2936 RMK AO2 PK WND 17031/0109 P0000 $"]
["PABE","2019-01-23T16:53:00",32,32,100,180,22,"T",29.36,994.4,1.25,28,"OVC","M","M","M",400,"M","M","M",{"$f":"-SN BR","v":{"$error":"#NAME?"}},"M","M","M",31,170,"2019-01-23T16:09:00",18.58,"PABE 240153Z 18022G28KT 1 1/4SM R19R/6000VP6000FT -SN BR OVC004 00/00 A2936 RMK AO2 PK WND 17031/0109 SLP944 P0000 T00000000 $"]
["PABE","2019-01-23T17:14:00",32,32,100,180,23,"T",29.38,"M",2,28,"OVC","M","M","M",200,"M","M","M",{"$f":"-SN BR","v":{"$error":"#NAME?"}},"M","M","M",28,170,"2019-01-23T16:58:00",18.31,"PABE 240214Z 18023G28KT 2SM -SN BR OVC002 00/00 A2938 RMK AO2 PK WND 17028/0158 P0000 T00000000 $"]
["PABE","2019-01-23T17:25:00",32,32,100,180,22,"T",29.38,"M",5,"M","OVC","M","M","M",200,"M","M","M",{"$f":"-SN BR","v":{"$error":"#NAME?"}},"M","M","M",30,170,"2019-01-23T17:17:00",18.58,"PABE 240225Z 18022KT 5SM -SN BR OVC002 00/00 A2938 RMK AO2 PK WND 17030/0217 P0000 T00000000 $"]
["PABE","2019-01-23T17:36:00",32,32,100,180,22,"T",29.39,"M",9,29,"OVC","M","M","M",500,"M","M","M",{"$f":"-SN","v":{"$error":"#NAME?"}},"M","M","M",30,170,"2019-01-23T17:17:00",18.58,"PABE 240236Z 18022G29KT 9SM -SN OVC005 00/00 A2939 RMK AO2 PK WND 17030/0217 P0000 T00000000 $"]
["PABE","2019-01-23T17:50:00",32,32,100,180,20,"T",29.4,"M",1,29,"OVC","M","M","M",300,"M","M","M",{"$f":"-SN BR","v":{"$error":"#NAME?"}},"M","M","M",30,170,"2019-01-23T17:17:00",19.14,"PABE 240250Z 18020G29KT 1SM R19R/P6000FT -SN BR OVC003 00/00 A2940 RMK AO2 PK WND 17030/0217 P0000 $"]
["PABE","2019-01-23T17:53:00",32,32,100,180,19,"T",29.4,995.8,1,"M","OVC","M","M","M",300,"M","M","M",{"$f":"-SN BR","v":{"$error":"#NAME?"}},"M","M","M",30,170,"2019-01-23T17:17:00",19.44,"PABE 240253Z 18019KT 1SM R19R/P6000FT -SN BR OVC003 00/00 A2940 RMK AO2 PK WND 17030/0217 SLP958 P0000 60000 T00000000 51034 $"]
["PABE","2019-01-23T17:55:00",33.1,"M","M",180,19,"T",29.41,"M",2,26,"OVC","M","M","M",300,"M","M","M",{"$f":"-SN","v":{"$error":"#NAME?"}},"M","M","M","M","M","M","M","PABE 240255Z 18019G26KT 2SM -SN OVC003 01/ A2941 RMK AO2 P0000 T0006 $"]
["PABE","2019-01-23T18:21:00",33.1,32,95.67,180,21,0.01,29.42,"M",6,"M","BKN","BKN","OVC","M",400,1200,4000,"M",{"$f":"-SN BR","v":{"$error":"#NAME?"}},"M","M","M",26,180,"2019-01-23T17:56:00",20.32,"PABE 240321Z 18021KT 6SM -SN BR BKN004 BKN012 OVC040 01/00 A2942 RMK AO2 PK WND 18026/0256 CIG 003V007 P0001 T00060000 $"]
["PABE","2019-01-23T18:53:00",33.1,32,95.67,170,11,0.01,29.43,996.8,6,"M","BKN","BKN","OVC","M",500,1400,2000,"M",{"$f":"-SN BR","v":{"$error":"#NAME?"}},"M","M","M",26,180,"2019-01-23T17:56:00",23.86,"PABE 240353Z 17011KT 6SM -SN BR BKN005 BKN014 OVC020 01/00 A2943 RMK AO2 PK WND 18026/0256 SLP968 P0001 T00060000 $"]
["PABE","2019-01-23T19:00:00",33.1,"M","M",170,11,"T",29.44,"M",9,"M","SCT","BKN","BKN","M",1400,2100,2800,"M",{"$f":"-SN","v":{"$error":"#NAME?"}},"M","M","M","M","M","M","M","PABE 240400Z 17011KT 9SM -SN SCT014 BKN021 BKN028 01/ A2944 RMK AO2 P0000 T0006 $"]
["PABE","2019-01-23T19:23:00",33.1,32,95.67,170,14,"T",29.45,"M",10,"M","SCT","SCT","BKN","M",1800,2900,3600,"M","BR","M","M","M","M","M","M",22.58,"PABE 240423Z 17014KT 10SM BR SCT018 SCT029 BKN036 01/00 A2945 RMK AO2 SNE04 P0000 T00060000 $"]
["PABE","2019-01-23T19:53:00",33.1,32,95.67,170,12,"T",29.45,997.3,10,"M","SCT","SCT","BKN","M",2300,2800,3600,"M","BR","M","M","M","M","M","M",23.4,"PABE 240453Z 17012KT 10SM BR SCT023 SCT028 BKN036 01/00 A2945 RMK AO2 SNE04 SLP973 P0000 T00060000 $"]
["PABE","2019-01-23T20:38:00",34,"M","M",160,11,0,29.45,"M",10,"M","BKN","M","M","M",2900,"M","M","M","BR","M","M","M","M","M","M","M","PABE 240538Z 16011KT 10SM BR BKN029 01/ A2945 RMK AO2 T0011 $"]
["PABE","2019-01-23T20:53:00",33.1,"M","M",160,11,0,29.45,997.4,10,"M","FEW","M","M","M",2900,"M","M","M","BR","M","M","M","M","M","M","M","PABE 240553Z 16011KT 10SM BR FEW029 01/ A2945 RMK AO2 SLP974 60001 T0006 10017 20000 51015 $"]
["PABE","2019-01-23T21:11:00",33.1,"M","M",150,9,0,29.45,"M",10,"M","BKN","M","M","M",2900,"M","M","M","BR","M","M","M","M","M","M","M","PABE 240611Z 15009KT 10SM BR BKN029 01/ A2945 RMK AO2 T0006 $"]
["PABE","2019-01-23T21:53:00",33.1,"M","M",140,8,0,29.46,997.9,10,"M","OVC","M","M","M",3000,"M","M","M","BR","M","M","M","M","M","M","M","PABE 240653Z 14008KT 10SM BR OVC030 01/ A2946 RMK AO2 SLP979 T0006 $"]
["PABE","2019-01-23T22:53:00",32,"M","M",100,5,0,29.46,997.6,10,"M","BKN","M","M","M",3900,"M","M","M","BR","M","M","M","M","M","M","M","PABE 240753Z 10005KT 10SM BR BKN039 00/ A2946 RMK SLP976 T0000 $ VIA AUTODIAL"]
["PABE","2019-01-23T23:53:00",30,"M","M",50,4,0,29.45,997.3,10,"M","CLR","M","M","M","M","M","M","M","M","M","M","M","M","M","M","M","PABE 240853Z 05004KT 10SM CLR M01/ A2945 RMK AO2 SLP973 T1011 401501039 58001 $"]
["PABE","2019-01-24T00:53:00",30.9,28,88.84,70,6,0,29.44,997.2,10,"M","BKN","M","M","M",11000,"M","M","M","M","M","M","M","M","M","M",24.21,"PABE 240953Z 07006KT 10SM BKN110 M01/M02 A2944 RMK AO2 SLP972 T10061022 $"]
["PABE","2019-01-24T01:53:00",30.9,28,88.84,30,6,0,29.42,996.4,10,"M","BKN","M","M","M",10000,"M","M","M","M","M","M","M","M","M","M",24.21,"PABE 241053Z 03006KT 10SM BKN100 M01/M02 A2942 RMK AO2 SLP964 T10061022 $"]
["PABE","2019-01-24T02:53:00",30.9,27,85.26,40,10,0,29.39,995.3,10,"M","BKN","M","M","M",11000,"M","M","M","M","M","M","M","M","M","M",21.59,"PABE 241153Z 04010KT 10SM BKN110 M01/M03 A2939 RMK AO2 SLP953 70003 T10061028 10006 21011 58019 $"]
["PABE","2019-01-24T03:53:00",32,27,81.55,40,11,0,29.35,994.1,10,"M","BKN","M","M","M",11000,"M","M","M","M","M","M","M","M","M","M",22.47,"PABE 241253Z 04011KT 10SM BKN110 00/M03 A2935 RMK AO2 SLP941 T00001028 $"]
["PABE","2019-01-24T04:53:00",30,27,88.44,30,11,0,29.31,992.6,10,"M","BKN","OVC","M","M",5500,7000,"M","M","M","M","M","M","M","M","M",19.94,"PABE 241353Z 03011KT 10SM BKN055 OVC070 M01/M03 A2931 RMK AO2 SLP926 T10111028 $"]
["PABE","2019-01-24T05:53:00",30.9,28,88.84,40,13,0,29.29,991.9,10,"M","OVC","M","M","M",3800,"M","M","M","M","M","M","M","M","M","M",20.16,"PABE 241453Z 04013KT 10SM OVC038 M01/M02 A2929 RMK SLP919 T10061022 56034 $ VIA AUTODIAL"]
["PABE","2019-01-24T06:53:00",34,30,85.11,50,14,0,29.27,991.2,10,"M","OVC","M","M","M",3100,"M","M","M","M","M","M","M","M","M","M",23.74,"PABE 241553Z 05014KT 10SM OVC031 01/M01 A2927 RMK SLP912 T00111011 VIA AUTODIAL"]
["PABE","2019-01-24T07:53:00",34,30,85.11,50,15,"T",29.25,990.5,10,"M","OVC","M","M","M",3100,"M","M","M","M","M","M","M","M","M","M",23.37,"PABE 241653Z 05015KT 10SM OVC031 01/M01 A2925 RMK AO2 SNB20E47 SLP905 P0000 T00111011"]
["PABE","2019-01-24T08:16:00",33.1,30.9,91.51,50,13,"T",29.24,"M",3,"M","OVC","M","M","M",2600,"M","M","M",{"$f":"-SN BR","v":{"$error":"#NAME?"}},"M","M","M","M","M","M",22.98,"PABE 241716Z 05013KT 3SM -SN BR OVC026 01/M01 A2924 RMK AO2 SNB1658 P0000 T00061006"]
["PABE","2019-01-24T08:25:00",33.1,30.9,91.51,60,15,"T",29.24,"M",2.5,"M","OVC","M","M","M",2600,"M","M","M",{"$f":"-SN BR","v":{"$error":"#NAME?"}},"M","M","M","M","M","M",22.21,"PABE 241725Z 06015KT 2 1/2SM -SN BR OVC026 01/M01 A2924 RMK AO2 SNB1658 P0000 T00061006"]
["PABE","2019-01-24T08:33:00",33.1,30.9,91.51,60,13,"T",29.24,"M",3,"M","OVC","M","M","M",2400,"M","M","M",{"$f":"-SN BR","v":{"$error":"#NAME?"}},"M","M","M","M","M","M",22.98,"PABE 241733Z 06013KT 3SM -SN BR OVC024 01/M01 A2924 RMK AO2 SNB1658 P0000 T00061006"]
["PABE","2019-01-24T08:53:00",33.1,30.9,91.51,50,14,"T",29.23,990,8,"M","OVC","M","M","M",3000,"M","M","M",{"$f":"-SN","v":{"$error":"#NAME?"}},"M","M","M","M","M","M",22.58,"PABE 241753Z 05014KT 8SM -SN OVC030 01/M01 A2923 RMK AO2 SNB1658 SLP900 P0000 60000 T00061006 10011 21011 56012"]
["PABE","2019-01-24T09:53:00",34,30.9,88.27,60,10,"T",29.23,989.9,10,"M","OVC","M","M","M",4400,"M","M","M","M","M","M","M","M","M","M",25.48,"PABE 241853Z 06010KT 10SM OVC044 01/M01 A2923 RMK AO2 SNE1754 SLP899 P0000 T00111006"]
["PABE","2019-01-24T10:53:00",34,30.9,88.27,70,6,0,29.24,990.2,10,"M","OVC","M","M","M",4400,"M","M","M","M","M","M","M","M","M","M",27.94,"PABE 241953Z 07006KT 10SM OVC044 01/M01 A2924 RMK AO2 SLP902 T00111006"]
["PABE","2019-01-24T11:53:00",34,30.9,88.27,100,7,0,29.24,990.4,10,"M","OVC","M","M","M",3600,"M","M","M","M","M","M","M","M","M","M",27.22,"PABE 242053Z 10007KT 10SM OVC036 01/M01 A2924 RMK AO2 SLP904 60000 T00111006 53004"]
["PABE","2019-01-24T12:53:00",33.1,30,88.23,160,6,0,29.26,990.8,10,"M","CLR","M","M","M","M","M","M","M","M","M","M","M","M","M","M",26.86,"PABE 242153Z 16006KT 10SM CLR 01/M01 A2926 RMK SLP908 T00061011 VIA AUTODIAL"]
["PABE","2019-01-24T13:53:00",32,30,92.22,120,6,0,29.25,990.7,10,"M","BKN","M","M","M",20000,"M","M","M","M","M","M","M","M","M","M",25.53,"PABE 242253Z 12006KT 10SM BKN200 00/M01 A2925 RMK AO2 SLP907 T00001011"]
["PABE","2019-01-24T14:53:00",30.9,28.9,92.18,130,3,0,29.25,990.6,10,"M","BKN","M","M","M",12000,"M","M","M","M","M","M","M","M","M","M",27.43,"PABE 242353Z 13003KT 10SM BKN120 M01/M02 A2925 RMK AO2 SLP906 60000 T10061017 10017 21006 50002"]
["PABE","2019-01-24T15:53:00",32,28.9,88.17,70,6,0,29.23,990,10,"M","BKN","M","M","M",12000,"M","M","M","M","M","M","M","M","M","M",25.53,"PABE 250053Z 07006KT 10SM BKN120 00/M02 A2923 RMK AO2 SLP900 T00001017"]
["PABE","2019-01-24T16:53:00",33.1,28.9,84.36,70,6,0,29.22,989.4,10,"M","FEW","BKN","OVC","M",6000,8000,9500,"M","M","M","M","M","M","M","M",26.86,"PABE 250153Z 07006KT 10SM FEW060 BKN080 OVC095 01/M02 A2922 RMK SLP894 T00061017 VIA AUTODIAL"]
["PABE","2019-01-24T17:53:00",36,28.9,75.15,50,6,0,29.18,988.4,10,"M","OVC","M","M","M",5500,"M","M","M","M","M","M","M","M","M","M",30.35,"PABE 250253Z 05006KT 10SM OVC055 02/M02 A2918 RMK AO2 SLP884 T00221017 58022"]
["PABE","2019-01-24T18:53:00",33.1,28.9,84.36,30,7,0,29.16,987.7,10,"M","OVC","M","M","M",4100,"M","M","M","M","M","M","M","M","M","M",26.12,"PABE 250353Z 03007KT 10SM OVC041 01/M02 A2916 RMK AO2 SLP877 T00061017"]
["PABE","2019-01-24T19:53:00",35.1,28.9,77.88,40,10,0,29.14,986.9,10,"M","OVC","M","M","M",8000,"M","M","M","M","M","M","M","M","M","M",26.86,"PABE 250453Z 04010KT 10SM OVC080 02/M02 A2914 RMK AO2 SLP869 T00171017"]
["PABE","2019-01-24T20:53:00",37,30,75.56,70,9,"T",29.12,986.2,10,"M","FEW","OVC","M","M",5500,7500,"M","M","M","M","M","M","M","M","M",29.73,"PABE 250553Z 07009KT 10SM FEW055 OVC075 03/M01 A2912 RMK AO2 RAB28E37UPB37E42 SLP862 P0000 60000 T00281011 10028 21011 58022"]
["PABE","2019-01-24T21:53:00",35.1,30.9,84.49,40,8,0,29.08,985,10,"M","BKN","OVC","M","M",6000,7500,"M","M","M","M","M","M","M","M","M",27.93,"PABE 250653Z 04008KT 10SM BKN060 OVC075 02/M01 A2908 RMK SLP850 T00171006 VIA AUTODIAL"]
["PABE","2019-01-24T22:53:00",37,30.9,78.37,60,12,0,29.05,983.9,10,"M","SCT","M","M","M",11000,"M","M","M","M","M","M","M","M","M","M",28.37,"PABE 250753Z 06012KT 10SM SCT110 03/M01 A2905 RMK AO2 SLP839 T00281006"]
["PABE","2019-01-24T23:53:00",36,30.9,81.53,50,11,0,29.02,983,10,"M","OVC","M","M","M",8000,"M","M","M","M","M","M","M","M","M","M",27.52,"PABE 250853Z 05011KT 10SM OVC080 02/M01 A2902 RMK AO2 SLP830 T00221006 400281011 56031"]
["PABE","2019-01-25T00:53:00",36,30.9,81.53,50,13,0,28.99,981.9,10,"M","SCT","OVC","M","M",7000,9000,"M","M","M","M","M","M","M","M","M",26.69,"PABE 250953Z 05013KT 10SM SCT070 OVC090 02/M01 A2899 RMK AO2 SLP819 T00221006"]
["PABE","2019-01-25T01:53:00",36,30.9,81.53,50,8,0,28.97,981.2,10,"M","OVC","M","M","M",5500,"M","M","M","M","M","M","M","M","M","M",29.04,"PABE 251053Z 05008KT 10SM OVC055 02/M01 A2897 RMK AO2 SLP812 T00221006"]
["PABE","2019-01-25T02:53:00",36,30.9,81.53,50,11,0,28.95,980.5,10,"M","OVC","M","M","M",4400,"M","M","M","M","M","M","M","M","M","M",27.52,"PABE 251153Z 05011KT 10SM OVC044 02/M01 A2895 RMK AO2 SLP805 T00221006 10028 20017 56025"]
["PABE","2019-01-25T03:21:00",34,32,92.29,40,13,"T",28.94,"M",10,"M","OVC","M","M","M",2800,"M","M","M","UP","M","M","M","M","M","M",24.13,"PABE 251221Z 04013KT 10SM UP OVC028 01/00 A2894 RMK AO2 UPB05 P0000 T00110000"]
["PABE","2019-01-25T03:53:00",35.1,32,88.33,40,13,0.01,28.92,979.5,10,"M","OVC","M","M","M",2600,"M","M","M",{"$f":"-RA","v":{"$error":"#NAME?"}},"M","M","M","M","M","M",25.54,"PABE 251253Z 04013KT 10SM -RA OVC026 02/00 A2892 RMK AO2 UPB05E35RAB35 SLP795 P0001 T00170000"]
["PABE","2019-01-25T04:06:00",34,32,92.29,40,13,0.01,28.92,"M",10,"M","OVC","M","M","M",3200,"M","M","M","UP","M","M","M","M","M","M",24.13,"PABE 251306Z 04013KT 10SM UP OVC032 01/00 A2892 RMK AO2 RAE03UPB03 P0001 T00110000"]
["PABE","2019-01-25T04:53:00",35.1,32,88.33,50,11,0.01,28.9,978.8,10,"M","SCT","OVC","M","M",4600,7000,"M","M","M","M","M","M","M","M","M",26.38,"PABE 251353Z 05011KT 10SM SCT046 OVC070 02/00 A2890 RMK AO2 RAE03UPB03E12 SLP788 P0001 T00170000"]
["PABE","2019-01-25T05:53:00",34,32,92.29,50,6,0,28.9,978.6,10,"M","BKN","BKN","M","M",5500,7000,"M","M","M","M","M","M","M","M","M",27.94,"PABE 251453Z AUTO 05006KT 10SM BKN055 BKN070 01/00 A2890 RMK AO2 SLP786 60002 T00110000 56019 TSNO"]
["PABE","2019-01-25T06:53:00",36,32,85.23,80,8,0,28.9,978.6,10,"M","OVC","M","M","M",4800,"M","M","M","M","M","M","M","M","M","M",29.04,"PABE 251553Z 08008KT 10SM OVC048 02/00 A2890 RMK AO2 SLP786 T00220000"]
["PABE","2019-01-25T07:53:00",36,30.9,81.53,140,19,0,28.92,979.5,6,24,"OVC","M","M","M",3500,"M","M","M","HZ","M","M","M","M","M","M",24.73,"PABE 251653Z 14019G24KT 6SM HZ OVC035 02/M01 A2892 RMK AO2 SLP795 T00221006"]
["PABE","2019-01-25T08:10:00",33.1,33.1,100,160,14,"T",28.94,"M",4,"M","OVC","M","M","M",2700,"M","M","M",{"$f":"-SN BR","v":{"$error":"#NAME?"}},"M","M","M","M","M","M",22.58,"PABE 251710Z 16014KT 4SM -SN BR OVC027 01/01 A2894 RMK AO2 UPB1655E1658SNB1658 P0000 T00060006"]
["PABE","2019-01-25T08:27:00",33.1,32,95.67,160,19,"T",28.95,"M",10,23,"BKN","OVC","M","M",800,2200,"M","M","M","M","M","M","M","M","M",20.89,"PABE 251727Z 16019G23KT 10SM BKN008 OVC022 01/00 A2895 RMK AO2 UPB1655E1658RAB20E21SNB1658E20 P0000 T00060000"]
["PABE","2019-01-25T08:53:00",32,30.9,95.65,180,23,"T",28.97,981,2.5,30,"OVC","M","M","M",700,"M","M","M",{"$f":"-SN BR","v":{"$error":"#NAME?"}},"M","M","M",30,180,"2019-01-25T08:53:00",18.31,"PABE 251753Z 18023G30KT 2 1/2SM -SN BR OVC007 00/M01 A2897 RMK AO2 PK WND 18030/1753 UPB1655E1658RAB20E21SNB1658E20B51 SLP810 P0000 60002 T00001006 10028 20000 53024"]
["PABE","2019-01-25T09:03:00",32,32,100,170,24,"T",28.97,"M",1.75,29,"OVC","M","M","M",700,"M","M","M",{"$f":"-SN BR","v":{"$error":"#NAME?"}},"M","M","M",29,170,"2019-01-25T08:57:00",18.06,"PABE 251803Z 17024G29KT 1 3/4SM -SN BR OVC007 00/00 A2897 RMK AO2 PK WND 17029/1757 P0000 T00000000"]
["PABE","2019-01-25T09:08:00",32,30.9,95.65,180,23,"T",28.97,"M",3,28,"OVC","M","M","M",800,"M","M","M",{"$f":"-SN BR","v":{"$error":"#NAME?"}},"M","M","M",29,170,"2019-01-25T08:57:00",18.31,"PABE 251808Z 18023G28KT 3SM -SN BR OVC008 00/M01 A2897 RMK AO2 PK WND 17029/1757 P0000 T00001006"]
["PABE","2019-01-25T09:53:00",32,30.9,95.65,180,25,"T",29.01,982.6,6,34,"OVC","M","M","M",800,"M","M","M","BR","T","M","M",34,180,"2019-01-25T09:51:00",17.81,"PABE 251853Z 18025G34KT 6SM BR OVC008 00/M01 A2901 RMK AO2 PK WND 18034/1851 UPB16E48SNE16 SLP826 P0000 I1000 T00001006"]
["PABE","2019-01-25T10:53:00",32,30.9,95.65,180,28,0,29.05,984,4,34,"OVC","M","M","M",800,"M","M","M","BR",0.01,"M","M",36,180,"2019-01-25T10:38:00",17.12,"PABE 251953Z 18028G34KT 4SM BR OVC008 00/M01 A2905 RMK AO2 PK WND 18036/1938 SLP840 I1001 T00001006"]
["PABE","2019-01-25T11:53:00",32,32,100,180,29,0,29.11,986,3,35,"OVC","M","M","M",700,"M","M","M","BR",0.05,0.06,"M",37,180,"2019-01-25T11:05:00",16.9,"PABE 252053Z 18029G35KT 3SM BR OVC007 00/00 A2911 RMK AO2 PK WND 18037/2005 SLP860 60000 I1005 I3006 T00000000 53050"]
["PABE","2019-01-25T12:01:00",32,32,100,180,27,"T",29.12,"M",1.75,35,"OVC","M","M","M",700,"M","M","M",{"$f":"-SN","v":{"$error":"#NAME?"}},0.01,"M","M",34,180,"2019-01-25T11:55:00",17.34,"PABE 252101Z 18027G35KT 1 3/4SM R19R/6000VP6000FT -SN OVC007 00/00 A2912 RMK AO2 PK WND 18034/2055 SNB2057 P0000 I1001 T00000000"]
["PABE","2019-01-25T12:12:00",32,32,100,180,29,"T",29.13,"M",3,36,"OVC","M","M","M",700,"M","M","M",{"$f":"-SN BR","v":{"$error":"#NAME?"}},0.01,"M","M",36,180,"2019-01-25T12:10:00",16.9,"PABE 252112Z 18029G36KT 3SM -SN BR OVC007 00/00 A2913 RMK AO2 PK WND 18036/2110 SNB2057 P0000 I1001 T00000000"]
["PABE","2019-01-25T12:53:00",32,32,100,190,34,"T",29.17,987.8,9,43,"OVC","M","M","M",900,"M","M","M",{"$f":"-SN BR","v":{"$error":"#NAME?"}},0.01,"M","M",43,190,"2019-01-25T12:53:00",15.91,"PABE 252153Z 19034G43KT 9SM -SN BR OVC009 00/00 A2917 RMK AO2 PK WND 19043/2153 SNB2057 SLP878 P0000 I1001 T00000000"]
["PABE","2019-01-25T13:53:00",33.1,32,95.67,190,26,"T",29.21,989.3,9,35,"OVC","M","M","M",900,"M","M","M",{"$f":"-SN BR","v":{"$error":"#NAME?"}},"M","M","M",41,190,"2019-01-25T13:00:00",19.07,"PABE 252253Z 19026G35KT 9SM -SN BR OVC009 01/00 A2921 RMK AO2 PK WND 19041/2200 SLP893 P0000 T00060000"]
["PABE","2019-01-25T14:53:00",33.1,32,95.67,180,27,"T",29.26,991.1,9,34,"OVC","M","M","M",700,"M","M","M","M","M","M",0.07,35,180,"2019-01-25T14:00:00",18.84,"PABE 252353Z 18027G34KT 9SM OVC007 01/00 A2926 RMK PK WND 18035/2300 SNE53 SLP911 P0000 60000 I6007 T00060000 10006 20000 51050 VIA AUTODIAL"]
["PABE","2019-01-25T15:53:00",32,32,100,190,21,0,29.3,992.3,10,32,"OVC","M","M","M",700,"M","M","M","M","M","M","M",34,180,"2019-01-25T15:04:00",18.85,"PABE 260053Z 19021G32KT 10SM OVC007 00/00 A2930 RMK AO2 PK WND 18034/0004 SLP923 T00000000"]
["PABE","2019-01-25T16:53:00",32,30.9,95.65,190,23,0,29.35,993.9,10,30,"SCT","BKN","BKN","M",800,4500,8000,"M","M","M","M","M",33,190,"2019-01-25T16:00:00",18.31,"PABE 260153Z 19023G30KT 10SM SCT008 BKN045 BKN080 00/M01 A2935 RMK AO2 PK WND 19033/0100 SLP939 T00001006"]
["PABE","2019-01-25T17:53:00",32,30,92.22,180,19,0,29.39,995.3,10,"M","SCT","OVC","M","M",1800,3800,"M","M","M","M","M","M",29,190,"2019-01-25T16:55:00",19.44,"PABE 260253Z 18019KT 10SM SCT018 OVC038 00/M01 A2939 RMK AO2 PK WND 19029/0155 SLP953 T00001011 53043"]
["PABE","2019-01-25T18:40:00",32,30.9,95.65,180,22,0,29.43,"M",5,27,"OVC","M","M","M",1400,"M","M","M","BR","M","M","M",27,180,"2019-01-25T18:01:00",18.58,"PABE 260340Z 18022G27KT 5SM BR OVC014 00/M01 A2943 RMK AO2 PK WND 18027/0301 T00001006"]
["PABE","2019-01-25T18:53:00",32,30.9,95.65,180,22,0,29.44,996.9,7,28,"OVC","M","M","M",1200,"M","M","M","M","T","M","M",28,180,"2019-01-25T18:53:00",18.58,"PABE 260353Z 18022G28KT 7SM OVC012 00/M01 A2944 RMK AO2 PK WND 18028/0353 SLP969 I1000 T00001006"]
["PABE","2019-01-25T19:53:00",33.1,32,95.67,180,24,"T",29.47,998.2,10,30,"SCT","BKN","OVC","M",900,2200,3200,"M","M","M","M","M",30,180,"2019-01-25T19:10:00",19.54,"PABE 260453Z 18024G30KT 10SM SCT009 BKN022 OVC032 01/00 A2947 RMK AO2 PK WND 18030/0410 RAB43E46SNB13E43 SLP982 P0000 T00060000"]
["PABE","2019-01-25T20:01:00",33.1,30.9,91.51,180,24,0,29.48,"M",10,32,"FEW","SCT","OVC","M",800,2300,3200,"M","M","M","M","M",32,180,"2019-01-25T19:58:00",19.54,"PABE 260501Z 18024G32KT 10SM FEW008 SCT023 OVC032 01/M01 A2948 RMK AO2 PK WND 18032/0458 T00061006"]
["PABE","2019-01-25T20:40:00",34,30,85.11,180,23,0,29.5,"M",10,32,"OVC","M","M","M",2800,"M","M","M","M","M","M","M",33,190,"2019-01-25T20:25:00",21,"PABE 260540Z 18023G32KT 10SM OVC028 01/M01 A2950 RMK AO2 PK WND 19033/0525 T00111011"]
["PABE","2019-01-25T20:53:00",33.1,30,88.23,180,21,0,29.51,999.4,10,28,"OVC","M","M","M",2900,"M","M","M","M","M","M","T",33,190,"2019-01-25T20:25:00",20.32,"PABE 260553Z 18021G28KT 10SM OVC029 01/M01 A2951 RMK AO2 PK WND 19033/0525 SLP994 60000 I6000 T00061011 10011 21006 51040"]
["PABE","2019-01-25T21:08:00",33.1,30.9,91.51,180,21,0,29.52,"M",10,"M","FEW","OVC","M","M",2800,3700,"M","M","M","M","M","M",29,180,"2019-01-25T20:58:00",20.32,"PABE 260608Z 18021KT 10SM FEW028 OVC037 01/M01 A2952 RMK AO2 PK WND 18029/0558 T00061006"]
["PABE","2019-01-25T21:53:00",33.1,30,88.23,180,23,0,29.53,1000.2,10,28,"FEW","M","M","M",3600,"M","M","M","M","M","M","M",29,180,"2019-01-25T20:58:00",19.79,"PABE 260653Z 18023G28KT 10SM FEW036 01/M01 A2953 RMK AO2 PK WND 18029/0558 SLP002 T00061011"]
["PABE","2019-01-25T22:16:00",33.1,30.9,91.51,180,19,"T",29.54,"M",2.5,24,"FEW","SCT","BKN","M",900,1900,3800,"M",{"$f":"-SN BR","v":{"$error":"#NAME?"}},"M","M","M",29,180,"2019-01-25T21:59:00",20.89,"PABE 260716Z 18019G24KT 2 1/2SM R19R/6000VP6000FT -SN BR FEW009 SCT019 BKN038 01/M01 A2954 RMK AO2 PK WND 18029/0659 SNB16 P0000 T00061006"]
["PABE","2019-01-25T22:18:00",33.1,30.9,91.51,180,20,"T",29.54,"M",1.5,"M","SCT","BKN","BKN","M",900,1900,3800,"M",{"$f":"-SN BR","v":{"$error":"#NAME?"}},"M","M","M",29,180,"2019-01-25T21:59:00",20.6,"PABE 260718Z 18020KT 1 1/2SM R19R/6000VP6000FT -SN BR SCT009 BKN019 BKN038 01/M01 A2954 RMK AO2 PK WND 18029/0659 SNB16 P0000 T00061006"]
["PABE","2019-01-25T22:28:00",33.1,32,95.67,180,19,"T",29.54,"M",3,"M","FEW","BKN","OVC","M",1000,1800,3800,"M",{"$f":"-SN BR","v":{"$error":"#NAME?"}},"M","M","M",29,180,"2019-01-25T21:59:00",20.89,"PABE 260728Z 18019KT 3SM -SN BR FEW010 BKN018 OVC038 01/00 A2954 RMK AO2 PK WND 18029/0659 SNB16 P0000 T00060000"]
["PABE","2019-01-25T22:53:00",34,32,92.29,170,20,"T",29.56,1001.1,6,"M","BKN","OVC","M","M",1600,2300,"M","M",{"$f":"-SN BR","v":{"$error":"#NAME?"}},"M","M","M",29,180,"2019-01-25T21:59:00",21.8,"PABE 260753Z 17020KT 6SM -SN BR BKN016 OVC023 01/00 A2956 RMK AO2 PK WND 18029/0659 RAB32E38SNB16E32B51 SLP011 P0000 T00110000"]
["PABE","2019-01-25T23:09:00",34,32,92.29,170,18,"T",29.57,"M",10,"M","OVC","M","M","M",1400,"M","M","M","M","M","M","M",27,170,"2019-01-25T22:57:00",22.38,"PABE 260809Z 17018KT 10SM OVC014 01/00 A2957 RMK AO2 PK WND 17027/0757 SNE02 P0000 T00110000"]
["PABE","2019-01-25T23:53:00",33.1,32,95.67,160,16,"T",29.59,1002.1,9,"M","BKN","OVC","M","M",1300,1900,"M","M","M","M","M","M",27,170,"2019-01-25T22:57:00",21.85,"PABE 260853Z 16016KT 9SM BKN013 OVC019 01/00 A2959 RMK AO2 PK WND 17027/0757 RAB34E37SNE02B21E34 SLP021 P0000 60000 T00060000 400281006 53027"]
["PABE","2019-01-26T00:12:00",33.1,32,95.67,160,16,"T",29.59,"M",7,"M","SCT","BKN","OVC","M",900,1700,3800,"M",{"$f":"-SN","v":{"$error":"#NAME?"}},"M","M","M","M","M","M",21.85,"PABE 260912Z 16016KT 7SM -SN SCT009 BKN017 OVC038 01/00 A2959 RMK AO2 SNB10 P0000 T00060000"]
["PABE","2019-01-26T00:53:00",34,32,92.29,170,18,"T",29.59,1002.3,10,23,"BKN","OVC","M","M",2500,3700,"M","M","M","M","M","M","M","M","M",22.38,"PABE 260953Z 17018G23KT 10SM BKN025 OVC037 01/00 A2959 RMK AO2 RAB45E46SNB10E45 SLP023 P0000 T00110000"]
["PABE","2019-01-26T01:53:00",33.1,30.9,91.51,160,20,0,29.6,1002.5,10,"M","BKN","M","M","M",4500,"M","M","M","M","M","M","M","M","M","M",20.6,"PABE 261053Z 16020KT 10SM BKN045 01/M01 A2960 RMK AO2 SLP025 T00061006"]
["PABE","2019-01-26T02:53:00",32,30,92.22,150,18,0,29.61,1002.8,10,"M","SCT","M","M","M",4300,"M","M","M","M","M","M","M","M","M","M",19.75,"PABE 261153Z 15018KT 10SM SCT043 00/M01 A2961 RMK AO2 SLP028 60000 70002 T00001011 10011 20000 53007"]
["PABE","2019-01-26T03:53:00",32,28.9,88.17,150,16,0,29.6,1002.4,10,"M","BKN","M","M","M",4800,"M","M","M","M","M","M","M","M","M","M",20.42,"PABE 261253Z 15016KT 10SM BKN048 00/M02 A2960 RMK AO2 SLP024 T00001017"]
["PABE","2019-01-26T04:53:00",33.1,28.9,84.36,120,12,0,29.58,1001.8,10,"M","SCT","BKN","BKN","M",4300,9500,12000,"M","M","M","M","M","M","M","M",23.4,"PABE 261353Z 12012KT 10SM SCT043 BKN095 BKN120 01/M02 A2958 RMK SLP018 T00061017 VIA AUTODIAL"]
["PABE","2019-01-26T05:53:00",33.1,28.9,84.36,110,14,0,29.56,1001,10,"M","OVC","M","M","M",4400,"M","M","M","M","M","M","M","M","M","M",22.58,"PABE 261453Z AUTO 11014KT 10SM OVC044 01/M02 A2956 RMK AO2 SLP010 T00061017 58018 TSNO"]
["PABE","2019-01-26T06:53:00",35.1,28.9,77.88,110,15,0,29.54,1000.3,10,"M","OVC","M","M","M",3800,"M","M","M","M","M","M","M","M","M","M",24.8,"PABE 261553Z 11015KT 10SM OVC038 02/M02 A2954 RMK AO2 SLP003 T00171017"]
["PABE","2019-01-26T07:18:00",35.1,28.9,77.88,130,20,"T",29.53,"M",5,31,"OVC","M","M","M",2600,"M","M","M",{"$f":"-SN","v":{"$error":"#NAME?"}},"M","M","M",31,120,"2019-01-26T07:13:00",23.26,"PABE 261618Z 13020G31KT 5SM -SN OVC026 02/M02 A2953 RMK AO2 PK WND 12031/1613 SNB11 P0000 T00171017"]
["PABE","2019-01-26T07:53:00",35.1,28.9,77.88,110,17,"T",29.51,999.6,2.5,25,"OVC","M","M","M",2400,"M","M","M",{"$f":"-SN","v":{"$error":"#NAME?"}},"M","M","M",31,120,"2019-01-26T07:13:00",24.14,"PABE 261653Z 11017G25KT 2 1/2SM -SN OVC024 02/M02 A2951 RMK AO2 PK WND 12031/1613 SNB11 SLP996 P0000 T00171017"]
["PABE","2019-01-26T08:46:00",35.1,30,81.46,120,17,"T",29.5,"M",2.5,24,"OVC","M","M","M",2600,"M","M","M",{"$f":"-SN","v":{"$error":"#NAME?"}},"M","M","M","M","M","M",24.14,"PABE 261746Z 12017G24KT 2 1/2SM -SN OVC026 02/M01 A2950 RMK AO2 SNE07B33 P0000 T00171011"]
["PABE","2019-01-26T08:53:00",34,30.9,88.27,120,19,"T",29.49,998.9,2.5,"M","OVC","M","M","M",2000,"M","M","M",{"$f":"-SN BR","v":{"$error":"#NAME?"}},"M","M","M","M","M","M",22.08,"PABE 261753Z 12019KT 2 1/2SM -SN BR OVC020 01/M01 A2949 RMK AO2 SNE07B33 SLP989 P0000 60000 T00111006 10017 20000 56021"]
["PABE","2019-01-26T08:55:00",34,30.9,88.27,120,17,"T",29.5,"M",1,25,"VV ","M","M","M",2000,"M","M","M",{"$f":"-SN BR","v":{"$error":"#NAME?"}},"M","M","M","M","M","M",22.7,"PABE 261755Z 12017G25KT 1SM R19R/P6000FT -SN BR VV020 01/M01 A2950 RMK AO2 P0000 T00111006"]
["PABE","2019-01-26T09:53:00",34,32,92.29,130,19,0.01,29.49,998.6,3,24,"OVC","M","M","M",2500,"M","M","M",{"$f":"-SN BR","v":{"$error":"#NAME?"}},"M","M","M","M","M","M",22.08,"PABE 261853Z 13019G24KT 3SM -SN BR OVC025 01/00 A2949 RMK AO2 SLP986 P0001 T00110000"]
["PABE","2019-01-26T10:53:00",35.1,33.1,92.32,140,19,"T",29.49,998.8,8,"M","OVC","M","M","M",2300,"M","M","M",{"$f":"-SN BR","v":{"$error":"#NAME?"}},"M","M","M",26,130,"2019-01-26T10:13:00",23.54,"PABE 261953Z 14019KT 8SM -SN BR OVC023 02/01 A2949 RMK AO2 PK WND 13026/1913 UPB31E43SNE31B43 SLP988 P0000 T00170006"]
["PABE","2019-01-26T11:12:00",35.1,33.1,92.32,140,21,"T",29.49,"M",9,27,"OVC","M","M","M",3500,"M","M","M",{"$f":"-SN BR","v":{"$error":"#NAME?"}},"M","M","M",27,150,"2019-01-26T11:05:00",22.99,"PABE 262012Z 14021G27KT 9SM -SN BR OVC035 02/01 A2949 RMK AO2 PK WND 15027/2005 P0000 T00170006"]
["PABE","2019-01-26T11:53:00",35.1,32,88.33,150,19,0.01,29.51,999.4,10,28,"OVC","M","M","M",3500,"M","M","M","M","M","M","M",29,140,"2019-01-26T11:27:00",23.54,"PABE 262053Z 15019G28KT 10SM OVC035 02/00 A2951 RMK PK WND 14029/2027 UPB45E53SNE35 SLP994 P0001 60002 T00170000 53004 VIA AUTODIAL"]
["PABE","2019-01-26T12:53:00",36,33.1,89.09,140,17,"T",29.51,999.5,10,25,"OVC","M","M","M",4900,"M","M","M",{"$f":"-RA","v":{"$error":"#NAME?"}},"M","M","M",31,140,"2019-01-26T11:58:00",25.32,"PABE 262153Z 14017G25KT 10SM -RA OVC049 02/01 A2951 RMK AO2 PK WND 14031/2058 RAB01SNB2054E01 SLP995 P0000 T00220006"]
["PABE","2019-01-26T13:53:00",36,32,85.23,150,17,"T",29.52,999.8,10,"M","SCT","BKN","OVC","M",3800,4500,5500,"M","BR","M","M","M",28,150,"2019-01-26T13:28:00",25.32,"PABE 262253Z 15017KT 10SM BR SCT038 BKN045 OVC055 02/00 A2952 RMK AO2 PK WND 15028/2228 RAE23UPB49E52 SLP998 P0000 T00220000"]
["PABE","2019-01-26T14:53:00",36,33.1,89.09,150,19,0,29.53,1000,10,"M","FEW","BKN","OVC","M",2800,4200,7000,"M","M","M","M","M",27,150,"2019-01-26T14:34:00",24.73,"PABE 262353Z 15019KT 10SM FEW028 BKN042 OVC070 02/01 A2953 RMK AO2 PK WND 15027/2334 SLP000 60002 T00220006 10022 20006 53006"]
["PABE","2019-01-26T15:53:00",36,33.1,89.09,150,19,"T",29.53,1000,10,"M","BKN","OVC","M","M",4200,5500,"M","M","BR","M","M","M","M","M","M",24.73,"PABE 270053Z 15019KT 10SM BR BKN042 OVC055 02/01 A2953 RMK UPB05E16 SLP000 P0000 T00220006 VIA AUTODIAL"]
["PABE","2019-01-26T16:53:00",36,33.1,89.09,150,18,0,29.54,1000.4,10,"M","OVC","M","M","M",3800,"M","M","M","BR","M","M","M",27,150,"2019-01-26T15:57:00",25.01,"PABE 270153Z 15018KT 10SM BR OVC038 02/01 A2954 RMK AO2 PK WND 15027/0057 SLP004 T00220006"]
["PABE","2019-01-26T17:53:00",35.1,33.1,92.32,140,15,"T",29.55,1000.7,10,"M","FEW","OVC","M","M",2400,3200,"M","M",{"$f":"-RA","v":{"$error":"#NAME?"}},"M","M","M","M","M","M",24.8,"PABE 270253Z 14015KT 10SM -RA FEW024 OVC032 02/01 A2955 RMK AO2 RAB0155 SLP007 P0000 60000 T00170006 53006"]
["PABE","2019-01-26T18:14:00",36,33.1,89.09,140,16,"T",29.55,"M",10,"M","OVC","M","M","M",2800,"M","M","M",{"$error":"#NAME?"},"M","M","M","M","M","M",25.63,"PABE 270314Z 14016KT 10SM -RA OVC028 02/01 A2955 RMK AO2 P0000 T00220006"]
["PABE","2019-01-26T18:53:00",36,34,92.35,150,18,"T",29.57,1001.5,10,"M","OVC","M","M","M",2500,"M","M","M",{"$error":"#NAME?"},"M","M","M",27,140,"2019-01-26T18:36:00",25.01,"PABE 270353Z 15018KT 10SM -RA OVC025 02/01 A2957 RMK AO2 PK WND 14027/0336 SLP015 P0000 T00220011"]
["PABE","2019-01-26T19:08:00",36,33.1,89.09,150,20,"T",29.57,"M",10,28,"OVC","M","M","M",3200,"M","M","M",{"$error":"#NAME?"},"M","M","M",28,150,"2019-01-26T19:08:00",24.45,"PABE 270408Z 15020G28KT 10SM -RA OVC032 02/01 A2957 RMK AO2 PK WND 15028/0408 P0000 T00220006"]
["PABE","2019-01-26T19:53:00",36,33.1,89.09,150,25,"T",29.59,1002,10,34,"SCT","BKN","OVC","M",5000,7500,9000,"M",{"$error":"#NAME?"},"M","M","M",34,150,"2019-01-26T19:51:00",23.23,"PABE 270453Z 15025G34KT 10SM -RA SCT050 BKN075 OVC090 02/01 A2959 RMK AO2 PK WND 15034/0451 SLP020 P0000 T00220006"]
["PABE","2019-01-26T20:53:00",36,33.1,89.09,150,22,"T",29.61,1003,10,"M","FEW","OVC","M","M",2400,3500,"M","M",{"$error":"#NAME?"},"M","M","M",30,150,"2019-01-26T20:08:00",23.93,"PABE 270553Z 15022KT 10SM -RA FEW024 OVC035 02/01 A2961 RMK AO2 PK WND 15030/0508 UPB47E48 SLP030 P0000 60000 T00220006 10022 20017 53023"]
["PABE","2019-01-26T21:03:00",36,33.1,89.09,150,19,"T",29.61,"M",8,27,"BKN","OVC","M","M",2300,3600,"M","M",{"$error":"#NAME?"},"M","M","M",27,150,"2019-01-26T20:57:00",24.73,"PABE 270603Z 15019G27KT 8SM -RA BKN023 OVC036 02/01 A2961 RMK AO2 PK WND 15027/0557 P0000 T00220006"]
["PABE","2019-01-26T21:41:00",35.1,35.1,100,140,21,0.01,29.62,"M",10,25,"OVC","M","M","M",3200,"M","M","M",{"$error":"#NAME?"},"M","M","M",29,130,"2019-01-26T21:15:00",22.99,"PABE 270641Z 14021G25KT 10SM -RA OVC032 02/02 A2962 RMK AO2 PK WND 13029/0615 P0001 T00170017"]
["PABE","2019-01-26T21:53:00",35.1,34,95.71,140,20,0.01,29.63,1003.4,10,"M","OVC","M","M","M",3300,"M","M","M",{"$error":"#NAME?"},"M","M","M",29,130,"2019-01-26T21:15:00",23.26,"PABE 270653Z 14020KT 10SM -RA OVC033 02/01 A2963 RMK AO2 PK WND 13029/0615 SLP034 P0001 T00170011"]
["PABE","2019-01-26T22:53:00",36,34,92.35,130,19,"T",29.66,1004.4,10,"M","SCT","BKN","OVC","M",2100,2800,4600,"M",{"$error":"#NAME?"},"M","M","M",26,150,"2019-01-26T22:03:00",24.73,"PABE 270753Z 13019KT 10SM -RA SCT021 BKN028 OVC046 02/01 A2966 RMK AO2 PK WND 15026/0703 SLP044 P0000 T00220011"]
["PABE","2019-01-26T23:16:00",36,34,92.35,140,17,"T",29.66,"M",10,"M","SCT","SCT","BKN","M",2000,2600,4300,"M",{"$error":"#NAME?"},"M","M","M",26,150,"2019-01-26T22:55:00",25.32,"PABE 270816Z 14017KT 10SM -RA SCT020 SCT026 BKN043 02/01 A2966 RMK AO2 PK WND 15026/0755 P0000 T00220011"]
["PABE","2019-01-26T23:53:00",35.1,34,95.71,140,17,"T",29.67,1004.9,10,"M","CLR","M","M","M","M","M","M","M","M","M","M","M",26,150,"2019-01-26T22:55:00",24.14,"PABE 270853Z 14017KT 10SM CLR 02/01 A2967 RMK AO2 PK WND 15026/0755 SLP049 P0000 60001 T00170011 400220000 53019"]
["PABE","2019-01-27T00:53:00",36,34,92.35,150,19,"T",29.7,1005.9,10,"M","CLR","M","M","M","M","M","M","M","M","M","M","M",29,140,"2019-01-27T00:31:00",24.73,"PABE 270953Z 15019KT 10SM CLR 02/01 A2970 RMK AO2 PK WND 14029/0931 RAE46 SLP059 P0000 T00220011"]
["PABE","2019-01-27T01:53:00",36,33.1,89.09,150,18,0,29.73,1006.7,10,"M","BKN","M","M","M",4800,"M","M","M","M","M","M","M",27,150,"2019-01-27T01:27:00",25.01,"PABE 271053Z 15018KT 10SM BKN048 02/01 A2973 RMK AO2 PK WND 15027/1027 SLP067 T00220006"]
["PABE","2019-01-27T03:53:00",36,32,85.23,150,19,0,29.75,1007.6,10,"M","CLR","M","M","M","M","M","M","M","M","M","M","M",33,150,"2019-01-27T03:14:00",24.73,"PABE 271253Z 15019KT 10SM CLR 02/00 A2975 RMK AO2 PK WND 15033/1214 SLP076 T00220000"]
["PABE","2019-01-27T05:53:00",37,30.9,78.37,150,22,0,29.77,1008.1,10,34,"CLR","M","M","M","M","M","M","M","M","M","M","M",34,140,"2019-01-27T05:46:00",25.27,"PABE 271453Z AUTO 15022G34KT 10SM CLR 03/M01 A2977 RMK AO2 PK WND 14034/1446 SLP081 T00281006 51009 TSNO"]
["PABE","2019-01-27T06:53:00",36,30.9,81.53,160,21,0,29.78,1008.8,10,30,"CLR","M","M","M","M","M","M","M","M","M","M","M",32,150,"2019-01-27T06:27:00",24.19,"PABE 271553Z 16021G30KT 10SM CLR 02/M01 A2978 RMK AO2 PK WND 15032/1527 SLP088 T00221006"]
["PABE","2019-01-27T07:53:00",36,30.9,81.53,160,23,0,29.8,1009.2,10,30,"CLR","M","M","M","M","M","M","M","M","M","M","M",30,150,"2019-01-27T07:51:00",23.69,"PABE 271653Z 16023G30KT 10SM CLR 02/M01 A2980 RMK AO2 PK WND 15030/1651 SLP092 T00221006"]
["PABE","2019-01-27T08:53:00",36,30.9,81.53,150,25,0,29.81,1009.5,10,31,"CLR","M","M","M","M","M","M","M","M","M","M","M",32,160,"2019-01-27T08:16:00",23.23,"PABE 271753Z 15025G31KT 10SM CLR 02/M01 A2981 RMK AO2 PK WND 16032/1716 SLP095 T00221006 10028 20017 51014"]
["PABE","2019-01-27T09:53:00",36,30.9,81.53,160,31,0,29.83,1010.5,10,39,"CLR","M","M","M","M","M","M","M","M","M","M","M",39,160,"2019-01-27T09:52:00",22.01,"PABE 271853Z 16031G39KT 10SM CLR 02/M01 A2983 RMK AO2 PK WND 16039/1852 SLP105 T00221006"]
["PABE","2019-01-27T10:53:00",36,30.9,81.53,150,30,0,29.85,1011,10,39,"FEW","M","M","M",4600,"M","M","M","M","M","M","M",39,160,"2019-01-27T10:52:00",22.2,"PABE 271953Z 15030G39KT 10SM FEW046 02/M01 A2985 RMK AO2 PK WND 16039/1952 SLP110 T00221006"]
["PABE","2019-01-27T11:53:00",36,30.9,81.53,160,26,0,29.88,1012,10,34,"OVC","M","M","M",3400,"M","M","M","M","M","M","M",40,160,"2019-01-27T11:00:00",23.01,"PABE 272053Z 16026G34KT 10SM OVC034 02/M01 A2988 RMK AO2 PK WND 16040/2000 SLP120 T00221006 53025"]
["PABE","2019-01-27T12:53:00",36,30.9,81.53,160,22,0,29.92,1013.3,10,33,"BKN","OVC","M","M",3600,4500,"M","M","M","M","M","M",36,160,"2019-01-27T12:09:00",23.93,"PABE 272153Z 16022G33KT 10SM BKN036 OVC045 02/M01 A2992 RMK AO2 PK WND 16036/2109 SLP133 T00221006"]
["PABE","2019-01-27T13:53:00",36,32,85.23,160,21,0,29.93,1013.6,10,29,"FEW","BKN","OVC","M",2600,4700,5500,"M","M","M","M","M",31,160,"2019-01-27T13:18:00",24.19,"PABE 272253Z 16021G29KT 10SM FEW026 BKN047 OVC055 02/00 A2993 RMK AO2 PK WND 16031/2218 SLP136 T00220000"]
["PABE","2019-01-27T14:33:00",36,32,85.23,170,21,0,29.94,"M",10,"M","BKN","OVC","M","M",2500,4800,"M","M","M","M","M","M",29,170,"2019-01-27T14:05:00",24.19,"PABE 272333Z 17021KT 10SM BKN025 OVC048 02/00 A2994 RMK AO2 PK WND 17029/2305 T00220000"]
["PABE","2019-01-27T14:53:00",36,32,85.23,170,20,0,29.94,1014,10,27,"BKN","OVC","M","M",2500,5500,"M","M","M","M","M","M",29,170,"2019-01-27T14:05:00",24.45,"PABE 272353Z 17020G27KT 10SM BKN025 OVC055 02/00 A2994 RMK AO2 PK WND 17029/2305 SLP140 T00220000 10022 20017 51020"]
["PABE","2019-01-27T15:16:00",35.1,32,88.33,170,15,0,29.95,"M",9,"M","SCT","OVC","M","M",2500,3700,"M","M","M","M","M","M",26,170,"2019-01-27T15:01:00",24.8,"PABE 280016Z 17015KT 9SM SCT025 OVC037 02/00 A2995 RMK AO2 PK WND 17026/0001 T00170000"]
["PABE","2019-01-27T15:53:00",35.1,32,88.33,160,15,"T",29.96,1014.6,9,"M","OVC","M","M","M",3700,"M","M","M","M","M","M","M",26,170,"2019-01-27T15:01:00",24.8,"PABE 280053Z 16015KT 9SM OVC037 02/00 A2996 RMK AO2 PK WND 17026/0001 RAB34E42 SLP146 P0000 T00170000"]
["PABE","2019-01-27T16:53:00",34,33.1,96.46,170,14,"T",29.98,1015.2,5,"M","OVC","M","M","M",4000,"M","M","M",{"$f":"-RA","v":{"$error":"#NAME?"}},"M","M","M","M","M","M",23.74,"PABE 280153Z 17014KT 5SM -RA OVC040 01/01 A2998 RMK AO2 RAB23 SLP152 P0000 T00110006"]
["PABE","2019-01-27T17:31:00",33.1,33.1,100,170,14,0.01,29.99,"M",3,"M","FEW","OVC","M","M",1300,2800,"M","M",{"$f":"-RA","v":{"$error":"#NAME?"}},"M","M","M","M","M","M",22.58,"PABE 280231Z 17014KT 3SM -RA FEW013 OVC028 01/01 A2999 RMK AO2 P0001 T00060006"]
["PABE","2019-01-27T17:43:00",33.1,33.1,100,170,13,0.01,29.99,"M",6,"M","SCT","OVC","M","M",1400,3000,"M","M",{"$f":"-RA","v":{"$error":"#NAME?"}},"M","M","M","M","M","M",22.98,"PABE 280243Z 17013KT 6SM -RA SCT014 OVC030 01/01 A2999 RMK AO2 P0001 T00060006"]
["PABE","2019-01-27T17:53:00",33.1,33.1,100,170,13,0.01,29.99,1015.7,5,"M","FEW","OVC","M","M",1400,3400,"M","M",{"$f":"-RA","v":{"$error":"#NAME?"}},"M","M","M","M","M","M",22.98,"PABE 280253Z 17013KT 5SM -RA FEW014 OVC034 01/01 A2999 RMK AO2 SLP157 P0001 60001 T00060006 51017"]
["PABE","2019-01-27T18:25:00",33.1,33.1,100,170,15,"T",30,"M",4,"M","OVC","M","M","M",2700,"M","M","M",{"$f":"-SN BR","v":{"$error":"#NAME?"}},"M","M","M","M","M","M",22.21,"PABE 280325Z 17015KT 4SM -SN BR OVC027 01/01 A3000 RMK AO2 RAE0254SNB0257 P0000 T00060006"]
["PABE","2019-01-27T18:53:00",33.1,33.1,100,170,12,0.01,30.01,1016.3,4,"M","FEW","OVC","M","M",1600,2700,"M","M",{"$f":"-SN BR","v":{"$error":"#NAME?"}},"M","M","M","M","M","M",23.4,"PABE 280353Z 17012KT 4SM -SN BR FEW016 OVC027 01/01 A3001 RMK AO2 RAE0254SNB0257 SLP163 P0001 T00060006"]
["PABE","2019-01-27T19:19:00",33.1,33.1,100,170,13,0.01,30.01,"M",5,"M","FEW","SCT","OVC","M",800,1300,2300,"M",{"$f":"-SN BR","v":{"$error":"#NAME?"}},"M","M","M","M","M","M",22.98,"PABE 280419Z 17013KT 5SM -SN BR FEW008 SCT013 OVC023 01/01 A3001 RMK AO2 P0001 T00060006"]
["PABE","2019-01-27T19:31:00",33.1,33.1,100,170,12,0.01,30.02,"M",9,"M","BKN","OVC","M","M",1300,2700,"M","M",{"$f":"-SN","v":{"$error":"#NAME?"}},"M","M","M","M","M","M",23.4,"PABE 280431Z 17012KT 9SM -SN BKN013 OVC027 01/01 A3002 RMK AO2 UPB28E31SNE28B31 P0001 T00060006"]
["PABE","2019-01-27T19:53:00",33.1,33.1,100,160,10,0.02,30.02,1016.7,6,"M","OVC","M","M","M",1600,"M","M","M",{"$f":"-SN BR","v":{"$error":"#NAME?"}},"M","M","M","M","M","M",24.35,"PABE 280453Z 16010KT 6SM -SN BR OVC016 01/01 A3002 RMK AO2 UPB28E31SNE28B31 SLP167 P0002 T00060006"]
["PABE","2019-01-27T20:53:00",33.1,33.1,100,170,11,"T",30.03,1017.1,9,"M","BKN","OVC","M","M",1300,2000,"M","M","M","M","M","M","M","M","M",23.86,"PABE 280553Z 17011KT 9SM BKN013 OVC020 01/01 A3003 RMK AO2 SNE47 SLP171 P0000 60004 T00060006 10022 20006 51008"]
["PABE","2019-01-27T22:24:00",33.1,33.1,100,160,13,"T",30.05,"M",4,"M","OVC","M","M","M",400,"M","M","M","BR","M","M","M","M","M","M",22.98,"PABE 280724Z 16013KT 4SM BR OVC004 01/01 A3005 RMK AO2 UPE03SNB03E05 P0000 T00060006"]
["PABE","2019-01-27T22:53:00",33.1,33.1,100,160,12,0.01,30.06,1017.9,2.5,"M","OVC","M","M","M",500,"M","M","M",{"$f":"-SN BR","v":{"$error":"#NAME?"}},"M","M","M","M","M","M",23.4,"PABE 280753Z 16012KT 2 1/2SM -SN BR OVC005 01/01 A3006 RMK AO2 UPE03SNB03E05B31 SLP179 P0001 T00060006"]
["PABE","2019-01-27T23:45:00",33.1,33.1,100,170,13,"T",30.07,"M",4,"M","OVC","M","M","M",400,"M","M","M","BR","M","M","M","M","M","M",22.98,"PABE 280845Z 17013KT 4SM BR OVC004 01/01 A3007 RMK AO2 SNE07 P0000 T00060006"]
["PABE","2019-01-27T23:53:00",33.1,33.1,100,170,15,"T",30.07,1018.3,4,"M","BKN","OVC","M","M",400,1000,"M","M","BR","M","M","M","M","M","M",22.21,"PABE 280853Z 17015KT 4SM BR BKN004 OVC010 01/01 A3007 RMK AO2 SNE07 SLP183 P0000 60001 T00060006 400280006 51012"]
["PABE","2019-01-28T00:53:00",33.1,33.1,100,170,14,0,30.07,1018.5,9,"M","BKN","OVC","M","M",400,2200,"M","M","M","M","M","M","M","M","M",22.58,"PABE 280953Z 17014KT 9SM BKN004 OVC022 01/01 A3007 RMK AO2 SLP185 T00060006"]
["PABE","2019-01-28T01:53:00",33.1,33.1,100,170,15,0,30.09,1019.1,5,"M","OVC","M","M","M",300,"M","M","M","BR","M","M","M","M","M","M",22.21,"PABE 281053Z 17015KT 5SM BR OVC003 01/01 A3009 RMK AO2 SLP191 T00060006"]
["PABE","2019-01-28T02:53:00",32,32,100,170,13,0,30.09,1019,10,"M","SCT","M","M","M",300,"M","M","M","M","M","M","M","M","M","M",21.57,"PABE 281153Z 17013KT 10SM SCT003 00/00 A3009 RMK AO2 SLP190 60001 70005 T00000000 10006 20000 50007"]
["PABE","2019-01-28T03:41:00",30.9,30.9,100,170,9,0,30.1,"M",10,"M","BKN","M","M","M",500,"M","M","M","M","M","M","M","M","M","M",22.15,"PABE 281241Z 17009KT 10SM BKN005 M01/M01 A3010 RMK AO2 CIG 004V008 T10061006"]
["PABE","2019-01-28T03:53:00",30.9,30.9,100,180,10,0,30.1,1019.5,10,"M","OVC","M","M","M",700,"M","M","M","M","M","M","M","M","M","M",21.59,"PABE 281253Z 18010KT 10SM OVC007 M01/M01 A3010 RMK AO2 CIG 004V008 SLP195 T10061006"]
["PABE","2019-01-28T05:53:00",30.9,30.9,100,160,12,0,30.11,1019.8,8,"M","OVC","M","M","M",300,"M","M","M","M","T","T","M","M","M","M",20.6,"PABE 281453Z AUTO 16012KT 8SM OVC003 M01/M01 A3011 RMK AO2 SLP198 I1000 I3000 T10061006 51007 TSNO"]
["PABE","2019-01-28T06:11:00",30.9,30.9,100,170,12,0,30.12,"M",1.75,"M","OVC","M","M","M",300,"M","M","M","BR","M","M","M","M","M","M",20.6,"PABE 281511Z AUTO 17012KT 1 3/4SM R19R/5000VP6000FT BR OVC003 M01/M01 A3012 RMK AO2 T10061006 TSNO"]
["PABE","2019-01-28T06:53:00",30.9,30.9,100,170,12,0,30.11,1019.9,1,"M","VV ","M","M","M",300,"M","M","M","BR",0.01,"M","M","M","M","M",20.6,"PABE 281553Z 17012KT 1SM R19R/4500VP6000FT BR VV003 M01/M01 A3011 RMK AO2 SLP199 I1001 T10061006"]
["PABE","2019-01-28T07:06:00",30.9,30.9,100,180,10,0,30.11,"M",0.75,"M","VV ","M","M","M",300,"M","M","M","BR","M","M","M","M","M","M",21.59,"PABE 281606Z 18010KT 3/4SM R19R/4000V4500FT BR VV003 M01/M01 A3011 RMK AO2 T10061006"]
["PABE","2019-01-28T07:16:00",30.9,30.9,100,180,10,"T",30.11,"M",0.75,"M","VV ","M","M","M",300,"M","M","M",{"$f":"-FZRA BR","v":{"$error":"#NAME?"}},0.01,"M","M","M","M","M",21.59,"PABE 281616Z 18010KT 3/4SM R19R/3000V4500FT -FZRA BR VV003 M01/M01 A3011 RMK AO2 FZRAB10 P0000 I1001 T10061006"]
["PABE","2019-01-28T07:37:00",30.9,30.9,100,180,8,"T",30.12,"M",1.75,"M","OVC","M","M","M",300,"M","M","M",{"$f":"-FZRA BR","v":{"$error":"#NAME?"}},0.01,"M","M","M","M","M",22.76,"PABE 281637Z 18008KT 1 3/4SM R19R/6000VP6000FT -FZRA BR OVC003 M01/M01 A3012 RMK AO2 FZRAB10 P0000 I1001 T10061006"]
["PABE","2019-01-28T07:45:00",30.9,30.9,100,180,9,"T",30.11,"M",2,"M","OVC","M","M","M",300,"M","M","M","BR",0.02,"M","M","M","M","M",22.15,"PABE 281645Z 18009KT 2SM BR OVC003 M01/M01 A3011 RMK AO2 FZRAB10E39 P0000 I1002 T10061006"]
["PABE","2019-01-28T07:53:00",30.9,30.9,100,190,9,"T",30.11,1019.9,2,"M","OVC","M","M","M",400,"M","M","M","BR",0.02,"M","M","M","M","M",22.15,"PABE 281653Z 19009KT 2SM BR OVC004 M01/M01 A3011 RMK AO2 FZRAB10E39 SLP199 P0000 I1002 T10061006"]
["PABE","2019-01-28T08:09:00",30.9,30.9,100,190,7,0,30.12,"M",1.25,"M","OVC","M","M","M",300,"M","M","M","BR","M","M","M","M","M","M",23.44,"PABE 281709Z 19007KT 1 1/4SM R19R/4500VP6000FT BR OVC003 M01/M01 A3012 RMK AO2 T10061006"]
["PABE","2019-01-28T08:24:00",30.9,30.9,100,200,8,0,30.11,"M",0.75,"M","VV ","M","M","M",400,"M","M","M","BR",0.01,"M","M","M","M","M",22.76,"PABE 281724Z 20008KT 3/4SM R19R/4000VP6000FT BR VV004 M01/M01 A3011 RMK AO2 I1001 T10061006"]
["PABE","2019-01-28T08:32:00",30.9,30.9,100,190,5,0,30.11,"M",1,"M","VV ","M","M","M",400,"M","M","M","BR",0.02,"M","M","M","M","M",25.09,"PABE 281732Z 19005KT 1SM R19R/4500VP6000FT BR VV004 M01/M01 A3011 RMK AO2 I1002 T10061006"]
["PABE","2019-01-28T08:45:00",30.9,30.9,100,210,7,0,30.11,"M",0.75,"M","VV ","M","M","M",300,"M","M","M","BR",0.02,"M","M","M","M","M",23.44,"PABE 281745Z 21007KT 3/4SM R19R/4500V5500FT BR VV003 M01/M01 A3011 RMK AO2 I1002 T10061006"]
["PABE","2019-01-28T08:53:00",30.9,30.9,100,220,7,0,30.11,1019.8,1,"M","VV ","M","M","M",300,"M","M","M","BR",0.02,"M",0.05,"M","M","M",23.44,"PABE 281753Z 22007KT 1SM R19R/4500VP6000FT BR VV003 M01/M01 A3011 RMK AO2 SLP198 60000 I1002 I6005 T10061006 10000 21006 58000"]
["PABE","2019-01-28T09:12:00",30.9,30.9,100,220,5,0,30.11,"M",0.75,"M","VV ","M","M","M",300,"M","M","M","BR","M","M","M","M","M","M",25.09,"PABE 281812Z 22005KT 3/4SM R19R/3000V4500FT BR VV003 M01/M01 A3011 RMK AO2 T10061006"]
["PABE","2019-01-28T11:07:00",30,30,100,250,3,"T",30.12,"M",0.5,"M","VV ","M","M","M",500,"M","M","M",{"$f":"-FZRA FZFG","v":{"$error":"#NAME?"}},"T","M","M","M","M","M",26.4,"PABE 282007Z 25003KT 1/2SM R19R/2400V3500FT -FZRA FZFG VV005 M01/M01 A3012 RMK AO2 FZRAB07 P0000 I1000 T10111011"]
["PABE","2019-01-28T14:40:00",30.9,30.9,100,0,0,0,30.06,"M",0.25,"M","OVC","M","M","M",300,"M","M","M","FZFG",0.02,"M","M","M","M","M",30.9,"PABE 282340Z 00000KT 1/4SM R19R/1600VP6000FT FZFG OVC003 M01/M01 A3006 RMK AO2 I1002 T10061006"]
["PABE","2019-01-28T17:53:00",28.9,28.9,100,20,7,0,30.02,1016.7,0.25,"M","VV ","M","M","M",300,"M","M","M","FZFG",0.01,0.01,"M","M","M","M",21,"PABE 290253Z 02007KT 1/4SM R19R/1800V3000FT FZFG VV003 M02/M02 A3002 RMK AO2 SLP167 I1001 I3001 T10171017 56010"]
["PABE","2019-01-28T19:53:00",28.9,28.9,100,10,10,0,29.98,1015.3,10,"M","SCT","OVC","M","M",300,2900,"M","M","M","M","M","M","M","M","M",19.08,"PABE 290453Z 01010KT 10SM SCT003 OVC029 M02/M02 A2998 RMK AO2 SLP153 T10171017"]
["PABE","2019-01-29T02:53:00",28.9,28.9,100,30,15,0,29.79,1008.9,10,24,"OVC","M","M","M",400,"M","M","M","M","T","M",0.01,"M","M","M",16.76,"PABE 291153Z 03015G24KT 10SM OVC004 M02/M02 A2979 RMK AO2 PK WND 03026/1129 SLP089 70001 I1000 I6001 T10171017 11011 21033 56019"]
["PABE","2019-01-29T11:53:00",28,28,100,30,12,"T",29.61,1003.1,10,"M","OVC","M","M","M",1100,"M","M","M","M","M","M","M","M","M","M",16.91,"PABE 292053Z 03012KT 10SM OVC011 M02/M02 A2961 RMK AO2 SNE19 SLP031 P0000 60002 T10221022 56011"]
["PABE","2019-01-30T01:14:00",25,25,100,130,5,0,29.61,"M",0.5,"M","VV ","M","M","M",200,"M","M","M","FZFG","M","M","M","M","M","M",18.08,"PABE 301014Z 13005KT 1/2SM R19R/2600V3500FT FZFG VV002 M04/M04 A2961 RMK AO2 T10391039"]
["PABE","2019-01-30T06:53:00",24.1,24.1,100,140,4,0,29.69,1005.5,4,"M","OVC","M","M","M",600,"M","M","M","BR","M","M","M","M","M","M",18.19,"PABE 301553Z 14004KT 4SM BR OVC006 M04/M04 A2969 RMK AO2 SLP055 T10441044"]
["PABE","2019-01-30T10:36:00",25,24.1,96.31,0,0,0,29.77,"M",1,"M","BKN","OVC","M","M",100,5000,"M","M","BR","M","M","M","M","M","M",25,"PABE 301936Z 00000KT 1SM R19R/5500VP6000FT BR BKN001 OVC050 M04/M04 A2977 RMK AO2 T10391044"]
["PABE","2019-01-30T13:26:00",26.1,25,95.53,30,3,0,29.85,"M",2,"M","BKN","OVC","M","M",200,1000,"M","M","BR","M","M","M","M","M","M",21.94,"PABE 302226Z 03003KT 2SM BR BKN002 OVC010 M03/M04 A2985 RMK AO2 T10331039"]
["PABE","2019-01-30T16:29:00",23,23,100,10,7,"T",29.92,"M",0.25,"M","OVC","M","M","M",200,"M","M","M","FZFG","M","M","M","M","M","M",13.81,"PABE 310129Z 01007KT 1/4SM R19R/3000VP6000FT FZFG OVC002 M05/M05 A2992 RMK AO2 SNE09 P0000 T10501050"]
["PABE","2019-01-30T17:11:00",24.1,23,95.49,30,6,0,29.93,"M",0.25,"M","VV ","M","M","M",200,"M","M","M","FZFG",0.01,"M","M","M","M","M",16.02,"PABE 310211Z 03006KT 1/4SM R19R/1600V2200FT FZFG VV002 M04/M05 A2993 RMK AO2 I1001 T10441050"]
["PABE","2019-01-31T02:53:00",17.1,15.1,91.68,20,7,0,30.1,1019.6,10,"M","BKN","M","M","M",1800,"M","M","M","M","M","M","M","M","M","M",6.62,"PABE 311153Z 02007KT 10SM BKN018 M08/M09 A3010 RMK AO2 SLP196 T10831094 11061 21083 51010"]
["PABE","2019-01-31T08:53:00",17.1,14,87.38,30,9,0,30.13,1020.5,10,"M","OVC","M","M","M",2600,"M","M","M","M","M","M","M","M","M","M",4.99,"PABE 311753Z 03009KT 10SM OVC026 M08/M10 A3013 RMK AO2 SLP205 T10831100 11078 21089 50000"]
["PABE","2019-01-31T17:53:00",12.9,9,84.07,50,6,0,30.03,1017.3,10,"M","CLR","M","M","M","M","M","M","M","M","M","M","M","M","M","M",2.53,"PABE 010253Z 05006KT 10SM CLR M11/M13 A3003 RMK AO2 SLP173 T11061128 56024"]
["PABE","2019-02-01T09:25:00",14,10.9,87.2,50,8,"T",29.74,"M",2,"M","OVC","M","M","M",3200,"M","M","M",{"$f":"-SN BR","v":{"$error":"#NAME?"}},"M","M","M","M","M","M",1.94,"PABE 011825Z 05008KT 2SM -SN BR OVC032 M10/M12 A2974 RMK AO2 SNB15 P0000 T11001117"]
["PABE","2019-02-01T13:53:00",18,16,91.72,50,7,0.01,29.75,1007.8,2,"M","OVC","M","M","M",800,"M","M","M",{"$f":"-SN BR","v":{"$error":"#NAME?"}},"M","M","M","M","M","M",7.71,"PABE 012253Z 05007KT 2SM -SN BR OVC008 M08/M09 A2975 RMK AO2 SLP078 P0001 T10781089"]
["PABE","2019-02-01T16:19:00",21.9,19.9,91.86,80,5,0,29.77,"M",2,"M","BKN","OVC","M","M",900,1400,"M","M","BR","M","M","M","M","M","M",14.4,"PABE 020119Z 08005KT 2SM BR BKN009 OVC014 M06/M07 A2977 RMK AO2 T10561067"]
["PABE","2019-02-02T02:48:00",30.2,28.4,92.92,120,11,"T",29.78,"M",1.75,"M","BKN","OVC","M","M",1800,2500,"M","M",{"$f":"-SN BR","v":{"$error":"#NAME?"}},"M","M","M","M","M","M",20.19,"PABE 021148Z 12011KT 1 3/4SM -SN BR BKN018 OVC025 M01/M02 A2978 RMK AO2 SNB43 P0000"]
["PABE","2019-02-02T08:53:00",35.1,32,88.33,160,26,"T",29.72,1006.7,9,34,"OVC","M","M","M",2300,"M","M","M",{"$f":"-SN","v":{"$error":"#NAME?"}},"M","M","M",34,160,"2019-02-02T08:51:00",21.79,"PABE 021753Z 16026G34KT 9SM -SN OVC023 02/00 A2972 RMK AO2 PK WND 16034/1751 SNB40 SLP067 P0000 60019 T00170000 10017 21006 56003"]
["PABE","2019-02-02T11:00:00",34,34,100,160,27,0,29.75,"M",5,33,"OVC","M","M","M",2000,"M","M","M","BR","M","M","M",33,160,"2019-02-02T10:55:00",20.07,"PABE 022000Z 16027G33KT 5SM BR OVC020 01/01 A2975 RMK AO2 PK WND 16033/1955 T00110011"]
["PABE","2019-02-02T17:10:00",33.1,33.1,100,180,11,0,29.89,"M",0.25,"M","VV ","M","M","M",200,"M","M","M","FG","M","M","M","M","M","M",23.86,"PABE 030210Z 18011KT 1/4SM R19R/1400V1800FT FG VV002 01/01 A2989 RMK AO2 T00060006"]
["PABE","2019-02-03T00:53:00",30.9,30.9,100,90,5,0,29.84,1010.6,10,"M","FEW","M","M","M",4900,"M","M","M","M","M","M","M","M","M","M",25.09,"PABE 030953Z 09005KT 10SM FEW049 M01/M01 A2984 RMK AO2 SLP106 T10061006"]
["PABE","2019-02-03T06:32:00",32,32,100,150,6,"T",29.76,"M",5,"M","BKN","OVC","M","M",600,1100,"M","M","BR","M","M","M","M","M","M",25.53,"PABE 031532Z AUTO 15006KT 5SM BR BKN006 OVC011 00/00 A2976 RMK AO2 SNE06 P0000 T00000000 TSNO"]
["PABE","2019-02-03T08:53:00",33.1,33.1,100,210,8,"T",29.8,1009.1,0.75,"M","OVC","M","M","M",400,"M","M","M","BR","M","M","M","M","M","M",25.47,"PABE 031753Z 21008KT 3/4SM R19R/4000V5500FT BR OVC004 01/01 A2980 RMK AO2 UPB03E12RAB12E44 SLP091 P0000 60007 T00060006 10006 20000 51016"]
["PABE","2019-02-03T13:16:00",30,30,100,200,10,0,29.9,"M",0.25,"M","VV ","M","M","M",200,"M","M","M","FZFG",0.02,"M","M","M","M","M",20.46,"PABE 032216Z 20010KT 1/4SM R19R/1200V1600FT FZFG VV002 M01/M01 A2990 RMK AO2 I1002 T10111011"]
["PABE","2019-02-03T20:34:00",27,27,100,50,8,0,29.96,"M",0.25,"M","VV ","M","M","M",200,"M","M","M","FZFG",0.01,"M","M","M","M","M",17.95,"PABE 040534Z 05008KT 1/4SM R19R/1400V2200FT FZFG VV002 M03/M03 A2996 RMK AO2 I1001 T10281028"]
["PABE","2019-02-03T21:44:00",27,26.1,96.35,70,5,0,29.96,"M",0.25,"M","VV ","M","M","M",200,"M","M","M","FZFG",0.02,"M","M","M","M","M",20.46,"PABE 040644Z 07005KT 1/4SM R19R/2000V2600FT FZFG VV002 M03/M03 A2996 RMK AO2 I1002 T10281033"]
["PABE","2019-02-04T02:24:00",26.1,25,95.53,30,11,0,29.91,"M",0.5,"M","VV ","M","M","M",200,"M","M","M","FZFG",0.03,"M","M","M","M","M",15.01,"PABE 041124Z AUTO 03011KT 1/2SM R19R/1800V3500FT FZFG VV002 M03/M04 A2991 RMK AO2 I1003 T10331039 TSNO"]
["PABE","2019-02-04T11:53:00",32,30,92.22,70,12,0,29.62,1003.3,10,"M","SCT","M","M","M",12000,"M","M","M","M","M","M","M","M","M","M",22,"PABE 042053Z 07012KT 10SM SCT120 00/M01 A2962 RMK AO2 SLP033 T00001011 58032"]
["PABE","2019-02-04T19:53:00",34,33.1,96.46,170,19,0,29.53,1000.1,10,"M","SCT","BKN","M","M",4700,6500,"M","M","M","M","M","M","M","M","M",22.08,"PABE 050453Z 17019KT 10SM SCT047 BKN065 01/01 A2953 RMK AO2 SLP001 T00110006"]
["PABE","2019-02-05T04:37:00",34,30,85.11,140,19,0,29.57,"M",10,"M","BKN","BKN","M","M",2300,5500,"M","M","M","M","M","M",26,150,"2019-02-05T04:32:00",22.08,"PABE 051337Z AUTO 14019KT 10SM BKN023 BKN055 01/M01 A2957 RMK AO2 PK WND 15026/1332 T00111011 TSNO"]
["PABE","2019-02-05T08:53:00",32,32,100,150,24,0.01,29.52,999.9,0.75,31,"OVC","M","M","M",500,"M","M","M",{"$f":"-SN BR","v":{"$error":"#NAME?"}},0.01,"M",0.01,34,150,"2019-02-05T08:14:00",18.06,"PABE 051753Z 15024G31KT 3/4SM R19R/4500VP6000FT -SN BR OVC005 00/00 A2952 RMK AO2 PK WND 15034/1714 SNEMMB26SNEMMB30 SLP999 P0001 60001 I1001 I6001 T00000000 10011 20000 56012 $"]
["PABE","2019-02-05T14:04:00",34,34,100,190,24,0,29.61,"M",7,"M","FEW","OVC","M","M",800,4200,"M","M","M","M","M","M",30,190,"2019-02-05T14:02:00",20.76,"PABE 052304Z 19024KT 7SM FEW008 OVC042 01/01 A2961 RMK AO2 PK WND 19030/2302 T00110011 $"]
["PABE","2019-02-05T22:28:00",34,33.1,96.46,170,13,"T",29.75,"M",10,"M","BKN","BKN","OVC","M",1600,2900,3800,"M","M","M","M","M","M","M","M",24.13,"PABE 060728Z 17013KT 10SM BKN016 BKN029 OVC038 01/01 A2975 RMK AO2 UPB09E19 P0000 T00110006 $"]
["PABE","2019-02-06T06:53:00",34,28.9,81.37,150,20,0,29.72,1006.7,10,24,"FEW","BKN","OVC","M",4400,5500,7000,"M","M","M","M","M","M","M","M",21.8,"PABE 061553Z 15020G24KT 10SM FEW044 BKN055 OVC070 01/M02 A2972 RMK AO2 SLP067 T00111017 $"]
["PABE","2019-02-06T09:45:00",34,30.9,88.27,150,26,"T",29.71,"M",5,33,"OVC","M","M","M",2700,"M","M","M",{"$f":"-SN BR","v":{"$error":"#NAME?"}},"M","M","M",33,150,"2019-02-06T09:45:00",20.29,"PABE 061845Z 15026G33KT 5SM -SN BR OVC027 01/M01 A2971 RMK AO2 PK WND 15033/1845 P0000 T00111006 $"]
["PABE","2019-02-06T15:53:00",34,33.1,96.46,160,19,"T",29.79,1008.9,10,"M","FEW","OVC","M","M",1400,3600,"M","M",{"$error":"#NAME?"},"M","M","M",29,160,"2019-02-06T15:27:00",22.08,"PABE 070053Z 16019KT 10SM -RA FEW014 OVC036 01/01 A2979 RMK AO2 PK WND 16029/0027 SLP089 P0000 T00110006 $"]
["PABE","2019-02-07T04:53:00",37,33.1,85.64,160,20,"T",29.77,1008.3,10,"M","OVC","M","M","M",2700,"M","M","M",{"$error":"#NAME?"},"M","M","M",32,170,"2019-02-07T04:00:00",25.78,"PABE 071353Z 16020KT 10SM -RA OVC027 03/01 A2977 RMK PK WND 17032/1300 SLP083 P0000 T00280006 $ VIA AUTODIAL"]
["PABE","2019-02-07T09:53:00",36,34,92.35,160,21,0.01,29.77,1008.2,10,27,"OVC","M","M","M",2800,"M","M","M",{"$error":"#NAME?"},"M","M","M",27,160,"2019-02-07T09:36:00",24.19,"PABE 071853Z 16021G27KT 10SM -RA OVC028 02/01 A2977 RMK AO2 PK WND 16027/1836 SLP082 P0001 T00220011 $"]
["PABE","2019-02-07T22:53:00",32,32,100,170,10,0.04,30.01,1016.4,2,"M","SCT","OVC","M","M",300,800,"M","M",{"$f":"-SN BR","v":{"$error":"#NAME?"}},"M","M","M","M","M","M",22.97,"PABE 080753Z 17010KT 2SM -SN BR SCT003 OVC008 00/00 A3001 RMK SLP164 P0004 T00000000 $ VIA AUTODIAL"]
["PABE","2019-02-08T03:00:00",33.1,33.1,100,180,12,0,30.12,"M",10,"M","BKN","BKN","OVC","M",500,1300,1800,"M","M","M","M","M","M","M","M",23.4,"PABE 081200Z 18012KT 10SM BKN005 BKN013 OVC018 01/01 A3012 RMK T00060006 $ VIA AUTODIAL"]
["PABE","2019-02-08T08:53:00",30,30,100,190,6,0,30.32,1027,10,"M","SCT","M","M","M",7000,"M","M","M","M","M","M","M","M","M","M",23.12,"PABE 081753Z 19006KT 10SM SCT070 M01/M01 A3032 RMK SLP270 T10111011 10006 21011 51034 $ VIA AUTODIAL"]
["PABE","2019-02-08T17:53:00",30.9,30,96.41,100,3,0,30.44,1031.1,10,"M","CLR","M","M","M","M","M","M","M","M","M","M","M","M","M","M",27.43,"PABE 090253Z 10003KT 10SM CLR M01/M01 A3044 RMK AO2 SLP311 T10061011 53003 $"]
["PABE","2019-02-09T02:53:00",34,33.1,96.46,140,9,0.01,30.36,1028.3,10,"M","OVC","M","M","M",3600,"M","M","M","M","T","M",0.05,"M","M","M",26,"PABE 091153Z 14009KT 10SM OVC036 01/01 A3036 RMK RAB36E48UPB48E53FZRAE34 SLP283 P0001 60001 70001 I1000 I6005 T00110006 10011 21033 58010 $ VIA AUTODIAL"]
["PABE","2019-02-09T08:53:00",35.1,33.1,92.32,150,13,0,30.26,1024.9,10,"M","OVC","M","M","M",2000,"M","M","M","M","M","M","M","M","M","M",25.54,"PABE 091753Z 15013KT 10SM OVC020 02/01 A3026 RMK SLP249 T00170006 10022 20011 56014 $ VIA AUTODIAL"]
["PABE","2019-02-09T18:53:00",36,34,92.35,120,6,0.01,29.91,1012.9,10,"M","OVC","M","M","M",3700,"M","M","M",{"$error":"#NAME?"},"M","M","M","M","M","M",30.35,"PABE 100353Z 12006KT 10SM -RA OVC037 02/01 A2991 RMK SLP129 P0001 T00220011 $ VIA AUTODIAL"]
["PABE","2019-02-10T03:09:00",35.1,34,95.71,160,12,"T",29.68,"M",10,"M","OVC","M","M","M",2800,"M","M","M",{"$error":"#NAME?"},"M","M","M","M","M","M",25.95,"PABE 101209Z 16012KT 10SM -RA OVC028 02/01 A2968 RMK AO2 P0000 T00170011 $"]
["PABE","2019-02-10T09:51:00",30.2,28.4,92.92,270,16,"T",29.98,"M",5,27,"SCT","OVC","M","M",1400,2200,"M","M",{"$f":"-SN BR","v":{"$error":"#NAME?"}},"M","M","M","M","M","M",18.07,"PABE 101851Z 27016G27KT 5SM -SN BR SCT014 OVC022 M01/M02 A2998 RMK PK WND 27030/1813 SNB1755 PRESRR P0000 $ VIA AUTODIAL"]
["PABE","2019-02-10T18:53:00",24.1,23,95.49,190,7,0,30.32,1027.1,10,"M","CLR","M","M","M","M","M","M","M","M","M","M","M","M","M","M",15.15,"PABE 110353Z 19007KT 10SM CLR M04/M05 A3032 RMK SLP271 T10441050 $ VIA AUTODIAL"]
["PABE","2019-02-11T00:53:00",25,23,91.97,160,9,0,30.29,1026,10,"M","CLR","M","M","M","M","M","M","M","M","M","M","M","M","M","M",14.81,"PABE 110953Z 16009KT 10SM CLR M04/M05 A3029 RMK AO2 SLP260 T10391050 $"]
["PABE","2019-02-11T05:53:00",28,21,74.67,120,10,0,30.03,1017.3,10,"M","OVC","M","M","M",6000,"M","M","M","M","M","M","M","M","M","M",17.95,"PABE 111453Z AUTO 12010KT 10SM OVC060 M02/M06 A3003 RMK AO2 SLP173 T10221061 58064 TSNO $"]
["PABE","2019-02-11T12:56:00",32,32,100,170,27,"T",29.75,"M",1,36,"VV ","M","M","M",800,"M","M","M",{"$f":"-SN BLSN","v":{"$error":"#NAME?"}},"M","M","M",35,170,"2019-02-11T12:56:00",17.34,"PABE 112156Z 17027G36KT 1SM R19R/4000VP6000FT -SN BLSN VV008 00/00 A2975 RMK AO2 PK WND 17035/2156 P0000 T00000000 $"]
["PABE","2019-02-11T14:28:00",35.1,35.1,100,190,26,0,29.75,"M",10,33,"SCT","OVC","M","M",700,5000,"M","M","M","M","M","M",34,190,"2019-02-11T14:05:00",21.79,"PABE 112328Z 19026G33KT 10SM SCT007 OVC050 02/02 A2975 RMK AO2 PK WND 19034/2305 T00170017 $"]
["PABE","2019-02-11T18:53:00",35.1,30.9,84.49,190,33,0,29.74,1007.3,7,41,"FEW","OVC","M","M",4200,5500,"M","M","M","M","M","M",41,190,"2019-02-11T18:53:00",20.4,"PABE 120353Z 19033G41KT 7SM FEW042 OVC055 02/M01 A2974 RMK PK WND 19041/0353 SLP073 T00171006 $ VIA AUTODIAL"]
["PABE","2019-02-12T02:53:00",32,26.1,78.58,230,26,"T",29.9,1012.8,10,39,"FEW","OVC","M","M",2200,4100,"M","M","M","T","M","T",39,230,"2019-02-12T02:48:00",17.58,"PABE 121153Z 23026G39KT 10SM FEW022 OVC041 00/M03 A2990 RMK PK WND 23039/1148 UPB19E27 SLP128 P0000 60000 70002 I1000 I6000 T00001033 10017 20000 51023 $ VIA AUTODIAL"]
["PABE","2019-02-12T15:24:00",30,23,74.87,260,17,0,30.09,"M",10,23,"SCT","M","M","M",1700,"M","M","M","M","M","M","M","M","M","M",17.46,"PABE 130024Z 26017G23KT 10SM SCT017 M01/M05 A3009 RMK AO2 T10111050"]
["PABE","2019-02-12T17:53:00",26.1,21.9,83.89,290,5,0,30.11,1019.8,10,"M","SCT","M","M","M",2000,"M","M","M","M","M","M","M","M","M","M",19.39,"PABE 130253Z 29005KT 10SM SCT020 M03/M06 A3011 RMK SLP198 T10331056 53007 VIA AUTODIAL"]
["PABE","2019-02-13T01:53:00",25,23,91.97,270,9,0.02,30.15,1021.1,9,"M","SCT","OVC","M","M",3700,4600,"M","M","M","M","M","M","M","M","M",14.81,"PABE 131053Z 27009KT 9SM SCT037 OVC046 M04/M05 A3015 RMK AO2 SNE20B37E49 SLP211 P0002 T10391050"]
["PABE","2019-02-13T13:53:00",24.1,19,80.59,100,6,0,30.28,1025.5,10,"M","OVC","M","M","M",4100,"M","M","M","M","M","M","M","M","M","M",16.02,"PABE 132253Z 10006KT 10SM OVC041 M04/M07 A3028 RMK SLP255 T10441072 VIA AUTODIAL"]
["PABE","2019-02-13T18:53:00",24.1,18,77.21,90,4,0,30.27,1025.4,10,"M","SCT","M","M","M",4300,"M","M","M","M","M","M","M","M","M","M",18.19,"PABE 140353Z 09004KT 10SM SCT043 M04/M08 A3027 RMK SLP254 T10441078 VIA AUTODIAL"]
["PABE","2019-02-14T03:53:00",23,21,91.9,130,6,0,30.21,1023.4,10,"M","BKN","OVC","M","M",800,1200,"M","M","M","M","M","M","M","M","M",14.69,"PABE 141253Z 13006KT 10SM BKN008 OVC012 M05/M06 A3021 RMK CIG 007V012 SLP234 T10501061 VIA AUTODIAL"]
["PABE","2019-02-14T15:40:00",24.1,23,95.49,130,9,0.05,29.93,"M",0.5,"M","BKN","OVC","M","M",1100,1800,"M","M",{"$f":"-SN FZFG","v":{"$error":"#NAME?"}},"M","M","M","M","M","M",13.69,"PABE 150040Z 13009KT 1/2SM R19R/2000VP6000FT -SN FZFG BKN011 OVC018 M04/M05 A2993 RMK AO2 P0005 T10441050"]
["PABE","2019-02-14T19:03:00",28,26.1,92.46,190,18,0,29.92,"M",10,"M","FEW","SCT","OVC","M",1000,1500,2200,"M","M","M","M","M","M","M","M",14.48,"PABE 150403Z 19018KT 10SM FEW010 SCT015 OVC022 M02/M03 A2992 RMK AO2 T10221033"]
["PABE","2019-02-15T00:53:00",28.9,28,96.38,170,9,0,29.99,1015.9,10,"M","BKN","OVC","M","M",700,2300,"M","M","M","M","M","M","M","M","M",19.66,"PABE 150953Z 17009KT 10SM BKN007 OVC023 M02/M02 A2999 RMK SLP159 T10171022 VIA AUTODIAL"]
["PABE","2019-02-15T13:53:00",30,21.9,71.48,110,11,"T",29.76,1008,1,"M","OVC","M","M","M",800,"M","M","M",{"$f":"-SN","v":{"$error":"#NAME?"}},"M","M","M","M","M","M",19.94,"PABE 152253Z 11011KT 1SM R19R/5500VP6000FT -SN OVC008 M01/M06 A2976 RMK AO2 SNB50 SLP080 P0000 T10111056"]
["PABE","2019-02-15T14:53:00",30.9,28,88.84,130,12,"T",29.75,1007.7,10,18,"BKN","OVC","M","M",3800,4800,"M","M","M","M","M","M","M","M","M",20.6,"PABE 152353Z 13012G18KT 10SM BKN038 OVC048 M01/M02 A2975 RMK AO2 SNE18 SLP077 P0000 60000 T10061022 11006 21067 58004"]
["PABE","2019-02-15T21:34:00",32,30,92.22,190,18,0,29.78,"M",10,"M","SCT","M","M","M",1100,"M","M","M","M","M","M","M","M","M","M",19.75,"PABE 160634Z 19018KT 10SM SCT011 00/M01 A2978 RMK AO2 T00001011 $"]
["PABE","2019-02-16T05:53:00",27,25,92.05,180,17,0,29.98,1015.5,10,"M","CLR","M","M","M","M","M","M","M","M","M","M","M","M","M","M",13.52,"PABE 161453Z AUTO 18017KT 10SM CLR M03/M04 A2998 RMK PRESRR SLP155 T10281039 53029 TSNO $ VIA AUTODIAL"]
["PABE","2019-02-16T16:53:00",26.1,21.9,83.89,20,7,0,29.97,1015.1,10,"M","CLR","M","M","M","M","M","M","M","M","M","M","M","M","M","M",17.59,"PABE 170153Z 02007KT 10SM CLR M03/M06 A2997 RMK AO2 SLP151 T10331056 $"]
["PABE","2019-02-17T00:53:00",27,26.1,96.35,50,14,"T",29.66,1004.7,1.25,"M","OVC","M","M","M",1700,"M","M","M",{"$f":"-SN BR","v":{"$error":"#NAME?"}},"M","M","M","M","M","M",14.72,"PABE 170953Z 05014KT 1 1/4SM R19R/5500VP6000FT -SN BR OVC017 M03/M03 A2966 RMK SLP047 P0000 T10281033 $ VIA AUTODIAL"]
["PABE","2019-02-17T06:53:00",32,30.9,95.65,100,5,0.02,29.48,998.6,2,"M","OVC","M","M","M",1800,"M","M","M","BR","T","M","M","M","M","M",26.4,"PABE 171553Z 10005KT 2SM BR OVC018 00/M01 A2948 RMK AO2 UPB1456E47FZRAB21E22SNE1456B00E15B22E36 SLP986 P0002 I1000 T00001006 $"]
["PABE","2019-02-17T10:53:00",33.1,33.1,100,160,13,"T",29.46,997.8,0.75,"M","VV ","M","M","M",600,"M","M","M",{"$f":"-SN BR","v":{"$error":"#NAME?"}},"M","M","M","M","M","M",22.98,"PABE 171953Z 16013KT 3/4SM R19R/P6000FT -SN BR VV006 01/01 A2946 RMK AO2 SLP978 P0000 T00060006 $"]
["PABE","2019-02-17T15:53:00",27,24.1,88.65,230,15,0,29.63,1003.8,10,"M","OVC","M","M","M",1200,"M","M","M","M","M","M","M","M","M","M",14.3,"PABE 180053Z 23015KT 10SM OVC012 M03/M04 A2963 RMK AO2 SLP038 T10281044 $"]
["PABE","2019-02-17T19:53:00",27,25,92.05,200,13,0,29.71,1006.2,10,"M","OVC","M","M","M",1100,"M","M","M","M","M","M","M","M","M","M",15.16,"PABE 180453Z 20013KT 10SM OVC011 M03/M04 A2971 RMK AO2 SLP062 T10281039 $"]
["PABE","2019-02-18T04:53:00",27,25,92.05,50,11,"T",29.56,1001.3,3,"M","OVC","M","M","M",4100,"M","M","M",{"$f":"-SN BR","v":{"$error":"#NAME?"}},"M","M","M","M","M","M",16.15,"PABE 181353Z AUTO 05011KT 3SM -SN BR OVC041 M03/M04 A2956 RMK SLP013 P0000 T10281039 TSNO $ VIA AUTODIAL"]
["PABE","2019-02-18T10:44:00",23,21.9,95.47,10,15,0,29.57,"M",10,"M","SCT","BKN","M","M",500,6500,"M","M","M","M","M","M","M","M","M",9.11,"PABE 181944Z 01015KT 10SM SCT005 BKN065 M05/M06 A2957 RMK AO2 T10501056 $"]
["PABE","2019-02-18T12:34:00",23,21,91.9,20,14,0,29.63,"M",10,"M","SCT","BKN","BKN","M",800,5000,10000,"M","M","M","M","M","M","M","M",9.56,"PABE 182134Z 02014KT 10SM SCT008 BKN050 BKN100 M05/M06 A2963 RMK AO2 T10501061 $"]
["PABE","2019-02-18T22:53:00",18,17.1,96.19,320,13,0,30.17,1022,9,"M","OVC","M","M","M",600,"M","M","M","M",0.01,"M","M","M","M","M",3.63,"PABE 190753Z 32013KT 9SM OVC006 M08/M08 A3017 RMK PRESRR SLP220 I1001 T10781083 $ VIA AUTODIAL"]
["PABE","2019-02-19T04:53:00",19,18,95.8,0,0,0,30.34,1027.7,0.75,"M","VV ","M","M","M",300,"M","M","M","BR","T","M","M","M","M","M",19,"PABE 191353Z AUTO 00000KT 3/4SM R19R/3500V5500FT BR VV003 M07/M08 A3034 RMK AO2 SLP277 I1000 T10721078 TSNO $"]
["PABE","2019-02-19T06:48:00",17.6,17.6,100,220,7,0,30.36,"M",1,"M","VV ","M","M","M",600,"M","M","M","BR",0.1,"M","M","M","M","M",7.23,"PABE 191548Z 22007KT 1SM R19R/5000V5500FT BR VV006 M08/M08 A3036 RMK AO2 I1010 $"]
["PABE","2019-02-19T18:53:00",17.1,12.9,83.25,60,11,0,30.07,1018.6,10,"M","CLR","M","M","M","M","M","M","M","M","M","M","M","M","M","M",3.64,"PABE 200353Z 06011KT 10SM CLR M08/M11 A3007 RMK AO2 SLP186 T10831106"]
["PABE","2019-02-20T04:53:00",30,26.1,85.21,160,26,0,29.73,1007.1,7,33,"SCT","OVC","M","M",2500,5000,"M","M","M","M","M","M",33,160,"2019-02-20T04:51:00",14.86,"PABE 201353Z 16026G33KT 7SM SCT025 OVC050 M01/M03 A2973 RMK AO2 PK WND 16033/1351 SLP071 T10111033"]
["PABE","2019-02-20T08:53:00",32,28.9,88.17,160,24,0,29.7,1006.1,10,"M","OVC","M","M","M",4500,"M","M","M","M","M","M","M",31,160,"2019-02-20T07:58:00",18.06,"PABE 201753Z 16024KT 10SM OVC045 00/M02 A2970 RMK AO2 PK WND 16031/1658 SLP061 60000 T00001017 10000 21039 57007"]
["PABE","2019-02-20T19:53:00",30,28.9,95.61,190,12,0,29.72,1006.6,10,"M","FEW","M","M","M",500,"M","M","M","M","M","M","M","M","M","M",19.46,"PABE 210453Z 19012KT 10SM FEW005 M01/M02 A2972 RMK AO2 SLP066 T10111017"]
["PABE","2019-02-21T09:53:00",23,21.9,95.47,230,12,0,30.07,1018.6,9,"M","SCT","M","M","M",10000,"M","M","M","M","M","M","M","M","M","M",10.55,"PABE 211853Z 23012KT 9SM SCT100 M05/M06 A3007 RMK SLP186 T10501056 VIA AUTODIAL"]
["PABE","2019-02-21T16:53:00",27,23,84.66,170,6,0,30.17,1021.8,10,"M","OVC","M","M","M",5000,"M","M","M","M","M","M","M","M","M","M",19.51,"PABE 220153Z 17006KT 10SM OVC050 M03/M05 A3017 RMK SLP218 T10281050 VIA AUTODIAL"]
["PABE","2019-02-21T23:53:00",28,25,88.33,160,13,"T",30.17,1022,7,"M","FEW","OVC","M","M",3300,4300,"M","M",{"$f":"-SN","v":{"$error":"#NAME?"}},"M","M","M","M","M","M",16.44,"PABE 220853Z 16013KT 7SM -SN FEW033 OVC043 M02/M04 A3017 RMK AO2 SNB12 SLP220 P0000 60000 T10221039 410171072 50000"]
["PABE","2019-02-22T09:21:00",30.9,27,85.26,150,18,"T",30.12,"M",3,"M","OVC","M","M","M",1000,"M","M","M",{"$f":"-SN BR","v":{"$error":"#NAME?"}},"M","M","M","M","M","M",18.3,"PABE 221821Z 15018KT 3SM -SN BR OVC010 M01/M03 A3012 RMK AO2 SNB1757 P0000 T10061028"]
["PABE","2019-02-22T12:53:00",33.1,28,81.3,150,19,"T",30.13,1020.5,10,"M","FEW","OVC","M","M",2800,3900,"M","M","M","M","M","M",27,150,"2019-02-22T12:01:00",20.89,"PABE 222153Z 15019KT 10SM FEW028 OVC039 01/M02 A3013 RMK AO2 PK WND 15027/2101 SNE28 SLP205 P0000 T00061022"]
["PABE","2019-02-22T17:53:00",32,26.1,78.58,150,12,0,30.11,1019.7,10,"M","BKN","M","M","M",12000,"M","M","M","M","M","M","M","M","M","M",22,"PABE 230253Z 15012KT 10SM BKN120 00/M03 A3011 RMK AO2 SLP197 T00001033 56005"]
["PABE","2019-02-23T02:30:00",30.9,27,85.26,140,11,0.01,30.08,"M",6,"M","BKN","OVC","M","M",2800,3700,"M","M",{"$f":"-SN BR","v":{"$error":"#NAME?"}},"T","M","M","M","M","M",21.08,"PABE 231130Z 14011KT 6SM -SN BR BKN028 OVC037 M01/M03 A3008 RMK AO2 UPB1056E01SNB01 P0001 I1000 T10061028"]
["PABE","2019-02-23T16:53:00",37,23,56.57,80,9,0,29.98,1015.4,10,"M","SCT","M","M","M",11000,"M","M","M","M","M","M","M","M","M","M",29.73,"PABE 240153Z 08009KT 10SM SCT110 03/M05 A2998 RMK AO2 SLP154 T00281050"]
["PABE","2019-02-24T03:53:00",37,30,75.56,140,18,0,29.97,1015,10,"M","OVC","M","M","M",3600,"M","M","M","M","M","M","M",26,140,"2019-02-24T03:16:00",26.33,"PABE 241253Z 14018KT 10SM OVC036 03/M01 A2997 RMK AO2 PK WND 14026/1216 SLP150 T00281011"]
["PABE","2019-02-24T08:15:00",36,32,85.23,160,20,"T",30.05,"M",10,27,"OVC","M","M","M",2900,"M","M","M","UP","M","M","M",28,160,"2019-02-24T08:01:00",24.45,"PABE 241715Z 16020G27KT 10SM UP OVC029 02/00 A3005 RMK AO2 PK WND 16028/1701 UPB15 P0000 T00220000"]
["PABE","2019-02-24T13:53:00",33.1,33.1,100,160,3,"T",30.27,1025.1,1,"M","BKN","OVC","M","M",300,4500,"M","M","BR","M","M","M","M","M","M",29.95,"PABE 242253Z 16003KT 1SM R19R/P6000FT BR BKN003 OVC045 01/01 A3027 RMK SNE00 SLP251 P0000 T00060006 $ VIA AUTODIAL"]
["PABE","2019-02-25T00:53:00",36,32,85.23,110,12,0,30.13,1020.3,10,"M","BKN","OVC","M","M",5500,7000,"M","M","M","M","M","M","M","M","M",27.09,"PABE 250953Z 11012KT 10SM BKN055 OVC070 02/00 A3013 RMK AO2 SLP203 T00220000 $"]
["PABE","2019-02-25T03:53:00",36,32,85.23,110,8,"T",30.08,1018.6,10,"M","OVC","M","M","M",3700,"M","M","M","UP","M","M","M","M","M","M",29.04,"PABE 251253Z 11008KT 10SM UP OVC037 02/00 A3008 RMK AO2 UPB40 SLP186 P0000 T00220000 $"]
["PABE","2019-02-25T17:53:00",37.9,30,72.93,140,15,0,30.04,1017.6,10,22,"FEW","SCT","BKN","M",6500,7500,9000,"M","M","M","M","M","M","M","M",28.43,"PABE 260253Z 14015G22KT 10SM FEW065 SCT075 BKN090 03/M01 A3004 RMK AO2 SLP176 T00331011 51004"]
["PABE","2019-02-26T01:53:00",37,30,75.56,130,11,0,30.1,1019.4,10,"M","OVC","M","M","M",4800,"M","M","M","M","M","M","M","M","M","M",28.79,"PABE 261053Z 13011KT 10SM OVC048 03/M01 A3010 RMK AO2 SLP194 T00281011"]
["PABE","2019-02-26T18:22:00",34,34,100,160,17,"T",30.22,"M",2.5,"M","BKN","OVC","M","M",700,1500,"M","M",{"$f":"-RA BR","v":{"$error":"#NAME?"}},"M","M","M","M","M","M",22.7,"PABE 270322Z 16017KT 2 1/2SM -RA BR BKN007 OVC015 01/01 A3022 RMK AO2 P0000 T00110011"]
["PABE","2019-02-26T20:53:00",32,32,100,170,11,0.02,30.24,1024.2,2,"M","FEW","OVC","M","M",300,1000,"M","M",{"$f":"-SN BR","v":{"$error":"#NAME?"}},"M","M","M","M","M","M",22.47,"PABE 270553Z 17011KT 2SM -SN BR FEW003 OVC010 00/00 A3024 RMK AO2 SLP242 P0002 60006 T00000000 10033 20000 51009 $"]
["PABE","2019-02-27T03:53:00",32,32,100,120,7,0,30.24,1024.3,10,"M","OVC","M","M","M",1600,"M","M","M","M","T","M","M","M","M","M",24.78,"PABE 271253Z 12007KT 10SM OVC016 00/00 A3024 RMK AO2 SLP243 I1000 T00000000 $"]
["PABE","2019-02-27T04:53:00",33.1,33.1,100,120,8,0,30.22,1023.6,10,"M","OVC","M","M","M",2300,"M","M","M","M","M","M","M","M","M","M",25.47,"PABE 271353Z AUTO 12008KT 10SM OVC023 01/01 A3022 RMK AO2 SLP236 T00060006 TSNO $"]
["PABE","2019-02-27T21:53:00",36,28.9,75.15,160,15,0,30.14,1020.7,10,"M","CLR","M","M","M","M","M","M","M","M","M","M","M","M","M","M",25.97,"PABE 280653Z 16015KT 10SM CLR 02/M02 A3014 RMK AO2 SLP207 T00221017"]
["PABE","2019-02-28T08:53:00",32,27,81.55,0,0,0,30.02,1016.6,10,"M","CLR","M","M","M","M","M","M","M","M","M","M","M","M","M","M",32,"PABE 281753Z 00000KT 10SM CLR 00/M03 A3002 RMK AO2 SLP166 6//// T00001028 10011 21011 58008 PNO $"]
["PABE","2019-02-28T12:53:00",39.9,32,73.14,120,12,0,30,1016,10,"M","CLR","M","M","M","M","M","M","M","M","M","M","M","M","M","M",32.06,"PABE 282153Z 12012KT 10SM CLR 04/00 A3000 RMK AO2 SLP160 T00440000"]
["PABE","2019-03-01T05:53:00",35.1,30,81.46,120,10,0,29.99,1015.7,10,"M","BKN","BKN","OVC","M",7000,9000,11000,"M","M","M","M","M","M","M","M",26.86,"PABE 011453Z AUTO 12010KT 10SM BKN070 BKN090 OVC110 02/M01 A2999 RMK AO2 SLP157 T00171011 50001 TSNO"]
["PABE","2019-03-01T12:53:00",37,34,88.78,160,16,0,30.07,1018.3,10,"M","OVC","M","M","M",1100,"M","M","M","M","M","M","M","M","M","M",26.94,"PABE 012153Z 16016KT 10SM OVC011 03/01 A3007 RMK SLP183 T00280011 VIA AUTODIAL"]
["PABE","2019-03-01T16:44:00",34,33.1,96.46,190,9,"T",30.1,"M",10,"M","FEW","SCT","BKN","M",400,3400,7500,"M","M","M","M","M","M","M","M",26,"PABE 020144Z 19009KT 10SM FEW004 SCT034 BKN075 01/01 A3010 RMK AO2 SNE34 P0000 T00110006"]
["PABE","2019-03-02T00:39:00",30,30,100,210,8,0,30.24,"M",5,"M","OVC","M","M","M",200,"M","M","M","BR","M","M","M","M","M","M",21.65,"PABE 020939Z 21008KT 5SM BR OVC002 M01/M01 A3024 RMK AO2 T10111011"]
["PABE","2019-03-02T02:53:00",28.9,28.9,100,200,8,0,30.29,1025.7,0.5,"M","VV ","M","M","M",200,"M","M","M","FZFG",0.02,"M",0.07,"M","M","M",20.29,"PABE 021153Z 20008KT 1/2SM R19R/2400V3000FT FZFG VV002 M02/M02 A3029 RMK AO2 SLP257 I1002 I6007 T10171017 11006 21017 51013"]
["PABE","2019-03-02T04:56:00",28,28,100,160,7,"T",30.32,"M",0.25,"M","VV ","M","M","M",200,"M","M","M",{"$f":"-SN FZFG","v":{"$error":"#NAME?"}},"T","M","M","M","M","M",19.9,"PABE 021356Z AUTO 16007KT 1/4SM R19R/2000V2600FT -SN FZFG VV002 M02/M02 A3032 RMK AO2 FZRAE54SNB54 P0000 I1000 T10221022 TSNO"]
["PABE","2019-03-02T10:53:00",28.9,28.9,100,170,7,0,30.4,1029.6,0.25,"M","VV ","M","M","M",200,"M","M","M","FZFG","M","M","M","M","M","M",21,"PABE 021953Z 17007KT M1/4SM R19R/1000V1400FT FZFG VV002 M02/M02 A3040 RMK AO2 SLP296 T10171017"]
["PABE","2019-03-02T15:53:00",32,30.9,95.65,190,8,0,30.46,1031.5,10,"M","OVC","M","M","M",800,"M","M","M","M","M","M","M","M","M","M",24.11,"PABE 030053Z 19008KT 10SM OVC008 00/M01 A3046 RMK AO2 CIG 007V012 SLP315 T00001006"]
["PABE","2019-03-02T16:53:00",34,30,85.11,180,6,0,30.47,1031.8,10,"M","BKN","BKN","M","M",1700,2500,"M","M","M","M","M","M","M","M","M",27.94,"PABE 030153Z 18006KT 10SM BKN017 BKN025 01/M01 A3047 RMK AO2 SLP318 T00111011"]
["PABE","2019-03-03T08:53:00",19,16,87.87,80,6,0,30.48,1032.5,10,"M","CLR","M","M","M","M","M","M","M","M","M","M","M","M","M","M",9.87,"PABE 031753Z 08006KT 10SM CLR M07/M09 A3048 RMK SLP325 T10721089 11050 21083 58012 VIA AUTODIAL"]
["PABE","2019-03-03T18:53:00",34,28.9,81.37,120,9,0,30.34,1027.8,10,"M","BKN","OVC","M","M",3300,4600,"M","M","M","M","M","M","M","M","M",26,"PABE 040353Z 12009KT 10SM BKN033 OVC046 01/M02 A3034 RMK AO2 SLP278 T00111017"]
["PABE","2019-03-04T00:53:00",35.1,32,88.33,140,8,"T",30.29,1025.8,10,"M","OVC","M","M","M",2300,"M","M","M",{"$f":"-RA","v":{"$error":"#NAME?"}},"M","M","M","M","M","M",27.93,"PABE 040953Z 14008KT 10SM -RA OVC023 02/00 A3029 RMK AO2 RAB0855UPB0856E07 SLP258 P0000 T00170000"]
["PABE","2019-03-04T18:53:00",36,33.1,89.09,120,8,"T",29.94,1013.9,10,"M","OVC","M","M","M",3900,"M","M","M","UP","M","M","M","M","M","M",29.04,"PABE 050353Z 12008KT 10SM UP OVC039 02/01 A2994 RMK AO2 RAB45E46UPB46 SLP139 P0000 T00220006"]
["PABE","2019-03-04T20:53:00",36,33.1,89.09,130,8,0.02,29.91,1012.8,10,"M","OVC","M","M","M",2800,"M","M","M",{"$error":"#NAME?"},"M","M","M","M","M","M",29.04,"PABE 050553Z 13008KT 10SM -RA OVC028 02/01 A2991 RMK SLP128 P0002 60002 T00220006 10033 20017 56021 VIA AUTODIAL"]
["PABE","2019-03-05T04:53:00",34,32,92.29,120,9,0.01,29.76,1008.1,6,"M","OVC","M","M","M",2300,"M","M","M","UP BR","T","M","M","M","M","M",26,"PABE 051353Z 12009KT 6SM UP BR OVC023 01/00 A2976 RMK AO2 RAE03UPB03 SLP081 P0001 I1000 T00110000"]
["PABE","2019-03-05T13:08:00",34,33.1,96.46,220,12,0,29.82,"M",10,"M","FEW","BKN","OVC","M",400,800,3700,"M","M","M","M","M","M","M","M",24.55,"PABE 052208Z 22012KT 10SM FEW004 BKN008 OVC037 01/01 A2982 RMK AO2 T00110006"]
["PABE","2019-03-05T14:53:00",35.1,33.1,92.32,180,9,0,29.83,1010.2,10,"M","SCT","BKN","M","M",800,5500,"M","M","M","M","M","M","M","M","M",27.37,"PABE 052353Z 18009KT 10SM SCT008 BKN055 02/01 A2983 RMK AO2 SLP102 60003 T00170006 10017 20006 51006"]
["PABE","2019-03-06T02:13:00",28,27,95.97,160,9,0,29.88,"M",9,"M","BKN","M","M","M",500,"M","M","M","M","M","M","M","M","M","M",18.54,"PABE 061113Z 16009KT 9SM BKN005 M02/M03 A2988 RMK AO2 T10221028"]
["PABE","2019-03-06T07:53:00",28.9,28,96.38,190,11,0,29.89,1012.3,10,"M","OVC","M","M","M",1900,"M","M","M","M","M","M","M","M","M","M",18.55,"PABE 061653Z 19011KT 10SM OVC019 M02/M02 A2989 RMK AO2 SLP123 T10171022"]
["PABE","2019-03-06T16:53:00",30.9,28,88.84,110,7,0,29.81,1009.5,10,"M","FEW","OVC","M","M",2000,2500,"M","M","M","M","M","M","M","M","M",23.44,"PABE 070153Z 11007KT 10SM FEW020 OVC025 M01/M02 A2981 RMK AO2 SLP095 T10061022"]
["PABE","2019-03-06T21:53:00",28.9,25,85.14,60,6,0,29.7,1005.9,10,"M","SCT","M","M","M",12000,"M","M","M","M","M","M","M","M","M","M",21.8,"PABE 070653Z 06006KT 10SM SCT120 M02/M04 A2970 RMK AO2 SLP059 T10171039"]
["PABE","2019-03-07T10:32:00",30,28,92.15,80,12,"T",29.41,"M",6,"M","BKN","OVC","M","M",4300,6000,"M","M",{"$f":"-SN BR","v":{"$error":"#NAME?"}},"M","M","M","M","M","M",19.46,"PABE 071932Z 08012KT 6SM -SN BR BKN043 OVC060 M01/M02 A2941 RMK AO2 P0000 T10111022"]
["PABE","2019-03-07T10:53:00",30.9,28,88.84,80,11,"T",29.4,996,9,"M","OVC","M","M","M",5500,"M","M","M","M","M","M","M","M","M","M",21.08,"PABE 071953Z 08011KT 9SM OVC055 M01/M02 A2940 RMK AO2 SNE35 SLP960 P0000 T10061022"]
["PABE","2019-03-07T23:53:00",32,30,92.22,100,6,"T",29.38,995,5,"M","OVC","M","M","M",3200,"M","M","M",{"$f":"-SN BR","v":{"$error":"#NAME?"}},"M","M","M","M","M","M",25.53,"PABE 080853Z 10006KT 5SM -SN BR OVC032 00/M01 A2938 RMK AO2 SNB30 SLP950 P0000 60000 T00001011 400391022 53004"]
["PABE","2019-03-08T06:18:00",32,28.9,88.17,100,5,0,29.39,"M",10,"M","SCT","OVC","M","M",2800,3700,"M","M","M","M","M","M","M","M","M",26.4,"PABE 081518Z AUTO 10005KT 10SM SCT028 OVC037 00/M02 A2939 RMK AO2 T00001017 TSNO"]
["PABE","2019-03-08T12:43:00",35.1,32,88.33,160,8,0,29.41,"M",10,"M","SCT","OVC","M","M",2500,4500,"M","M","M","M","M","M","M","M","M",27.93,"PABE 082143Z 16008KT 10SM SCT025 OVC045 02/00 A2941 RMK AO2 T00170000"]
["PABE","2019-03-09T00:53:00",30.9,24.1,75.59,80,12,0,29.14,986.9,10,"M","CLR","M","M","M","M","M","M","M","M","M","M","M","M","M","M",20.6,"PABE 090953Z 08012KT 10SM CLR M01/M04 A2914 RMK AO2 SLP869 T10061044"]
["PABE","2019-03-09T12:53:00",37.9,28,67.2,100,15,0,28.6,968.6,10,22,"BKN","OVC","M","M",3300,4500,"M","M","BR","M","M","M",29,80,"2019-03-09T12:00:00",28.43,"PABE 092153Z 10015G22KT 10SM BR BKN033 OVC045 03/M02 A2860 RMK AO2 PK WND 08029/2100 SLP686 T00331022"]
["PABE","2019-03-10T01:53:00",34,30,85.11,50,7,0,28.5,965.1,10,"M","BKN","BKN","OVC","M",5500,7000,8500,"M","M","M","M","M","M","M","M",27.22,"PABE 101053Z 05007KT 10SM BKN055 BKN070 OVC085 01/M01 A2850 RMK AO2 SLP651 T00111011"]
["PABE","2019-03-10T09:16:00",34,32,92.29,80,5,0,28.52,"M",10,"M","BKN","OVC","M","M",2600,3900,"M","M","M","M","M","M","M","M","M",28.77,"PABE 101716Z 08005KT 10SM BKN026 OVC039 01/00 A2852 RMK AO2 T00110000"]
["PABE","2019-03-10T16:19:00",37.9,35.1,89.53,210,5,"T",28.62,"M",9,"M","FEW","BKN","OVC","M",1200,2600,3200,"M",{"$f":"-RA","v":{"$error":"#NAME?"}},"M","M","M","M","M","M",33.4,"PABE 110019Z 21005KT 9SM -RA FEW012 BKN026 OVC032 03/02 A2862 RMK AO2 P0000 T00330017 $"]
["PABE","2019-03-10T22:11:00",34,34,100,240,4,0,28.77,"M",0.75,"M","OVC","M","M","M",400,"M","M","M","BR","M","M","M","M","M","M",29.76,"PABE 110611Z 24004KT 3/4SM R19R/4000V6000FT BR OVC004 01/01 A2877 RMK AO2 T00110011 $"]
["PABE","2019-03-11T00:29:00",33.1,33.1,100,230,5,"T",28.82,"M",0.75,"M","BKN","OVC","M","M",300,800,"M","M","BR","M","M","M","M","M","M",27.7,"PABE 110829Z 23005KT 3/4SM R19R/3500V5500FT BR BKN003 OVC008 01/01 A2882 RMK AO2 RAE02 P0000 T00060006 $"]
["PABE","2019-03-11T02:34:00",32,32,100,260,8,0,28.88,"M",1.5,"M","OVC","M","M","M",700,"M","M","M","BR","M","M","M","M","M","M",24.11,"PABE 111034Z 26008KT 1 1/2SM R19R/5000VP6000FT BR OVC007 00/00 A2888 RMK AO2 T00000000 $"]
["PABE","2019-03-11T05:33:00",30,30,100,250,15,"T","M","M",3,21,"FEW","BKN","OVC","M",500,1100,2500,"M",{"$f":"-SN BR","v":{"$error":"#NAME?"}},"M","M","M","M","M","M",18.19,"PABE 111333Z AUTO 25015G21KT 3SM -SN BR FEW005 BKN011 OVC025 M01/M01 RMK AO2 SNB1255E08B20 P0000 T10111011 TSNO $"]
["PABE","2019-03-11T11:29:00",30,30,100,220,18,"T",29.18,"M",2,24,"OVC","M","M","M",600,"M","M","M",{"$f":"-SN BR","v":{"$error":"#NAME?"}},"M","M","M","M","M","M",17.12,"PABE 111929Z 22018G24KT 2SM -SN BR OVC006 M01/M01 A2918 RMK AO2 SNE01B19 P0000 T10111011 $"]
["PABE","2019-03-11T12:06:00",30.9,30,96.41,210,15,"T",29.2,"M",2,"M","OVC","M","M","M",700,"M","M","M",{"$f":"-SN BR","v":{"$error":"#NAME?"}},"M","M","M","M","M","M",19.35,"PABE 112006Z 21015KT 2SM -SN BR OVC007 M01/M01 A2920 RMK AO2 P0000 T10061011 $"]
["PABE","2019-03-11T17:12:00",30.9,28.9,92.18,230,19,"T",29.33,"M",1,23,"OVC","M","M","M",800,"M","M","M",{"$f":"-SN BR","v":{"$error":"#NAME?"}},"M","M","M","M","M","M",17.98,"PABE 120112Z 23019G23KT 1SM R19R/4500VP6000FT -SN BR OVC008 M01/M02 A2933 RMK AO2 P0000 T10061017"]
["PABE","2019-03-12T03:22:00",26.1,26.1,100,0,0,0,29.47,"M",10,"M","SCT","OVC","M","M",1700,3600,"M","M","M","M","M","M","M","M","M",26.1,"PABE 121122Z 00000KT 10SM SCT017 OVC036 M03/M03 A2947 RMK AO2 T10331033"]
["PABE","2019-03-12T06:53:00",26.1,21,80.75,90,5,0,29.43,996.7,10,"M","BKN","OVC","M","M",4500,5500,"M","M","M","M","M","M","M","M","M",19.39,"PABE 121453Z 09005KT 10SM BKN045 OVC055 M03/M06 A2943 RMK AO2 SLP967 T10331061 58015"]
["PABE","2019-03-12T11:53:00",27,25,92.05,60,10,"T",29.33,993.4,10,"M","OVC","M","M","M",3500,"M","M","M","M","M","M","M","M","M","M",16.7,"PABE 121953Z 06010KT 10SM OVC035 M03/M04 A2933 RMK AO2 SNE24 SLP934 P0000 T10281039"]
["PABE","2019-03-12T20:53:00",36,28.9,75.15,90,9,0,29.23,990,10,"M","OVC","M","M","M",6000,"M","M","M","M","M","M","M","M","M","M",28.49,"PABE 130453Z 09009KT 10SM OVC060 02/M02 A2923 RMK AO2 SLP900 T00221017"]
["PABE","2019-03-13T02:53:00",33.1,28.9,84.36,70,7,0,29.26,991.1,10,"M","OVC","M","M","M",6000,"M","M","M","M","M","M","M","M","M","M",26.12,"PABE 131053Z 07007KT 10SM OVC060 01/M02 A2926 RMK AO2 SLP911 T00061017"]
["PABE","2019-03-13T13:53:00",39,28.9,66.79,90,7,0,29.27,991.4,10,"M","FEW","BKN","OVC","M",4500,5500,6500,"M","M","M","M","M","M","M","M",33.31,"PABE 132153Z 09007KT 10SM FEW045 BKN055 OVC065 04/M02 A2927 RMK AO2 SLP914 T00391017"]
["PABE","2019-03-14T04:53:00",26.1,24.1,92.01,20,5,0,29.23,990,10,"M","BKN","BKN","BKN","M",3600,4500,8500,"M","M","M","M","M","M","M","M",19.39,"PABE 141253Z 02005KT 10SM BKN036 BKN045 BKN085 M03/M04 A2923 RMK AO2 SLP900 T10331044"]
["PABE","2019-03-14T12:07:00",27,24.1,88.65,260,14,"T",29.31,"M",3,20,"OVC","M","M","M",1000,"M","M","M",{"$f":"-SN BR","v":{"$error":"#NAME?"}},"M","M","M","M","M","M",14.72,"PABE 142007Z 26014G20KT 3SM -SN BR OVC010 M03/M04 A2931 RMK AO2 P0000 T10281044"]
["PABE","2019-03-14T12:53:00",26.1,23,87.87,250,16,"T",29.33,993.3,3,"M","BKN","BKN","OVC","M",600,1200,5000,"M",{"$f":"-SN BR","v":{"$error":"#NAME?"}},"M","M","M","M","M","M",12.73,"PABE 142053Z 25016KT 3SM -SN BR BKN006 BKN012 OVC050 M03/M05 A2933 RMK AO2 SLP933 P0000 60000 T10331050 53024"]
["PABE","2019-03-14T23:53:00",19.9,18,92.19,160,7,"T",29.54,1000.4,10,"M","SCT","M","M","M",3600,"M","M","M","BR","M","M","M","M","M","M",10.03,"PABE 150753Z 16007KT 10SM BR SCT036 M07/M08 A2954 RMK AO2 SNE0656 SLP004 P0000 T10671078"]
["PABE","2019-03-15T00:53:00",18,16,91.72,170,7,0,29.55,1000.9,10,"M","CLR","M","M","M","M","M","M","M","BR","M","M","M","M","M","M",7.71,"PABE 150853Z 17007KT 10SM BR CLR M08/M09 A2955 RMK AO2 SLP009 60000 T10781089 400061078 51014"]
["PABE","2019-03-15T12:53:00",28.9,19,66.08,50,8,0,29.56,1001.1,10,"M","FEW","M","M","M",20000,"M","M","M","M","M","M","M","M","M","M",20.29,"PABE 152053Z 05008KT 10SM FEW200 M02/M07 A2956 RMK AO2 SLP011 T10171072 58010"]
["PABE","2019-03-15T21:53:00",24.1,19.9,83.75,330,11,0,29.41,996.3,10,"M","BKN","M","M","M",3700,"M","M","M","M","M","M","M","M","M","M",12.48,"PABE 160553Z 33011KT 10SM BKN037 M04/M07 A2941 RMK AO2 SLP963 T10441067 11011 21044 56012"]
["PABE","2019-03-16T05:46:00",23,21,91.9,330,13,"T",29.27,"M",4,"M","FEW","OVC","M","M",1000,4200,"M","M",{"$f":"-SN BR","v":{"$error":"#NAME?"}},"M","M","M","M","M","M",10.04,"PABE 161346Z AUTO 33013KT 4SM -SN BR FEW010 OVC042 M05/M06 A2927 RMK AO2 P0000 T10501061 TSNO"]
["PABE","2019-03-16T09:53:00",21,19,91.83,310,12,0.01,29.22,989.6,1.5,20,"SCT","BKN","OVC","M",3200,4300,7500,"M",{"$f":"-SN BR","v":{"$error":"#NAME?"}},"M","M","M","M","M","M",8,"PABE 161753Z 31012G20KT 1 1/2SM R19R/5500VP6000FT -SN BR SCT032 BKN043 OVC075 M06/M07 A2922 RMK SLP896 P0001 60003 T10611072 11044 21067 56007 VIA AUTODIAL"]
["PABE","2019-03-16T11:41:00",21,19,91.83,300,13,0.01,29.21,"M",0.75,"M","SCT","OVC","M","M",2900,3700,"M","M",{"$f":"-SN BR","v":{"$error":"#NAME?"}},"M","M","M","M","M","M",7.48,"PABE 161941Z 30013KT 3/4SM R19R/3500V5500FT -SN BR SCT029 OVC037 M06/M07 A2921 RMK AO2 P0001 T10611072"]
["PABE","2019-03-16T15:53:00",24.1,21.9,91.17,290,18,0.01,29.23,990,3,"M","OVC","M","M","M",800,"M","M","M",{"$f":"-SN BR","v":{"$error":"#NAME?"}},"M","M","M","M","M","M",9.35,"PABE 162353Z 29018KT 3SM -SN BR OVC008 M04/M06 A2923 RMK AO2 SLP900 P0001 60008 T10441056 11044 21067 53004"]
["PABE","2019-03-16T21:53:00",21.9,18,84.68,230,9,0,29.37,994.6,10,"M","OVC","M","M","M",8000,"M","M","M","M","M","M","M","M","M","M",10.96,"PABE 170553Z 23009KT 10SM OVC080 M06/M08 A2937 RMK SLP946 60000 T10561078 11044 21056 53025 VIA AUTODIAL"]
["PABE","2019-03-17T14:53:00",25,19,77.62,350,5,0,29.49,998.7,10,"M","CLR","M","M","M","M","M","M","M","M","M","M","M","M","M","M",18.08,"PABE 172253Z 35005KT 10SM CLR M04/M07 A2949 RMK AO2 SLP987 T10391072"]
["PABE","2019-03-17T19:53:00",21,17.1,84.62,330,6,0,29.46,998,10,"M","SCT","M","M","M",12000,"M","M","M","M","M","M","M","M","M","M",12.28,"PABE 180353Z 33006KT 10SM SCT120 M06/M08 A2946 RMK AO2 SLP980 T10611083"]
["PABE","2019-03-18T08:53:00",10.9,8.1,88.21,330,9,0,29.53,1000.4,10,"M","BKN","M","M","M",8500,"M","M","M","M","M","M","M","M","M","M",-2.72,"PABE 181653Z 33009KT 10SM BKN085 M12/M13 A2953 RMK AO2 SLP004 T11171133"]
["PABE","2019-03-18T22:53:00",8.1,5,86.86,310,8,0,29.69,1005.7,10,"M","CLR","M","M","M","M","M","M","M","M","M","M","M","M","M","M",-5.33,"PABE 190653Z 31008KT 10SM CLR M13/M15 A2969 RMK AO2 SLP057 T11331150"]
["PABE","2019-03-19T06:53:00",5,1.9,86.68,340,7,0,29.92,1013.6,10,"M","CLR","M","M","M","M","M","M","M","M","M","M","M","M","M","M",-8.13,"PABE 191453Z 34007KT 10SM CLR M15/M17 A2992 RMK AO2 SLP136 T11501167 53020"]
["PABE","2019-03-19T16:53:00",17.1,10.9,76.2,10,14,0,30.01,1016.5,10,"M","CLR","M","M","M","M","M","M","M","M","M","M","M","M","M","M",1.96,"PABE 200053Z 01014KT 10SM CLR M08/M12 A3001 RMK AO2 SLP165 T10831117"]
["PABE","2019-03-19T22:53:00",16,10,76.77,40,14,0,29.92,1013.5,10,"M","CLR","M","M","M","M","M","M","M","M","M","M","M","M","M","M",0.54,"PABE 200653Z 04014KT 10SM CLR M09/M12 A2992 RMK AO2 SLP135 T10891122"]
["PABE","2019-03-20T13:53:00",19,10.9,70.22,20,24,0,29.47,998.3,10,31,"OVC","M","M","M",6000,"M","M","M","M","M","M","M",33,20,"2019-03-20T13:37:00",0.52,"PABE 202153Z 02024G31KT 10SM OVC060 M07/M12 A2947 RMK PK WND 02033/2137 SLP983 T10721117 VIA AUTODIAL"]
["PABE","2019-03-20T18:53:00",19.9,18,92.19,20,24,0.02,29.31,992.6,1,30,"FEW","OVC","M","M",1000,2800,"M","M",{"$f":"-SN BR","v":{"$error":"#NAME?"}},"M","M","M",33,10,"2019-03-20T17:57:00",1.73,"PABE 210253Z 02024G30KT 1SM R19R/5500VP6000FT -SN BR FEW010 OVC028 M07/M08 A2931 RMK AO2 PK WND 01033/0157 SLP926 P0002 60010 T10671078 56032"]
["PABE","2019-03-20T22:53:00",21,19,91.83,20,11,0,29.27,991.5,10,"M","OVC","M","M","M",9000,"M","M","M","M","M","M","M","M","M","M",8.57,"PABE 210653Z 02011KT 10SM OVC090 M06/M07 A2927 RMK AO2 SLP915 T10611072"]
["PABE","2019-03-21T09:53:00",28,26.1,92.46,30,6,0,29.29,992.2,10,"M","BKN","OVC","M","M",5000,7500,"M","M","M","M","M","M","M","M","M",20.71,"PABE 211753Z 03006KT 10SM BKN050 OVC075 M02/M03 A2929 RMK AO2 SLP922 60001 T10221033 11022 21044 51005"]
["PABE","2019-03-22T02:53:00",36,30.9,81.53,50,10,0,29.2,988.8,10,"M","CLR","M","M","M","M","M","M","M","M","M","M","M","M","M","M",27.98,"PABE 221053Z 05010KT 10SM CLR 02/M01 A2920 RMK AO2 SLP888 T00221006"]
["PABE","2019-03-22T09:53:00",39,32,75.75,60,9,0,29.2,989,10,"M","BKN","M","M","M",12000,"M","M","M","M","M","M","M","M","M","M",32.22,"PABE 221753Z 06009KT 10SM BKN120 04/00 A2920 RMK AO2 SLP890 T00390000 10039 20006 51007"]
["PABE","2019-03-22T17:53:00",43,33.1,67.82,70,11,0,29.24,990.4,10,"M","SCT","M","M","M",11000,"M","M","M","M","M","M","M","M","M","M",36.37,"PABE 230153Z 07011KT 10SM SCT110 06/01 A2924 RMK AO2 SLP904 T00610006"]
["PABE","2019-03-23T12:53:00",44.1,34,67.41,140,10,0,29.59,1002.3,10,"M","SCT","M","M","M",11000,"M","M","M","M","M","M","M","M","M","M",38.14,"PABE 232053Z 14010KT 10SM SCT110 07/01 A2959 RMK AO2 SLP023 T00670011 51018"]
["PABE","2019-03-23T15:53:00",45,34,65.13,160,11,0,29.64,1003.7,10,"M","SCT","SCT","M","M",6000,12000,"M","M","M","M","M","M","M","M","M",38.89,"PABE 232353Z 16011KT 10SM SCT060 SCT120 07/01 A2964 RMK AO2 SLP037 T00720011 10078 20022 51014"]
["PABE","2019-03-24T03:53:00",36,33.1,89.09,160,17,0,29.75,1007.6,10,"M","BKN","OVC","M","M",3400,4300,"M","M","M","M","M","M","M","M","M",25.32,"PABE 241153Z 16017KT 10SM BKN034 OVC043 02/01 A2975 RMK AO2 SLP076 60000 T00220006 10028 20017 50002"]
["PABE","2019-03-24T11:38:00",33.1,33.1,100,170,19,0.02,29.75,"M",2,25,"OVC","M","M","M",500,"M","M","M",{"$f":"-SN BR","v":{"$error":"#NAME?"}},"M","M","M",26,170,"2019-03-24T11:23:00",20.89,"PABE 241938Z 17019G25KT 2SM -SN BR OVC005 01/01 A2975 RMK AO2 PK WND 17026/1923 P0002 T00060006 $"]
["PABE","2019-03-24T15:23:00",37.9,37.9,100,190,17,0,29.85,"M",10,"M","SCT","BKN","OVC","M",800,2300,2700,"M","M","M","M","M","M","M","M",27.8,"PABE 242323Z 19017KT 10SM SCT008 BKN023 OVC027 03/03 A2985 RMK AO2 T00330033 $"]
["PABE","2019-03-24T23:51:00",37.4,35.6,93.14,140,10,"T",29.89,"M",10,"M","SCT","OVC","M","M",2100,3000,"M","M","M","M","M","M","M","M","M",29.74,"PABE 250751Z 14010KT 10SM SCT021 OVC030 03/02 A2989 RMK UPE00RAB00E40 P0000 $ VIA AUTODIAL"]
["PABE","2019-03-25T09:53:00",39.9,36,85.81,140,14,"T",29.76,1007.9,10,"M","BKN","BKN","OVC","M",6000,7000,11000,"M","M","M","M","M","M","M","M",31.35,"PABE 251753Z 14014KT 10SM BKN060 BKN070 OVC110 04/02 A2976 RMK AO2 RAE1658 SLP079 P0000 60006 T00440022 10044 20022 55007"]
["PABE","2019-03-25T15:53:00",45,37,73.37,170,25,0,29.78,1008.8,10,35,"OVC","M","M","M",3700,"M","M","M","M","M","M","M",39,170,"2019-03-25T15:31:00",35.41,"PABE 252353Z 17025G35KT 10SM OVC037 07/03 A2978 RMK AO2 PK WND 17039/2331 SLP088 60000 T00720028 10072 20044 53007"]
["PABE","2019-03-25T20:19:00",37.9,37.9,100,180,14,"T",29.85,"M",10,23,"SCT","BKN","OVC","M",900,1600,2100,"M",{"$error":"#NAME?"},"M","M","M","M","M","M",28.77,"PABE 260419Z 18014G23KT 10SM -RA SCT009 BKN016 OVC021 03/03 A2985 RMK AO2 P0000 T00330033"]
["PABE","2019-03-26T05:53:00",30.9,30.9,100,170,8,0,30.02,1016.9,7,"M","CLR","M","M","M","M","M","M","M","M","M","M","M","M","M","M",22.76,"PABE 261353Z AUTO 17008KT 7SM CLR M01/M01 A3002 RMK SLP169 T10061006 TSNO VIA AUTODIAL"]
["PABE","2019-03-26T11:53:00",37,34,88.78,180,13,0,30.12,1020.1,10,"M","CLR","M","M","M","M","M","M","M","M","M","M","M","M","M","M",27.97,"PABE 261953Z 18013KT 10SM CLR 03/01 A3012 RMK AO2 SLP201 T00280011"]
["PABE","2019-03-26T21:53:00",32,30.9,95.65,190,8,0,30.23,1023.8,9,"M","CLR","M","M","M","M","M","M","M","M","M","M","M","M","M","M",24.11,"PABE 270553Z 19008KT 9SM CLR 00/M01 A3023 RMK AO2 SLP238 T00001006 10044 20000 51015"]
["PABE","2019-03-27T08:53:00",28,26.1,92.46,140,5,0,30.27,1025.2,10,"M","BKN","M","M","M",10000,"M","M","M","M","M","M","M","M","M","M",21.64,"PABE 271653Z 14005KT 10SM BKN100 M02/M03 A3027 RMK AO2 SLP252 T10221033"]
["PABE","2019-03-27T14:53:00",37,32,81.93,190,12,0,30.27,1025.1,10,"M","OVC","M","M","M",2100,"M","M","M","M","M","M","M","M","M","M",28.37,"PABE 272253Z 19012KT 10SM OVC021 03/00 A3027 RMK AO2 SLP251 T00280000"]
["PABE","2019-03-28T04:53:00",32,30,92.22,0,0,0,30.22,1023.7,10,"M","OVC","M","M","M",8000,"M","M","M","M","M","M","M","M","M","M",32,"PABE 281253Z 00000KT 10SM OVC080 00/M01 A3022 RMK AO2 SLP237 T00001011"]
["PABE","2019-03-28T13:53:00",39,30.9,72.45,10,7,0,30.28,1025.5,10,"M","SCT","M","M","M",1700,"M","M","M","M","M","M","M","M","M","M",33.31,"PABE 282153Z 01007KT 10SM SCT017 04/M01 A3028 RMK AO2 SLP255 T00391006"]
["PABE","2019-03-28T18:53:00",41,26.1,55.07,10,7,0,30.31,1026.7,10,"M","CLR","M","M","M","M","M","M","M","M","M","M","M","M","M","M",35.75,"PABE 290253Z 01007KT 10SM CLR 05/M03 A3031 RMK AO2 SLP267 T00501033 53012"]
["PABE","2019-03-29T04:53:00",28.9,28,96.38,340,3,0,30.43,1030.7,10,"M","CLR","M","M","M","M","M","M","M","M","M","M","M","M","M","M",25.14,"PABE 291253Z 34003KT 10SM CLR M02/M02 A3043 RMK AO2 SLP307 T10171022"]
["PABE","2019-03-29T11:53:00",37,33.1,85.64,150,5,0,30.51,1033.3,10,"M","CLR","M","M","M","M","M","M","M","M","M","M","M","M","M","M",32.33,"PABE 291953Z 15005KT 10SM CLR 03/01 A3051 RMK AO2 SLP333 T00280006"]
["PABE","2019-03-30T02:53:00",28,26.1,92.46,170,6,0,30.62,1036.9,10,"M","CLR","M","M","M","M","M","M","M","M","M","M","M","M","M","M",20.71,"PABE 301053Z 17006KT 10SM CLR M02/M03 A3062 RMK SLP369 T10221033 VIA AUTODIAL"]
["PABE","2019-03-30T14:53:00",46.9,33.1,58.47,30,5,0,30.61,1036.8,10,"M","CLR","M","M","M","M","M","M","M","M","M","M","M","M","M","M",44.09,"PABE 302253Z 03005KT 10SM CLR 08/01 A3061 RMK AO2 SLP368 T00830006"]
["PABE","2019-03-30T19:53:00",46,36,67.9,340,7,0,30.57,1035.3,10,"M","CLR","M","M","M","M","M","M","M","M","M","M","M","M","M","M",41.84,"PABE 310353Z 34007KT 10SM CLR 08/02 A3057 RMK AO2 SLP353 T00780022"]
["PABE","2019-03-31T14:53:00",50,30,45.93,40,8,0,30.51,1033.4,10,"M","CLR","M","M","M","M","M","M","M","M","M","M","M","M","M","M",46.29,"PABE 312253Z 04008KT 10SM CLR 10/M01 A3051 RMK AO2 SLP334 T01001011"]
["PABE","2019-03-31T23:53:00",36,30.9,81.53,200,9,0,30.48,1032.4,10,"M","CLR","M","M","M","M","M","M","M","M","M","M","M","M","M","M",28.49,"PABE 010753Z 20009KT 10SM CLR 02/M01 A3048 RMK AO2 SLP324 T00221006"]
["PABE","2019-04-01T12:53:00",43,30.9,62.06,220,3,0,30.44,1031,10,"M","OVC","M","M","M",6500,"M","M","M","M","M","M","M","M","M","M",41.26,"PABE 012053Z 22003KT 10SM OVC065 06/M01 A3044 RMK AO2 SLP310 T00611006 56002"]
["PABE","2019-04-01T16:53:00",48,30.9,51.34,"M",4,0,30.4,1029.6,10,"M","BKN","M","M","M",6000,"M","M","M","M","M","M","M","M","M","M",46.1,"PABE 020053Z VRB04KT 10SM BKN060 09/M01 A3040 RMK AO2 SLP296 T00891006"]
["PABE","2019-04-02T03:53:00",28.9,27,92.49,10,5,0,30.24,1024.2,10,"M","CLR","M","M","M","M","M","M","M","M","M","M","M","M","M","M",22.71,"PABE 021153Z 01005KT 10SM CLR M02/M03 A3024 RMK AO2 SLP242 T10171028 10028 21017 58018"]
["PABE","2019-04-02T13:53:00",42.1,32,67.17,10,11,0,30.02,1016.7,10,"M","CLR","M","M","M","M","M","M","M","M","M","M","M","M","M","M",35.23,"PABE 022153Z 01011KT 10SM CLR 06/00 A3002 RMK AO2 SLP167 T00560000"]
["PABE","2019-04-03T05:53:00",30,28,92.15,30,8,0,29.79,1009,10,"M","CLR","M","M","M","M","M","M","M","M","M","M","M","M","M","M",21.65,"PABE 031353Z 03008KT 10SM CLR M01/M02 A2979 RMK AO2 SLP090 T10111022"]
["PABE","2019-04-03T16:53:00",41,25,52.61,50,18,0,29.65,1004.2,10,"M","CLR","M","M","M","M","M","M","M","M","M","M","M",29,40,"2019-04-03T16:43:00",31.6,"PABE 040053Z 05018KT 10SM CLR 05/M04 A2965 RMK AO2 PK WND 04029/0043 SLP042 T00501039"]
["PABE","2019-04-03T17:53:00",41,21.9,46.19,40,22,0,29.64,1003.8,10,26,"CLR","M","M","M","M","M","M","M","M","M","M","M",29,40,"2019-04-03T17:04:00",30.63,"PABE 040153Z 04022G26KT 10SM CLR 05/M06 A2964 RMK AO2 PK WND 04029/0104 SLP038 T00501056"]
["PABE","2019-04-04T12:53:00",26.1,12,54.68,20,20,0,29.51,999.6,10,28,"CLR","M","M","M","M","M","M","M","M","M","M","M",28,20,"2019-04-04T12:45:00",11.3,"PABE 042053Z 02020G28KT 10SM CLR M03/M11 A2951 RMK AO2 PK WND 02028/2045 SLP996 T10331111 56009"]
["PABE","2019-04-04T14:53:00",30,14,50.88,40,19,0,29.5,999.2,10,28,"CLR","M","M","M","M","M","M","M","M","M","M","M",29,40,"2019-04-04T14:33:00",16.79,"PABE 042253Z 04019G28KT 10SM CLR M01/M10 A2950 RMK PK WND 04029/2233 SLP992 T10111100 VIA AUTODIAL"]
["PABE","2019-04-05T03:53:00",21,15.1,77.59,20,10,0,29.48,998.5,10,"M","CLR","M","M","M","M","M","M","M","M","M","M","M","M","M","M",9.17,"PABE 051153Z 02010KT 10SM CLR M06/M09 A2948 RMK AO2 SLP985 T10611094 11022 21061 58006"]
["PABE","2019-04-05T17:53:00",35.1,19,51.47,10,16,0,29.36,994.6,10,"M","CLR","M","M","M","M","M","M","M","M","M","M","M","M","M","M",24.46,"PABE 060153Z 01016KT 10SM CLR 02/M07 A2936 RMK AO2 SLP946 T00171072"]
["PABE","2019-04-06T01:53:00",21,16,80.69,340,9,0,29.31,992.8,10,"M","CLR","M","M","M","M","M","M","M","M","M","M","M","M","M","M",9.84,"PABE 060953Z 34009KT 10SM CLR M06/M09 A2931 RMK AO2 SLP928 T10611089"]
["PABE","2019-04-06T09:53:00",25,19,77.62,10,13,0,29.24,990.3,10,"M","BKN","BKN","M","M",1700,6000,"M","M","M","M","M","M","M","M","M",12.6,"PABE 061753Z 01013KT 10SM BKN017 BKN060 M04/M07 A2924 RMK AO2 SLP903 T10391072 11033 21072 56007"]
["PABE","2019-04-07T02:53:00",26.1,19.9,77.06,350,7,0,29.2,988.8,10,"M","FEW","BKN","M","M",5500,7500,"M","M","M","M","M","M","M","M","M",17.59,"PABE 071053Z 35007KT 10SM FEW055 BKN075 M03/M07 A2920 RMK AO2 SLP888 T10331067"]
["PABE","2019-04-07T12:53:00",36,27,69.51,20,11,0,29.21,989.2,10,"M","CLR","M","M","M","M","M","M","M","M","M","M","M","M","M","M",27.52,"PABE 072053Z 02011KT 10SM CLR 02/M03 A2921 RMK AO2 SLP892 T00221028 55000"]
["PABE","2019-04-07T17:53:00",42.1,30,61.94,10,10,0,29.21,989.3,10,"M","FEW","SCT","M","M",8000,12000,"M","M","M","M","M","M","M","M","M",35.63,"PABE 080153Z 01010KT 10SM FEW080 SCT120 06/M01 A2921 RMK AO2 SLP893 T00561011"]
["PABE","2019-04-08T07:53:00",32,32,100,320,5,"T",29.27,991.2,10,"M","FEW","SCT","OVC","M",300,2100,3500,"M",{"$error":"#NAME?"},0.01,"M","M","M","M","M",26.4,"PABE 081553Z 32005KT 10SM -RA FEW003 SCT021 OVC035 00/00 A2927 RMK AO2 SLP912 P0000 I1001 T00000000"]
["PABE","2019-04-08T15:41:00",37,34,88.78,190,9,0,29.34,"M",10,"M","OVC","M","M","M",1000,"M","M","M","M","M","M","M","M","M","M",29.73,"PABE 082341Z 19009KT 10SM OVC010 03/01 A2934 RMK AO2 T00280011"]
["PABE","2019-04-08T18:53:00",37.9,33.1,82.66,230,9,0,29.36,994.5,10,"M","BKN","OVC","M","M",1500,6000,"M","M","M","M","M","M","M","M","M",30.85,"PABE 090253Z 23009KT 10SM BKN015 OVC060 03/01 A2936 RMK AO2 SLP945 T00330006 53008"]
["PABE","2019-04-09T04:53:00",30.9,30.9,100,0,0,"T",29.57,1001.3,4,"M","FEW","SCT","OVC","M",300,1200,1600,"M",{"$f":"-SN BR","v":{"$error":"#NAME?"}},"M","M","M","M","M","M",30.9,"PABE 091253Z 00000KT 4SM -SN BR FEW003 SCT012 OVC016 M01/M01 A2957 RMK AO2 SNB42 SLP013 P0000 T10061006"]
["PABE","2019-04-09T12:23:00",36,28,72.43,160,8,0,29.75,"M",10,"M","SCT","SCT","M","M",2000,2700,"M","M","M","M","M","M","M","M","M",29.04,"PABE 092023Z 16008KT 10SM SCT020 SCT027 02/M02 A2975 RMK AO2 T00221022"]
["PABE","2019-04-09T17:53:00",37.9,23,54.6,190,9,0,29.81,1009.6,10,"M","OVC","M","M","M",4100,"M","M","M","M","M","M","M","M","M","M",30.85,"PABE 100153Z 19009KT 10SM OVC041 03/M05 A2981 RMK AO2 SLP096 T00331050"]
["PABE","2019-04-10T00:53:00",27,21.9,80.83,40,5,0,29.8,1009.1,10,"M","CLR","M","M","M","M","M","M","M","M","M","M","M","M","M","M",20.46,"PABE 100853Z 04005KT 10SM CLR M03/M06 A2980 RMK AO2 SLP091 T10281056 400441028 56005"]
["PABE","2019-04-10T10:53:00",37,26.1,64.38,50,11,0,29.72,1006.6,10,"M","CLR","M","M","M","M","M","M","M","M","M","M","M","M","M","M",28.79,"PABE 101853Z 05011KT 10SM CLR 03/M03 A2972 RMK AO2 SLP066 T00281033"]
["PABE","2019-04-11T01:53:00",36,30,78.6,60,10,0,29.39,995.5,10,"M","CLR","M","M","M","M","M","M","M","M","M","M","M","M","M","M",27.98,"PABE 110953Z 06010KT 10SM CLR 02/M01 A2939 RMK AO2 SLP955 T00221011"]
["PABE","2019-04-11T07:53:00",42.1,30.9,64.25,60,20,0,29.19,988.4,10,30,"CLR","M","M","M","M","M","M","M","M","M","M","M",30,50,"2019-04-11T07:47:00",32.55,"PABE 111553Z 06020G30KT 10SM CLR 06/M01 A2919 RMK AO2 PK WND 05030/1547 SLP884 T00561006"]
["PABE","2019-04-11T18:53:00",50,30.9,47.64,70,18,0,29.14,986.9,10,27,"BKN","M","M","M",12000,"M","M","M","M","M","M","M",32,70,"2019-04-11T18:27:00",43.44,"PABE 120253Z 07018G27KT 10SM BKN120 10/M01 A2914 RMK AO2 PK WND 07032/0227 SLP869 T01001006 50006"]
["PABE","2019-04-12T09:53:00",39,35.1,85.76,230,4,0,29.35,994,10,"M","BKN","OVC","M","M",2400,5500,"M","M","M","M","M","M","M","M","M",35.59,"PABE 121753Z 23004KT 10SM BKN024 OVC055 04/02 A2935 RMK AO2 SLP940 T00390017 10039 21011 53021"]
["PABE","2019-04-12T21:53:00",39,34,82.08,280,7,0,29.52,999.8,10,"M","CLR","M","M","M","M","M","M","M","M","M","M","M","M","M","M",33.31,"PABE 130553Z 28007KT 10SM CLR 04/01 A2952 RMK AO2 SLP998 T00390011 10089 20039 53011"]
["PABE","2019-04-13T06:46:00",27,27,100,310,7,0,29.61,"M",5,"M","BKN","OVC","M","M",300,6000,"M","M","BR","M","M","M","M","M","M",18.68,"PABE 131446Z 31007KT 5SM BR BKN003 OVC060 M03/M03 A2961 RMK AO2 T10281028"]
["PABE","2019-04-13T09:53:00",26.1,26.1,100,320,9,0,29.63,1003.5,0.5,"M","OVC","M","M","M",200,"M","M","M","FZFG","M","M",0.01,"M","M","M",16.18,"PABE 131753Z 32009KT 1/2SM R19R/P6000FT FZFG OVC002 M03/M03 A2963 RMK AO2 SLP035 I6001 T10331033 11011 21033 53005"]
["PABE","2019-04-13T19:53:00",36,28,72.43,350,8,0,29.63,1003.4,10,"M","CLR","M","M","M","M","M","M","M","M","M","M","M","M","M","M",29.04,"PABE 140353Z 35008KT 10SM CLR 02/M02 A2963 RMK AO2 SLP034 T00221022"]
["PABE","2019-04-14T04:53:00",24.1,21.9,91.17,330,7,0,29.7,1005.8,10,"M","CLR","M","M","M","M","M","M","M","M","M","M","M","M","M","M",15.15,"PABE 141253Z 33007KT 10SM CLR M04/M06 A2970 RMK AO2 SLP058 T10441056"]
["PABE","2019-04-14T13:53:00",43,28.9,57.21,30,9,0,29.74,1007.2,10,"M","BKN","M","M","M",3000,"M","M","M","M","M","M","M","M","M","M",37.19,"PABE 142153Z 03009KT 10SM BKN030 06/M02 A2974 RMK AO2 SLP072 T00611017"]
["PABE","2019-04-14T21:53:00",36,28,72.43,10,9,0,29.71,1006.3,10,"M","FEW","M","M","M",8000,"M","M","M","M","M","M","M","M","M","M",28.49,"PABE 150553Z 01009KT 10SM FEW080 02/M02 A2971 RMK AO2 SLP063 T00221022 10083 20022 55002"]
["PABE","2019-04-15T07:53:00",24.1,23,95.49,360,4,0,29.64,1003.8,10,"M","CLR","M","M","M","M","M","M","M","M","M","M","M","M","M","M",18.19,"PABE 151553Z 36004KT 10SM CLR M04/M05 A2964 RMK AO2 SLP038 T10441050"]
["PABE","2019-04-15T23:53:00",21.9,15.1,74.69,340,22,0,29.63,1003.3,10,27,"CLR","M","M","M","M","M","M","M","M","M","M","M",27,340,"2019-04-15T23:52:00",5.05,"PABE 160753Z 34022G27KT 10SM CLR M06/M09 A2963 RMK AO2 PK WND 34027/0752 SLP033 T10561094"]
["PABE","2019-04-16T03:53:00",18,12.9,80.09,340,15,0,29.68,1005,10,"M","OVC","M","M","M",2500,"M","M","M","M","M","M","M","M","M","M",2.63,"PABE 161153Z AUTO 34015KT 10SM OVC025 M08/M11 A2968 RMK AO2 SLP050 T10781106 11022 21078 51010 TSNO"]
["PABE","2019-04-16T12:53:00",24.1,12,59.42,340,13,"T",29.74,1007.3,10,"M","OVC","M","M","M",2700,"M","M","M","M","M","M","M","M","M","M",11.45,"PABE 162053Z 34013KT 10SM OVC027 M04/M11 A2974 RMK AO2 SNE34 SLP073 P0000 60000 T10441111 51007"]
["PABE","2019-04-16T21:40:00",19.9,10,64.91,310,13,"T",29.73,"M",9,"M","OVC","M","M","M",2900,"M","M","M","M","M","M","M","M","M","M",6.07,"PABE 170540Z 31013KT 9SM OVC029 M07/M12 A2973 RMK AO2 SNE38 P0000 T10671122"]
["PABE","2019-04-17T06:17:00",19.9,14,77.48,290,8,"T",29.78,"M",10,"M","OVC","M","M","M",2900,"M","M","M","M","M","M","M","M","M","M",9.21,"PABE 171417Z AUTO 29008KT 10SM OVC029 M07/M10 A2978 RMK AO2 SNE04 P0000 T10671100 TSNO"]
["PABE","2019-04-17T07:53:00",19.9,14,77.48,300,5,"T",29.77,1008.3,10,"M","OVC","M","M","M",2900,"M","M","M","M","M","M","M","M","M","M",12.03,"PABE 171553Z 30005KT 10SM OVC029 M07/M10 A2977 RMK AO2 SNB04E21 SLP083 P0000 T10671100"]
["PABE","2019-04-17T18:53:00",27,19.9,74.25,340,5,"T",29.68,1005.4,5,"M","SCT","OVC","M","M",2100,2700,"M","M",{"$error":"#NAME?"},"M","M","M","M","M","M",20.46,"PABE 180253Z 34005KT 5SM -SN SCT021 OVC027 M03/M07 A2968 RMK AO2 SLP054 P0000 60000 T10281067 56014"]
["PABE","2019-04-18T00:53:00",21.9,12.9,67.82,320,4,0,29.66,1004.6,10,"M","OVC","M","M","M",4200,"M","M","M","M","M","M","M","M","M","M",15.63,"PABE 180853Z 32004KT 10SM OVC042 M06/M11 A2966 RMK AO2 SLP046 60000 T10561106 410281072 58002"]
["PABE","2019-04-18T09:53:00",21.9,18,84.68,310,8,0,29.64,1004.1,10,"M","FEW","OVC","M","M",1100,4400,"M","M","M","M","M","M","M","M","M",11.67,"PABE 181753Z 31008KT 10SM FEW011 OVC044 M06/M08 A2964 RMK AO2 SLP041 T10561078 11056 21061 53003"]
["PABE","2019-04-18T20:53:00",28,10.9,48.15,330,8,0,29.66,1004.5,10,"M","OVC","M","M","M",4400,"M","M","M","M","M","M","M","M","M","M",19.19,"PABE 190453Z 33008KT 10SM OVC044 M02/M12 A2966 RMK AO2 SLP045 T10221117"]
["PABE","2019-04-19T00:53:00",21,18,87.97,300,4,0,29.69,1005.7,10,"M","CLR","M","M","M","M","M","M","M","M","M","M","M","M","M","M",14.57,"PABE 190853Z 30004KT 10SM CLR M06/M08 A2969 RMK AO2 SLP057 T10611078 410061061 51009"]
["PABE","2019-04-19T11:53:00",27,12.9,54.82,"M",4,0,29.73,1006.8,10,"M","OVC","M","M","M",3600,"M","M","M","M","M","M","M","M","M","M",21.58,"PABE 191953Z VRB04KT 10SM OVC036 M03/M11 A2973 RMK AO2 SLP068 T10281106"]
["PABE","2019-04-20T03:07:00",24.1,21,87.76,330,5,"T",29.74,"M",9,"M","BKN","OVC","M","M",1500,5500,"M","M","M","M","M","M","M","M","M",17.01,"PABE 201107Z 33005KT 9SM BKN015 OVC055 M04/M06 A2974 RMK AO2 SNE03 P0000 T10441061"]
["PABE","2019-04-20T05:13:00",21.9,19.9,91.86,310,7,0,29.74,"M",10,"M","BKN","OVC","M","M",1000,5500,"M","M","M","M","M","M","M","M","M",12.47,"PABE 201313Z 31007KT 10SM BKN010 OVC055 M06/M07 A2974 RMK AO2 T10561067"]
["PABE","2019-04-20T10:26:00",25,21,84.53,310,3,0,29.76,"M",10,"M","FEW","BKN","OVC","M",1500,3300,6000,"M","M","M","M","M","M","M","M",20.69,"PABE 201826Z 31003KT 10SM FEW015 BKN033 OVC060 M04/M06 A2976 RMK AO2 T10391061"]
["PABE","2019-04-20T17:24:00",26.1,23,87.87,280,7,"T",29.73,"M",1,"M","FEW","BKN","OVC","M",2100,3600,6000,"M",{"$f":"-SN BR","v":{"$error":"#NAME?"}},"M","M","M","M","M","M",17.59,"PABE 210124Z 28007KT 1SM R19R/P6000FT -SN BR FEW021 BKN036 OVC060 M03/M05 A2973 RMK AO2 P0000 T10331050"]
["PABE","2019-04-21T01:53:00",23,21,91.9,320,12,0,29.66,1004.7,10,"M","OVC","M","M","M",6500,"M","M","M","M","M","M","M","M","M","M",10.55,"PABE 210953Z 32012KT 10SM OVC065 M05/M06 A2966 RMK AO2 SLP047 T10501061"]
["PABE","2019-04-21T08:53:00",21.9,19,88.4,330,12,0,29.56,1001.3,10,"M","OVC","M","M","M",7000,"M","M","M","M","M","M","M","M","M","M",9.15,"PABE 211653Z 33012KT 10SM OVC070 M06/M07 A2956 RMK AO2 SLP013 T10561072"]
["PABE","2019-04-21T12:19:00",25,21.9,87.81,330,16,"T",29.53,"M",1.5,"M","BKN","BKN","OVC","M",900,2700,3400,"M",{"$f":"-SN BR","v":{"$error":"#NAME?"}},"M","M","M","M","M","M",11.29,"PABE 212019Z 33016KT 1 1/2SM -SN BR BKN009 BKN027 OVC034 M04/M06 A2953 RMK AO2 SNB06 P0000 T10391056"]
["PABE","2019-04-21T22:53:00",17.1,12.9,83.25,320,21,"T",29.51,999.3,3,29,"FEW","OVC","M","M",1500,2700,"M","M",{"$f":"-SN BR","v":{"$error":"#NAME?"}},"M","M","M",31,320,"2019-04-21T22:03:00",-1.02,"PABE 220653Z 32021G29KT 3SM -SN BR FEW015 OVC027 M08/M11 A2951 RMK AO2 PK WND 32031/0603 SNB15 SLP993 P0000 T10831106"]
["PABE","2019-04-22T04:53:00",16,12,83.91,290,16,"T",29.51,999.7,5,"M","BKN","OVC","M","M",1600,3900,"M","M",{"$f":"-SN BR","v":{"$error":"#NAME?"}},"M","M","M",26,300,"2019-04-22T04:34:00",-0.44,"PABE 221253Z 29016KT 5SM -SN BR BKN016 OVC039 M09/M11 A2951 RMK PK WND 30026/1234 SNB09 SLP997 P0000 T10891111 VIA AUTODIAL"]
["PABE","2019-04-22T12:53:00",19,15.1,84.49,270,20,0.01,29.53,1000,1,24,"FEW","BKN","OVC","M",1300,1800,2800,"M",{"$f":"-SN BR","v":{"$error":"#NAME?"}},"M","M","M",26,270,"2019-04-22T12:17:00",1.87,"PABE 222053Z 27020G24KT 1SM R19R/3500VP6000FT -SN BR FEW013 BKN018 OVC028 M07/M09 A2953 RMK AO2 PK WND 27026/2017 SLP000 P0001 60003 T10721094 53005"]
["PABE","2019-04-22T15:53:00",19.9,16,84.55,260,16,"T",29.54,1000.4,1.25,"M","BKN","BKN","OVC","M",1600,2400,3100,"M",{"$f":"-SN BR","v":{"$error":"#NAME?"}},"M","M","M","M","M","M",4.65,"PABE 222353Z 26016KT 1 1/4SM R19R/4500VP6000FT -SN BR BKN016 BKN024 OVC031 M07/M09 A2954 RMK AO2 SLP004 P0000 60004 T10671089 11061 21083 51004"]
["PABE","2019-04-22T19:40:00",21.9,19,88.4,270,9,0.01,29.57,"M",1,"M","BKN","OVC","M","M",900,1700,"M","M",{"$f":"-SN BR","v":{"$error":"#NAME?"}},"M","M","M","M","M","M",10.96,"PABE 230340Z 27009KT 1SM R19R/3000VP6000FT -SN BR BKN009 OVC017 M06/M07 A2957 RMK AO2 P0001 T10561072"]
["PABE","2019-04-22T21:00:00",21,18,87.97,270,9,"T",29.59,"M",1.75,"M","FEW","BKN","OVC","M",1000,2200,2600,"M",{"$f":"-SN BR","v":{"$error":"#NAME?"}},"M","M","M","M","M","M",9.84,"PABE 230500Z 27009KT 1 3/4SM -SN BR FEW010 BKN022 OVC026 M06/M08 A2959 RMK AO2 P0000 T10611078"]
["PABE","2019-04-23T12:56:00",26.1,19.9,77.06,180,9,0,29.81,"M",9,"M","FEW","BKN","OVC","M",1600,3300,6500,"M","M","M","M","M","M","M","M",16.18,"PABE 232056Z 18009KT 9SM FEW016 BKN033 OVC065 M03/M07 A2981 RMK T10331067 VIA AUTODIAL"]
["PABE","2019-04-23T14:53:00",28.9,19.9,68.67,160,7,"T",29.83,1010.3,10,"M","BKN","OVC","M","M",2600,3200,"M","M","M","M","M","M","M","M","M",21,"PABE 232253Z 16007KT 10SM BKN026 OVC032 M02/M07 A2983 RMK AO2 SNB33E43 SLP103 P0000 T10171067"]
["PABE","2019-04-23T18:53:00",30,21,68.81,100,9,0,29.88,1012.1,10,"M","BKN","M","M","M",6000,"M","M","M","M","M","M","M","M","M","M",21.03,"PABE 240253Z 10009KT 10SM BKN060 M01/M06 A2988 RMK AO2 SLP121 T10111061 53012"]
["PABE","2019-04-24T05:53:00",18,15.1,88.2,30,4,0,30.04,1017.5,10,"M","CLR","M","M","M","M","M","M","M","M","M","M","M","M","M","M",11.07,"PABE 241353Z 03004KT 10SM CLR M08/M09 A3004 RMK AO2 SLP175 T10781094"]
["PABE","2019-04-24T18:53:00",37,19,47.74,30,8,0,30.13,1020.5,10,"M","OVC","M","M","M",5000,"M","M","M","M","M","M","M","M","M","M",30.27,"PABE 250253Z 03008KT 10SM OVC050 03/M07 A3013 RMK AO2 SLP205 T00281072 51001"]
["PABE","2019-04-25T02:53:00",24.1,19.9,83.75,320,8,0,30.2,1023,10,"M","CLR","M","M","M","M","M","M","M","M","M","M","M","M","M","M",14.38,"PABE 251053Z 32008KT 10SM CLR M04/M07 A3020 RMK AO2 SLP230 T10441067"]
["PABE","2019-04-25T13:53:00",41,23,48.39,350,13,0,30.28,1025.4,10,"M","CLR","M","M","M","M","M","M","M","M","M","M","M","M","M","M",33.1,"PABE 252153Z 35013KT 10SM CLR 05/M05 A3028 RMK AO2 SLP254 T00501050"]
["PABE","2019-04-26T01:53:00",30,24.1,78.4,320,9,0,30.37,1028.5,10,"M","CLR","M","M","M","M","M","M","M","M","M","M","M","M","M","M",21.03,"PABE 260953Z 32009KT 10SM CLR M01/M04 A3037 RMK AO2 SLP285 T10111044"]
["PABE","2019-04-26T16:53:00",50,24.1,36.01,330,5,0,30.37,1028.7,10,"M","CLR","M","M","M","M","M","M","M","M","M","M","M","M","M","M",47.77,"PABE 270053Z 33005KT 10SM CLR 10/M04 A3037 RMK AO2 SLP287 T01001044"]
["PABE","2019-04-27T03:53:00",27,23,84.66,40,4,0,30.38,1029.1,10,"M","CLR","M","M","M","M","M","M","M","M","M","M","M","M","M","M",21.58,"PABE 271153Z 04004KT 10SM CLR M03/M05 A3038 RMK AO2 SLP291 T10281050 10061 21028 53001"]
["PABE","2019-04-27T09:53:00",41,28,59.55,110,3,0,30.38,1029,10,"M","CLR","M","M","M","M","M","M","M","M","M","M",0.01,"M","M","M",38.98,"PABE 271753Z 11003KT 10SM CLR 05/M02 A3038 RMK AO2 SLP290 I6001 T00501022 10050 21050 57002"]
["PABE","2019-04-27T14:53:00",53.1,21.9,29.28,110,7,0,30.35,1027.9,10,"M","CLR","M","M","M","M","M","M","M","M","M","M","M","M","M","M",53.1,"PABE 272253Z 11007KT 070V130 10SM CLR 12/M06 A3035 RMK AO2 SLP279 T01171056"]
["PABE","2019-04-28T01:53:00",33.1,25,71.82,100,5,0,30.33,1027.1,10,"M","CLR","M","M","M","M","M","M","M","M","M","M","M","M","M","M",27.7,"PABE 280953Z 10005KT 10SM CLR 01/M04 A3033 RMK SLP271 T00061039 VIA AUTODIAL"]
["PABE","2019-04-28T12:53:00",50,26.1,39.14,130,13,0,30.26,1024.8,10,"M","CLR","M","M","M","M","M","M","M","M","M","M","M","M","M","M",44.63,"PABE 282053Z 13013KT 10SM CLR 10/M03 A3026 RMK AO2 SLP248 T01001033 58009"]
["PABE","2019-04-28T20:53:00",51.1,30.9,45.73,130,13,0,30.2,1023,10,"M","CLR","M","M","M","M","M","M","M","M","M","M","M","M","M","M",51.1,"PABE 290453Z 13013KT 10SM CLR 11/M01 A3020 RMK AO2 SLP230 T01061006"]
["PABE","2019-04-29T09:53:00",43,32,64.88,100,9,0,30.16,1021.6,10,"M","CLR","M","M","M","M","M","M","M","M","M","M","M","M","M","M",37.19,"PABE 291753Z 10009KT 10SM CLR 06/00 A3016 RMK AO2 SLP216 T00610000 10061 21011 56007"]
["PABE","2019-04-29T22:53:00",46.9,35.1,63.33,110,8,0,30.07,1018.5,10,"M","BKN","M","M","M",5500,"M","M","M","M","M","M","M","M","M","M",42.47,"PABE 300653Z 11008KT 10SM BKN055 08/02 A3007 RMK AO2 SLP185 T00830017"]
["PABE","2019-04-30T02:53:00",42.1,36,78.8,80,4,"T",30.08,1018.6,10,"M","OVC","M","M","M",5000,"M","M","M","M","M","M","M","M","M","M",39.21,"PABE 301053Z 08004KT 10SM OVC050 06/02 A3008 RMK AO2 RAB20E49 SLP186 P0000 T00560022"]
["PABE","2019-04-30T18:53:00",51.1,42.1,71.19,160,11,0,30.1,1019.4,10,"M","BKN","OVC","M","M",3300,5000,"M","M","M","M","M","M","M","M","M",51.1,"PABE 010253Z 16011KT 10SM BKN033 OVC050 11/06 A3010 RMK SLP194 60000 T01060056 55003 VIA AUTODIAL"]
["PABE","2019-05-01T03:53:00",43,37.9,82.04,50,4,0,30.11,1019.7,10,"M","OVC","M","M","M",3800,"M","M","M","M","M","M","M","M","M","M",40.27,"PABE 011153Z 05004KT 10SM OVC038 06/03 A3011 RMK AO2 SLP197 70021 T00610033 10100 20061 58003"]
["PABE","2019-05-01T09:53:00",43,42.1,96.6,100,5,0.01,30.06,1018.1,10,"M","FEW","BKN","OVC","M",3500,4500,5500,"M",{"$error":"#NAME?"},"M","M","M","M","M","M",39.46,"PABE 011753Z 10005KT 10SM -RA FEW035 BKN045 OVC055 06/06 A3006 RMK AO2 SLP181 P0001 60004 T00610056 10061 20050 57007"]
["PABE","2019-05-01T18:53:00",48.9,42.1,77.26,160,11,0,29.96,1014.7,10,"M","OVC","M","M","M",2900,"M","M","M","M","M","M","M","M","M","M",43.82,"PABE 020253Z 16011KT 10SM OVC029 09/06 A2996 RMK AO2 SLP147 60001 T00940056 56010"]
["PABE","2019-05-02T00:53:00",42.1,42.1,100,120,3,0.01,29.89,1012.5,10,"M","FEW","OVC","M","M",300,4000,"M","M",{"$f":"-RA","v":{"$error":"#NAME?"}},"M","M","M","M","M","M",40.23,"PABE 020853Z 12003KT 10SM -RA FEW003 OVC040 06/06 A2989 RMK AO2 SLP125 P0001 60006 T00560056 401000050 58010"]
["PABE","2019-05-02T02:53:00",41,41,100,160,4,0.02,29.86,1011.3,10,"M","SCT","BKN","OVC","M",1800,2700,3600,"M","M","M","M","M","M","M","M",37.93,"PABE 021053Z 16004KT 10SM SCT018 BKN027 OVC036 05/05 A2986 RMK AO2 RAE38 SLP113 P0002 T00500050"]
["PABE","2019-05-02T10:53:00",37,35.1,92.76,190,15,"T",29.82,1009.8,10,"M","BKN","BKN","OVC","M",800,1100,1800,"M","M","M","M","M","M","M","M",27.26,"PABE 021853Z 19015KT 10SM BKN008 BKN011 OVC018 03/02 A2982 RMK AO2 RAE51 SLP098 P0000 T00280017"]
["PABE","2019-05-02T17:53:00",37.9,36,92.78,210,21,"T",29.88,1012,4,25,"OVC","M","M","M",900,"M","M","M","BR","M","M","M",27,210,"2019-05-02T17:22:00",26.72,"PABE 030153Z 21021G25KT 4SM R19R/6000VP6000FT BR OVC009 03/02 A2988 RMK AO2 PK WND 21027/0122 RAB05E20 SLP120 P0000 T00330022"]
["PABE","2019-05-02T19:36:00",37,35.1,92.76,220,20,"T",29.93,"M",6,27,"BKN","OVC","M","M",1200,1900,"M","M","BR","M","M","M",30,210,"2019-05-02T19:07:00",25.78,"PABE 030336Z 22020G27KT 6SM BR BKN012 OVC019 03/02 A2993 RMK AO2 PK WND 21030/0307 UPB28E35 P0000 T00280017"]
["PABE","2019-05-03T01:53:00",35.1,30.9,84.49,200,12,0,30.04,1017.3,10,"M","OVC","M","M","M",2800,"M","M","M","M","M","M","M","M","M","M",25.95,"PABE 030953Z 20012KT 10SM OVC028 02/M01 A3004 RMK AO2 SLP173 T00171006"]
["PABE","2019-05-03T07:53:00",35.1,33.1,92.32,200,10,0,30.07,1018.4,10,"M","BKN","BKN","M","M",3900,5500,"M","M","M","M","M","M","M","M","M",26.86,"PABE 031553Z 20010KT 10SM BKN039 BKN055 02/01 A3007 RMK AO2 SLP184 T00170006"]
["PABE","2019-05-03T17:53:00",42.1,33.1,70.2,200,17,"T",30.06,1018,10,22,"OVC","M","M","M",11000,"M","M","M","M","M","M","M","M","M","M",33.31,"PABE 040153Z 20017G22KT 10SM OVC110 06/01 A3006 RMK RAB17E32 SLP180 P0000 T00560006 VIA AUTODIAL"]
["PABE","2019-05-04T02:08:00",30.9,30.9,100,170,6,0,30.08,"M",3,"M","FEW","BKN","M","M",700,9500,"M","M","BR","M","M","M","M","M","M",24.21,"PABE 041008Z 17006KT 3SM BR FEW007 BKN095 M01/M01 A3008 RMK AO2 T10061006"]
["PABE","2019-05-04T05:03:00",35.1,35.1,100,170,5,0,30.08,"M",6,"M","FEW","BKN","OVC","M",1000,2300,3500,"M","BR","M","M","M","M","M","M",30.08,"PABE 041303Z 17005KT 6SM BR FEW010 BKN023 OVC035 02/02 A3008 RMK AO2 T00170017"]
["PABE","2019-05-04T15:53:00",45,30.9,57.5,"M",3,0,30.05,1017.7,10,"M","OVC","M","M","M",5000,"M","M","M","M","M","M","M","M","M","M",43.55,"PABE 042353Z VRB03KT 10SM OVC050 07/M01 A3005 RMK AO2 SLP177 T00721006 10072 20033 58011"]
["PABE","2019-05-05T02:53:00",32,30,92.22,30,6,0,29.86,1011.2,10,"M","CLR","M","M","M","M","M","M","M","M","M","M","M","M","M","M",25.53,"PABE 051053Z 03006KT 10SM CLR 00/M01 A2986 RMK AO2 SLP112 T00001011"]
["PABE","2019-05-05T06:53:00",32,28.9,88.17,40,7,0,29.77,1008.3,10,"M","CLR","M","M","M","M","M","M","M","M","M","M","M","M","M","M",24.78,"PABE 051453Z 04007KT 10SM CLR 00/M02 A2977 RMK AO2 SLP083 T00001017 56021"]
["PABE","2019-05-05T19:53:00",44.1,36,72.99,70,18,"T",29.49,998.9,10,23,"OVC","M","M","M",3300,"M","M","M",{"$f":"-RA","v":{"$error":"#NAME?"}},"M","M","M",27,70,"2019-05-05T19:34:00",35.68,"PABE 060353Z 07018G23KT 10SM -RA OVC033 07/02 A2949 RMK AO2 PK WND 07027/0334 RAB26 SLP989 P0000 T00670022"]
["PABE","2019-05-06T04:46:00",39,37.9,95.78,80,8,0.03,29.42,"M",10,"M","FEW","OVC","M","M",2000,2800,"M","M",{"$f":"-RA","v":{"$error":"#NAME?"}},"M","M","M","M","M","M",32.74,"PABE 061246Z 08008KT 10SM -RA FEW020 OVC028 04/03 A2942 RMK AO2 P0003 T00390033"]
["PABE","2019-05-06T09:53:00",42.1,39,88.67,90,3,0,29.45,997.3,10,"M","BKN","OVC","M","M",3100,9500,"M","M","M","M","M","M","M","M","M",40.23,"PABE 061753Z 09003KT 10SM BKN031 OVC095 06/04 A2945 RMK AO2 SLP973 60007 T00560039 10056 20033 53007"]
["PABE","2019-05-06T23:53:00",44.1,39,82.12,40,8,0,29.48,998.6,10,"M","FEW","OVC","M","M",6000,8000,"M","M","M","M","M","M","M","M","M",39.02,"PABE 070753Z 04008KT 10SM FEW060 OVC080 07/04 A2948 RMK AO2 SLP986 T00670039"]
["PABE","2019-05-07T02:53:00",43,36,76.12,60,9,0,29.43,996.7,10,"M","SCT","OVC","M","M",6000,8000,"M","M","M","M","M","M","M","M","M",37.19,"PABE 071053Z 06009KT 10SM SCT060 OVC080 06/02 A2943 RMK AO2 SLP967 T00610022"]
["PABE","2019-05-07T13:53:00",46.9,37.9,70.73,110,11,0.01,29.24,990.3,10,"M","FEW","BKN","OVC","M",3900,4700,7000,"M",{"$f":"-RA","v":{"$error":"#NAME?"}},"M","M","M",28,70,"2019-05-07T13:16:00",41.3,"PABE 072153Z 11011KT 10SM -RA FEW039 BKN047 OVC070 08/03 A2924 RMK AO2 PK WND 07028/2116 RAB01 SLP903 P0001 T00830033"]
["PABE","2019-05-08T03:53:00",39,36,88.87,150,14,0,29.6,1002.5,10,"M","OVC","M","M","M",3500,"M","M","M","M","M","M","M","M","M","M",30.19,"PABE 081153Z 15014KT 10SM OVC035 04/02 A2960 RMK AO2 SLP025 60001 70008 T00390022 10056 20039 51019"]
["PABE","2019-05-08T11:22:00",43,39.9,88.71,170,22,0.01,29.71,"M",10,30,"SCT","BKN","OVC","M",2000,2800,6500,"M","M","M","M","M",30,180,"2019-05-08T11:03:00",33.31,"PABE 081922Z 17022G30KT 10SM SCT020 BKN028 OVC065 06/04 A2971 RMK AO2 PK WND 18030/1903 RAE14 P0001 T00610044"]
["PABE","2019-05-08T13:53:00",46,39,76.4,190,22,"T",29.75,1007.6,10,30,"BKN","BKN","M","M",2300,2900,"M","M","M","M","M","M",34,190,"2019-05-08T13:31:00",37.33,"PABE 082153Z 19022G30KT 10SM BKN023 BKN029 08/04 A2975 RMK AO2 PK WND 19034/2131 RAE02 SLP076 P0000 T00780039"]
["PABE","2019-05-09T00:53:00",37.9,36,92.78,160,9,0,29.94,1013.9,10,"M","BKN","M","M","M",4200,"M","M","M","M","M","M","M","M","M","M",30.85,"PABE 090853Z 16009KT 10SM BKN042 03/02 A2994 RMK AO2 SLP139 60000 T00330022 400940033 51017"]
["PABE","2019-05-09T07:24:00",37.9,36,92.78,150,9,0,30,"M",10,"M","SCT","BKN","OVC","M",2400,3500,4600,"M","M","M","M","M","M","M","M",30.85,"PABE 091524Z 15009KT 10SM SCT024 BKN035 OVC046 03/02 A3000 RMK AO2 T00330022"]
["PABE","2019-05-09T09:53:00",43,37.9,82.04,160,9,0,30.02,1016.9,10,"M","SCT","BKN","OVC","M",2400,2900,3700,"M","M","M","M","M","M","M","M",37.19,"PABE 091753Z 16009KT 10SM SCT024 BKN029 OVC037 06/03 A3002 RMK AO2 SLP169 60000 T00610033 10061 20033 53006"]
["PABE","2019-05-09T16:53:00",54,34,46.57,80,10,0,29.92,1013.2,10,"M","BKN","BKN","M","M",6000,8500,"M","M","M","M","M","M","M","M","M",54,"PABE 100053Z 08010KT 10SM BKN060 BKN085 12/01 A2992 RMK SLP132 T01220011 VIA AUTODIAL"]
["PABE","2019-05-10T11:53:00",46.9,43,86.21,30,8,"T",29.43,996.7,10,"M","OVC","M","M","M",3500,"M","M","M",{"$f":"-RA","v":{"$error":"#NAME?"}},"M","M","M","M","M","M",42.47,"PABE 101953Z 03008KT 10SM -RA OVC035 08/06 A2943 RMK RAB26 SLP967 P0000 T00830061 VIA AUTODIAL"]
["PABE","2019-05-10T14:44:00",48,46,92.74,10,8,0.02,29.4,"M",10,"M","FEW","SCT","OVC","M",1200,2200,4100,"M",{"$f":"-RA","v":{"$error":"#NAME?"}},"M","M","M","M","M","M",43.82,"PABE 102244Z 01008KT 10SM -RA FEW012 SCT022 OVC041 09/08 A2940 RMK AO2 RAB10 P0002 T00890078"]
["PABE","2019-05-10T19:53:00",52,39.9,63.24,80,3,0,29.39,995.4,10,"M","OVC","M","M","M",4400,"M","M","M","M","M","M","M","M","M","M",52,"PABE 110353Z 08003KT 10SM OVC044 11/04 A2939 RMK AO2 SLP954 T01110044"]
["PABE","2019-05-11T00:53:00",44.1,43,95.88,200,6,0.02,29.44,997,10,"M","BKN","OVC","M","M",3800,4600,"M","M","M","M","M","M","M","M","M",40.1,"PABE 110853Z 20006KT 10SM BKN038 OVC046 07/06 A2944 RMK AO2 RAE35 SLP970 P0002 60055 T00670061 401220050 51010"]
["PABE","2019-05-11T06:01:00",39.9,39,96.55,190,14,0,29.53,"M",10,"M","OVC","M","M","M",1100,"M","M","M","M","M","M","M","M","M","M",31.35,"PABE 111401Z 19014KT 10SM OVC011 04/04 A2953 RMK AO2 CIG 008V013 T00440039"]
["PABE","2019-05-11T16:53:00",48,35.1,60.76,190,19,0,29.72,1006.6,10,34,"BKN","M","M","M",3200,"M","M","M","M","M","M","M",34,190,"2019-05-11T16:49:00",40.6,"PABE 120053Z 19019G34KT 10SM BKN032 09/02 A2972 RMK AO2 PK WND 19034/0049 SLP066 T00890017"]
["PABE","2019-05-12T03:53:00",33.1,32,95.67,120,4,0,29.84,1010.6,10,"M","BKN","M","M","M",6500,"M","M","M","M","M","M","M","M","M","M",28.7,"PABE 121153Z 12004KT 10SM BKN065 01/00 A2984 RMK AO2 SLP106 70005 T00060000 10056 20000 51006"]
["PABE","2019-05-12T09:53:00",41,36,82.22,110,5,"T",29.88,1011.9,10,"M","BKN","OVC","M","M",3700,4300,"M","M",{"$f":"-RA","v":{"$error":"#NAME?"}},"M","M","M","M","M","M",37.08,"PABE 121753Z 11005KT 10SM -RA BKN037 OVC043 05/02 A2988 RMK RAE11B45 SLP119 P0000 60001 T00500022 10050 20000 51007 VIA AUTODIAL"]
["PABE","2019-05-13T01:53:00",42.1,34,72.78,80,9,0,29.78,1008.7,10,"M","BKN","OVC","M","M",8000,10000,"M","M","M","M","M","M","M","M","M",36.07,"PABE 130953Z 08009KT 10SM BKN080 OVC100 06/01 A2978 RMK SLP087 T00560011 VIA AUTODIAL"]
["PABE","2019-05-13T11:53:00",46,34,62.71,150,12,0,29.84,1010.5,10,"M","BKN","BKN","M","M",2900,3500,"M","M","M","M","M","M","M","M","M",39.82,"PABE 131953Z 15012KT 10SM BKN029 BKN035 08/01 A2984 RMK AO2 SLP105 T00780011"]
["PABE","2019-05-13T17:53:00",46.9,35.1,63.33,250,6,0,29.81,1009.8,10,"M","BKN","M","M","M",5000,"M","M","M","M","M","M","M","M","M","M",43.48,"PABE 140153Z 25006KT 10SM BKN050 08/02 A2981 RMK AO2 SLP098 T00830017"]
["PABE","2019-05-13T22:53:00",39.9,39,96.55,320,5,"T",29.83,1010.5,10,"M","OVC","M","M","M",6500,"M","M","M","M","M","M","M","M","M","M",35.78,"PABE 140653Z 32005KT 10SM OVC065 04/04 A2983 RMK AO2 RAE23 SLP105 P0000 T00440039"]
["PABE","2019-05-14T08:09:00",37.9,37,96.52,0,0,"T",29.87,"M",10,"M","BKN","OVC","M","M",2900,4100,"M","M",{"$f":"-RA","v":{"$error":"#NAME?"}},"M","M","M","M","M","M",37.9,"PABE 141609Z 00000KT 10SM -RA BKN029 OVC041 03/03 A2987 RMK AO2 RAB03 P0000 T00330028"]
["PABE","2019-05-14T14:53:00",45,34,65.13,180,15,0,29.89,1012.2,10,21,"FEW","SCT","OVC","M",2800,3400,5000,"M","M","M","M","M","M","M","M",37.63,"PABE 142253Z 18015G21KT 10SM FEW028 SCT034 OVC050 07/01 A2989 RMK SLP122 T00720011 VIA AUTODIAL"]
["PABE","2019-05-15T00:53:00",37.9,35.1,89.53,240,4,0,29.92,1013.4,10,"M","SCT","M","M","M",10000,"M","M","M","M","M","M","M","M","M","M",34.31,"PABE 150853Z 24004KT 10SM SCT100 03/02 A2992 RMK SLP134 T00330017 400890022 51005 VIA AUTODIAL"]
["PABE","2019-05-15T01:53:00",37,35.1,92.76,270,4,0,29.92,1013.4,10,"M","OVC","M","M","M",8000,"M","M","M","M","M","M","M","M","M","M",33.26,"PABE 150953Z 27004KT 10SM OVC080 03/02 A2992 RMK SLP134 T00280017 VIA AUTODIAL"]
["PABE","2019-05-15T14:53:00",48.9,34,56.23,50,4,0,29.82,1009.9,10,"M","FEW","OVC","M","M",3800,6500,"M","M","M","M","M","M","M","M","M",47.16,"PABE 152253Z 05004KT 10SM FEW038 OVC065 09/01 A2982 RMK SLP099 T00940011 VIA AUTODIAL"]
["PABE","2019-05-15T19:53:00",51.1,30.9,45.73,10,8,0,29.74,1007.3,10,"M","SCT","SCT","OVC","M",6000,7500,8500,"M","M","M","M","M","M","M","M",51.1,"PABE 160353Z 01008KT 10SM SCT060 SCT075 OVC085 11/M01 A2974 RMK SLP073 T01061006 VIA AUTODIAL"]
["PABE","2019-05-16T03:16:00",43,37,79.19,250,8,0,29.7,"M",10,"M","SCT","OVC","M","M",1600,8000,"M","M","M","M","M","M","M","M","M",37.66,"PABE 161116Z 25008KT 10SM SCT016 OVC080 06/03 A2970 RMK T00610028 VIA AUTODIAL"]
["PABE","2019-05-16T19:53:00",55.9,35.1,45.4,350,7,0,29.52,999.6,10,"M","BKN","BKN","M","M",6500,12000,"M","M","M","M","M","M","M","M","M",55.9,"PABE 170353Z 35007KT 10SM BKN065 BKN120 13/02 A2952 RMK SLP996 T01330017 VIA AUTODIAL"]
["PABE","2019-05-17T04:51:00",46.4,46.4,100,350,7,0.01,29.47,"M",10,"M","FEW","BKN","OVC","M",700,1200,5000,"M","M","M","M","M","M","M","M",42.33,"PABE 171251Z 35007KT 10SM FEW007 BKN012 OVC050 08/08 A2947 RMK RAB28E46 P0001 VIA AUTODIAL"]
["PABE","2019-05-17T09:53:00",44.1,44.1,100,270,4,"T",29.47,998.1,10,"M","BKN","OVC","M","M",500,1400,"M","M",{"$f":"-RA","v":{"$error":"#NAME?"}},"M","M","M","M","M","M",41.55,"PABE 171753Z 27004KT 10SM -RA BKN005 OVC014 07/07 A2947 RMK AO2 RAB1654E24B45 SLP981 P0000 60001 T00670067 10083 20067 53001"]
["PABE","2019-05-17T20:53:00",48,39,70.85,180,14,0,29.6,1002.3,10,"M","BKN","BKN","M","M",2400,3000,"M","M","M","M","M","M","M","M","M",41.79,"PABE 180453Z 18014KT 10SM BKN024 BKN030 09/04 A2960 RMK SLP023 T00890039 VIA AUTODIAL"]
["PABE","2019-05-18T06:18:00",37.9,37,96.52,180,5,0,29.75,"M",10,"M","BKN","OVC","M","M",1000,1500,"M","M","M","M","M","M","M","M","M",33.4,"PABE 181418Z AUTO 18005KT 10SM BKN010 OVC015 03/03 A2975 RMK CIG 008V013 T00330028 TSNO VIA AUTODIAL"]
["PABE","2019-05-18T06:53:00",39,37,92.45,140,3,0,29.75,1007.6,10,"M","OVC","M","M","M",1500,"M","M","M","M","M","M","M","M","M","M",36.69,"PABE 181453Z 14003KT 10SM OVC015 04/03 A2975 RMK SLP076 T00390028 51007 VIA AUTODIAL"]
["PABE","2019-05-19T00:53:00",46,39.9,79.13,330,4,0,29.8,1009.1,10,"M","SCT","M","M","M",9500,"M","M","M","M","M","M","M","M","M","M",43.77,"PABE 190853Z 33004KT 10SM SCT095 08/04 A2980 RMK SLP091 60000 T00780044 401220033 53001 VIA AUTODIAL"]
["PABE","2019-05-19T11:53:00",54,42.1,63.98,360,8,0,29.73,1007,10,"M","SCT","BKN","M","M",12000,20000,"M","M","M","M","M","M","M","M","M",54,"PABE 191953Z 36008KT 10SM SCT120 BKN200 12/06 A2973 RMK SLP070 T01220056 VIA AUTODIAL"]
["PABE","2019-05-19T12:53:00",55,41,59.13,330,7,0,29.72,1006.6,10,"M","FEW","M","M","M",9500,"M","M","M","M","M","M","M","M","M","M",55,"PABE 192053Z 33007KT 10SM FEW095 13/05 A2972 RMK SLP066 T01280050 58010 VIA AUTODIAL"]
["PABE","2019-05-20T02:53:00",46.9,45,93.06,80,5,0,29.65,1004.2,10,"M","BKN","OVC","M","M",6000,8000,"M","M","M","M","M","M","M","M","M",44.09,"PABE 201053Z 08005KT 10SM BKN060 OVC080 08/07 A2965 RMK SLP042 T00830072 VIA AUTODIAL"]
["PABE","2019-05-20T11:53:00",55.9,41,57.23,"M",6,0,29.69,1005.4,10,"M","SCT","M","M","M",12000,"M","M","M","M","M","M","M","M","M","M",55.9,"PABE 201953Z VRB06KT 10SM SCT120 13/05 A2969 RMK SLP054 T01330050 $ VIA AUTODIAL"]
["PABE","2019-05-20T22:53:00",48.9,44.1,83.42,210,6,0,29.79,1009,10,"M","SCT","M","M","M",8000,"M","M","M","M","M","M","M","M","M","M",45.88,"PABE 210653Z 21006KT 10SM SCT080 09/07 A2979 RMK SLP090 T00940067 $ VIA AUTODIAL"]
["PABE","2019-05-21T09:53:00",46,39.9,79.13,0,0,0,29.98,1015.3,10,"M","FEW","BKN","M","M",1600,3700,"M","M","M","M","M","M","M","M","M",46,"PABE 211753Z 00000KT 10SM FEW016 BKN037 08/04 A2998 RMK SLP153 T00780044 10083 20050 53008 $ VIA AUTODIAL"]
["PABE","2019-05-21T10:53:00",48,41,76.58,90,4,0,29.99,1015.5,10,"M","BKN","M","M","M",1900,"M","M","M","M","M","M","M","M","M","M",46.1,"PABE 211853Z 09004KT 10SM BKN019 09/05 A2999 RMK SLP155 T00890050 $ VIA AUTODIAL"]
["PABE","2019-05-21T18:53:00",48.9,39,68.51,210,12,0,30.07,1018.5,10,"M","BKN","BKN","M","M",4200,11000,"M","M","M","M","M","M","M","M","M",43.51,"PABE 220253Z 21012KT 10SM BKN042 BKN110 09/04 A3007 RMK SLP185 60000 T00940039 51010 $ VIA AUTODIAL"]
["PABE","2019-05-22T06:53:00",39.9,39,96.55,20,9,0,30.05,1017.6,10,"M","OVC","M","M","M",16000,"M","M","M","M","M","M","M","M","M","M",33.34,"PABE 221453Z 02009KT 10SM OVC160 04/04 A3005 RMK SLP176 T00440039 58017 $ VIA AUTODIAL"]
["PABE","2019-05-22T11:53:00",54,46,74.26,30,15,0,29.96,1014.5,10,22,"SCT","M","M","M",10000,"M","M","M","M","M","M","M","M","M","M",54,"PABE 221953Z 03015G22KT 10SM SCT100 12/08 A2996 RMK SLP145 T01220078 $ VIA AUTODIAL"]
["PABE","2019-05-22T23:53:00",51.1,39,63.12,100,9,"T",29.89,1012.4,10,"M","OVC","M","M","M",5500,"M","M","M",{"$f":"-RA","v":{"$error":"#NAME?"}},"M","M","M","M","M","M",51.1,"PABE 230753Z 10009KT 10SM -RA OVC055 11/04 A2989 RMK RAB52 SLP124 P0000 T01060039 $ VIA AUTODIAL"]
["PABE","2019-05-23T14:53:00",57,43,59.4,310,10,0,30.05,1017.6,10,"M","BKN","BKN","BKN","M",3400,5000,6000,"M","M","M","M","M","M","M","M",57,"PABE 232253Z 31010KT 10SM BKN034 BKN050 BKN060 14/06 A3005 RMK SLP176 T01390061 $ VIA AUTODIAL"]
["PABE","2019-05-23T21:53:00",52,46,79.92,320,7,0,30.15,1021,10,"M","SCT","BKN","M","M",1700,25000,"M","M","M","M","M","M","M","M","M",52,"PABE 240553Z 32007KT 10SM SCT017 BKN250 11/08 A3015 RMK SLP210 T01110078 10156 20111 53015 $ VIA AUTODIAL"]
["PABE","2019-05-24T06:44:00",39.9,39.9,100,350,4,0,30.22,"M",0.5,"M","VV ","M","M","M",400,"M","M","M","FG","M","M","M","M","M","M",36.65,"PABE 241444Z 35004KT 1/2SM R19R/2000VP6000FT FG VV004 04/04 A3022 RMK T00440044 $ VIA AUTODIAL"]
["PABE","2019-05-24T19:53:00",63,39,41.09,360,13,0,30.07,1018.4,10,"M","BKN","M","M","M",12000,"M","M","M","M","M","M","M","M","M","M",63,"PABE 250353Z 36013KT 10SM BKN120 17/04 A3007 RMK SLP184 T01720039 $ VIA AUTODIAL"]
["PABE","2019-05-24T20:53:00",64.9,39.9,39.82,30,11,0,30.05,1017.8,10,"M","SCT","M","M","M",8000,"M","M","M","M","M","M","M","M","M","M",64.9,"PABE 250453Z 03011KT 10SM SCT080 18/04 A3005 RMK SLP178 T01830044 $ VIA AUTODIAL"]
["PABE","2019-05-25T10:53:00",55.9,36,47.05,80,17,"T",29.76,1008,10,25,"OVC","M","M","M",8000,"M","M","M","M","M","M","M","M","M","M",55.9,"PABE 251853Z 08017G25KT 10SM OVC080 13/02 A2976 RMK RAB21E32 SLP080 P0000 T01330022 $ VIA AUTODIAL"]
["PABE","2019-05-25T17:53:00",55,41,59.13,60,9,0,29.66,1004.6,10,"M","BKN","OVC","M","M",4900,6000,"M","M","M","M","M","M","M","M","M",55,"PABE 260153Z 06009KT 10SM BKN049 OVC060 13/05 A2966 RMK SLP046 T01280050 $ VIA AUTODIAL"]
["PABE","2019-05-26T03:53:00",48,46,92.74,0,0,0.02,29.69,1005.6,10,"M","BKN","BKN","OVC","M",2700,3600,4500,"M","M","M","M","M","M","M","M",48,"PABE 261153Z 00000KT 10SM BKN027 BKN036 OVC045 09/08 A2969 RMK RAB15E50 SLP056 P0002 60002 70003 T00890078 10100 20078 57004 $ VIA AUTODIAL"]
["PABE","2019-05-26T15:53:00",61,39,44.1,60,10,0,29.55,1000.6,10,"M","FEW","OVC","M","M",5000,7000,"M","M","M","M","M","M","M","M","M",61,"PABE 262353Z 06010KT 10SM FEW050 OVC070 16/04 A2955 RMK SLP006 T01610039 10167 20117 58026 $ VIA AUTODIAL"]
["PABE","2019-05-26T23:53:00",50,45,82.86,70,7,0,29.47,998,10,"M","SCT","BKN","OVC","M",5500,8000,9000,"M","M","M","M","M","M","M","M",46.72,"PABE 270753Z 07007KT 10SM SCT055 BKN080 OVC090 10/07 A2947 RMK SLP980 T01000072 $ VIA AUTODIAL"]
["PABE","2019-05-27T08:53:00",48,45,89.29,150,8,"T",29.56,1001,10,"M","BKN","OVC","M","M",3700,5000,"M","M","M","M","M","M","M","M","M",43.82,"PABE 271653Z 15008KT 10SM BKN037 OVC050 09/07 A2956 RMK RAE1555 SLP010 P0000 T00890072 $ VIA AUTODIAL"]
["PABE","2019-05-27T15:48:00",53.6,46.4,76.5,170,16,0.02,29.7,"M",10,"M","BKN","BKN","OVC","M",2200,3000,4700,"M","M","M","M","M",36,170,"2019-05-27T15:03:00",53.6,"PABE 272348Z 17016KT 10SM BKN022 BKN030 OVC047 12/08 A2970 RMK PK WND 17036/2303 RAB05E25 P0002 $ VIA AUTODIAL"]
["PABE","2019-05-27T19:53:00",54,45,71.5,200,10,0,29.75,1007.4,10,"M","FEW","SCT","OVC","M",2900,4700,6000,"M","M","M","M","M","M","M","M",54,"PABE 280353Z 20010KT 10SM FEW029 SCT047 OVC060 12/07 A2975 RMK SLP074 T01220072 $ VIA AUTODIAL"]
["PABE","2019-05-28T06:53:00",44.1,43,95.88,100,3,"T",29.88,1011.8,10,"M","OVC","M","M","M",6000,"M","M","M","M","M","M","M","M","M","M",42.52,"PABE 281453Z 10003KT 10SM OVC060 07/06 A2988 RMK RAB18E20 SLP118 P0000 60000 T00670061 53007 $ VIA AUTODIAL"]
["PABE","2019-05-28T17:53:00",62.1,39.9,43.93,120,6,0,29.88,1012.1,10,"M","BKN","BKN","M","M",7000,15000,"M","M","M","M","M","M","M","M","M",62.1,"PABE 290153Z 12006KT 10SM BKN070 BKN150 17/04 A2988 RMK SLP121 T01670044 $ VIA AUTODIAL"]
["PABE","2019-05-29T09:53:00",54,42.1,63.98,100,7,0,29.84,1010.5,10,"M","SCT","M","M","M",12000,"M","M","M","M","M","M","M","M","M","M",54,"PABE 291753Z 10007KT 10SM SCT120 12/06 A2984 RMK SLP105 T01220056 10122 20056 57006 $ VIA AUTODIAL"]
["PABE","2019-05-29T14:53:00",60.1,39.9,47.15,90,15,0,29.8,1009.2,10,"M","BKN","BKN","M","M",4300,18000,"M","M","M","M","M","M",26,80,"2019-05-29T14:41:00",60.1,"PABE 292253Z 09015KT 10SM BKN043 BKN180 16/04 A2980 RMK PK WND 08026/2241 SLP092 T01560044 $ VIA AUTODIAL"]
["PABE","2019-05-30T04:53:00",46,41,82.58,100,4,0,29.82,1009.9,10,"M","FEW","SCT","BKN","M",5500,7000,9000,"M","M","M","M","M","M","M","M",43.77,"PABE 301253Z 10004KT 10SM FEW055 SCT070 BKN090 08/05 A2982 RMK SLP099 T00780050 $ VIA AUTODIAL"]
["PABE","2019-05-30T07:53:00",48.9,42.1,77.26,100,6,0.01,29.83,1010.3,10,"M","OVC","M","M","M",6000,"M","M","M","M","M","M","M","M","M","M",45.88,"PABE 301553Z 10006KT 10SM OVC060 09/06 A2983 RMK RAB1457E20 SLP103 P0001 T00940056 $ VIA AUTODIAL"]
["PABE","2019-05-31T03:53:00",48,48,100,0,0,0,29.62,1003.2,10,"M","OVC","M","M","M",7500,"M","M","M","M","M","M","M","M","M","M",48,"PABE 311153Z 00000KT 10SM OVC075 09/09 A2962 RMK SLP032 60006 70007 T00890089 10161 20089 55004 $ VIA AUTODIAL"]
["PABE","2019-05-31T12:53:00",57,39.9,52.7,180,7,0,29.68,1005.1,10,"M","SCT","BKN","OVC","M",4400,5500,7000,"M","M","M","M","M","M","M","M",57,"PABE 312053Z 18007KT 10SM SCT044 BKN055 OVC070 14/04 A2968 RMK SLP051 T01390044 53007 $ VIA AUTODIAL"]
["PABE","2019-05-31T19:53:00",59,42.1,53.4,190,8,0,29.72,1006.5,10,"M","BKN","BKN","M","M",7000,12000,"M","M","M","M","M","M","M","M","M",59,"PABE 010353Z 19008KT 10SM BKN070 BKN120 15/06 A2972 RMK SLP065 T01500056 $ VIA AUTODIAL"]
["PABE","2019-06-01T09:53:00",50,46,86.06,290,3,"T",29.85,1011,10,"M","OVC","M","M","M",5500,"M","M","M",{"$f":"-RA","v":{"$error":"#NAME?"}},"M","M","M","M","M","M",49.27,"PABE 011753Z 29003KT 10SM -RA OVC055 10/08 A2985 RMK RAB49 SLP110 P0000 60005 T01000078 10100 20072 53010 $ VIA AUTODIAL"]
["PABE","2019-06-01T17:53:00",53.1,46.9,79.4,310,7,0.1,29.9,1012.6,10,"M","BKN","BKN","M","M",3700,6000,"M","M",{"$f":"-RA","v":{"$error":"#NAME?"}},"M","M","M","M","M","M",53.1,"PABE 020153Z 31007KT 10SM -RA BKN037 BKN060 12/08 A2990 RMK RAB0058E08B27 SLP126 P0010 T01170083 $ VIA AUTODIAL"]
["PABE","2019-06-01T22:51:00",48.2,46.4,93.45,350,5,0.2,29.95,"M",1.25,"M","BKN","BKN","OVC","M",2600,3300,4300,"M",{"$f":"+RA BR","v":{"$error":"#NAME?"}},"M","M","M","M","M","M",45.63,"PABE 020651Z 35005KT 1 1/4SM R19R/4000VP6000FT +RA BR BKN026 BKN033 OVC043 09/08 A2995 RMK RAB13 P0020 $ VIA AUTODIAL"]
["PABE","2019-06-02T05:26:00",46,46,100,0,0,0,30,"M",3,"M","FEW","OVC","M","M",100,10000,"M","M","BR","M","M","M","M","M","M",46,"PABE 021326Z 00000KT 3SM BR FEW001 OVC100 08/08 A3000 RMK T00780078 $ VIA AUTODIAL"]
["PABE","2019-06-02T17:53:00",61,45,55.57,320,14,0,29.99,1015.7,10,19,"SCT","BKN","BKN","M",3800,5500,7000,"M","M","M","M","M","M","M","M",61,"PABE 030153Z 32014G19KT 10SM SCT038 BKN055 BKN070 16/07 A2999 RMK SLP157 T01610072 $ VIA AUTODIAL"]
["PABE","2019-06-02T23:53:00",55,46.9,74.08,320,15,0,30,1015.8,10,20,"BKN","M","M","M",7000,"M","M","M","M","M","M","M","M","M","M",55,"PABE 030753Z 32015G20KT 10SM BKN070 13/08 A3000 RMK SLP158 T01280083 $ VIA AUTODIAL"]
["PABE","2019-06-03T06:53:00",45,44.1,96.63,310,14,0,30,1016,10,"M","OVC","M","M","M",500,"M","M","M","M","M","M","M","M","M","M",37.92,"PABE 031453Z 31014KT 10SM OVC005 07/07 A3000 RMK SLP160 T00720067 55001 $ VIA AUTODIAL"]
["PABE","2019-06-03T21:53:00",63,44.1,50.03,320,16,0,29.96,1014.6,10,23,"SCT","M","M","M",12000,"M","M","M","M","M","M","M","M","M","M",63,"PABE 040553Z 32016G23KT 10SM SCT120 17/07 A2996 RMK SLP146 T01720067 10194 20156 52003 $ VIA AUTODIAL"]
["PABE","2019-06-04T05:53:00",46.9,45,93.06,330,11,0,30.03,1016.9,10,"M","CLR","M","M","M","M","M","M","M","M","M","M","M","M","M","M",41.3,"PABE 041353Z 33011KT 10SM CLR 08/07 A3003 RMK SLP169 T00830072 $ VIA AUTODIAL"]
["PABE","2019-06-04T14:53:00",69.1,48,46.92,320,8,0,30.05,1017.6,10,"M","FEW","M","M","M",16000,"M","M","M","M","M","M","M","M","M","M",69.1,"PABE 042253Z 32008KT 10SM FEW160 21/09 A3005 RMK SLP176 T02060089 $ VIA AUTODIAL"]
["PABE","2019-06-05T12:53:00",50,42.1,74.15,310,11,0,30.22,"M",10,"M","BKN","M","M","M",1400,"M","M","M","M","M","M","M","M","M","M",45.21,"PABE 052053Z 31011KT 10SM BKN014 10/06 A3022 RMK SLPNO T01000056 51002 $ VIA AUTODIAL"]
["PABE","2019-06-06T03:53:00",45,44.1,96.63,320,16,0,30.23,1023.7,10,21,"OVC","M","M","M",400,"M","M","M","M","M","M","M","M","M","M",37.36,"PABE 061153Z 32016G21KT 10SM OVC004 07/07 A3023 RMK SLP237 T00720067 10156 20072 51002 VIA AUTODIAL"]
["PABE","2019-06-06T10:53:00",46,42.1,86.16,310,10,0,30.25,1024.5,10,"M","OVC","M","M","M",1000,"M","M","M","M","M","M","M","M","M","M",40.52,"PABE 061853Z 31010KT 10SM OVC010 08/06 A3025 RMK SLP245 T00780056 $ VIA AUTODIAL"]
["PABE","2019-06-06T21:53:00",55.9,43,61.81,320,16,0,30.17,1021.8,10,"M","CLR","M","M","M","M","M","M","M","M","M","M","M","M","M","M",55.9,"PABE 070553Z 32016KT 10SM CLR 13/06 A3017 RMK SLP218 T01330061 10156 20133 56004 VIA AUTODIAL"]
["PABE","2019-06-07T02:53:00",42.1,39.9,91.84,320,11,0,30.19,1022.4,10,"M","CLR","M","M","M","M","M","M","M","M","M","M","M","M","M","M",35.23,"PABE 071053Z 32011KT 10SM CLR 06/04 A3019 RMK SLP224 T00560044 VIA AUTODIAL"]
["PABE","2019-06-07T11:53:00",48,39.9,73.38,330,7,0,30.17,1021.7,10,"M","BKN","M","M","M",1500,"M","M","M","M","M","M","M","M","M","M",44.28,"PABE 071953Z 33007KT 10SM BKN015 09/04 A3017 RMK SLP217 T00890044 VIA AUTODIAL"]
["PABE","2019-06-08T03:53:00",41,39.9,95.82,330,13,0,30.09,1019.1,10,"M","CLR","M","M","M","M","M","M","M","M","M","M","M","M","M","M",33.1,"PABE 081153Z 33013KT 10SM CLR 05/04 A3009 RMK SLP191 T00500044 10133 20050 56001 VIA AUTODIAL"]
["PABE","2019-06-08T14:53:00",59,43,55.28,320,10,0,30.06,1017.9,10,"M","FEW","SCT","BKN","M",4000,17000,25000,"M","M","M","M","M","M","M","M",59,"PABE 082253Z 32010KT 10SM FEW040 SCT170 BKN250 15/06 A3006 RMK SLP179 T01500061 VIA AUTODIAL"]
["PABE","2019-06-09T02:53:00",50,46.9,89.04,330,9,0,30.08,1018.8,10,"M","CLR","M","M","M","M","M","M","M","M","M","M","M","M","M","M",45.9,"PABE 091053Z 33009KT 10SM CLR 10/08 A3008 RMK SLP188 T01000083 VIA AUTODIAL"]
["PABE","2019-06-09T07:44:00",45,45,100,300,8,0,30.14,"M",0.25,"M","VV ","M","M","M",200,"M","M","M","FG","M","M","M","M","M","M",40.13,"PABE 091544Z 30008KT M1/4SM R19R/0800V1000FT FG VV002 07/07 A3014 RMK T00720072 VIA AUTODIAL"]
["PABE","2019-06-09T10:51:00",48.2,48.2,100,"M",5,0,30.17,"M",5,"M","OVC","M","M","M",300,"M","M","M","BR","M","M","M","M","M","M",45.63,"PABE 091851Z VRB05KT 5SM BR OVC003 09/09 A3017 RMK VIA AUTODIAL"]
["PABE","2019-06-09T20:53:00",62.1,46,55.51,310,9,0,30.16,1021.4,10,"M","FEW","M","M","M",4300,"M","M","M","M","M","M","M","M","M","M",62.1,"PABE 100453Z 31009KT 10SM FEW043 17/08 A3016 RMK SLP214 T01670078 VIA AUTODIAL"]
["PABE","2019-06-09T22:53:00",57.9,46,64.47,320,6,0,30.17,1021.7,10,"M","SCT","M","M","M",12000,"M","M","M","M","M","M","M","M","M","M",57.9,"PABE 100653Z 32006KT 10SM SCT120 14/08 A3017 RMK SLP217 T01440078 VIA AUTODIAL"]
["PABE","2019-06-10T13:53:00",62.1,48.9,61.91,320,13,0,30.11,1019.8,10,"M","FEW","M","M","M",16000,"M","M","M","M","M","M","M","M","M","M",62.1,"PABE 102153Z 32013KT 10SM FEW160 17/09 A3011 RMK SLP198 T01670094 VIA AUTODIAL"]
["PABE","2019-06-11T00:53:00",57,51.1,80.6,300,9,0,29.98,1015.3,10,"M","FEW","SCT","M","M",8500,11000,"M","M","M","M","M","M","M","M","M",57,"PABE 110853Z 30009KT 10SM FEW085 SCT110 14/11 A2998 RMK SLP153 T01390106 402060083 58001 VIA AUTODIAL"]
["PABE","2019-06-11T06:53:00",51.1,48.9,92.14,320,9,0,29.94,1013.8,10,"M","BKN","OVC","M","M",9000,11000,"M","M","M","M","M","M","M","M","M",51.1,"PABE 111453Z 32009KT 10SM BKN090 OVC110 11/09 A2994 RMK SLP138 T01060094 58006 VIA AUTODIAL"]
["PABE","2019-06-11T21:53:00",86,52,31.13,240,13,0,29.86,1011.1,10,"M","SCT","BKN","M","M",8000,18000,"M","M","M","M","M","M","M","M","M",83.91,"PABE 120553Z 24013KT 10SM SCT080 BKN180 30/11 A2986 RMK SLP111 T03000111 10300 20194 56002 $ VIA AUTODIAL"]
["PABE","2019-06-12T08:53:00",63,54,72.42,70,5,"T",29.86,1011.3,10,"M","BKN","M","M","M",9000,"M","M","M",{"$f":"-RA","v":{"$error":"#NAME?"}},"M","M","M","M","M","M",63,"PABE 121653Z 07005KT 10SM -RA BKN090 17/12 A2986 RMK SLP113 P0000 T01720122 $ VIA AUTODIAL"]
["PABE","2019-06-12T14:53:00",73,46.9,39.43,60,9,0,29.84,1010.5,10,14,"SCT","SCT","M","M",9000,15000,"M","M","M","M","M","M","M","M","M",71.85,"PABE 122253Z 06009G14KT 10SM SCT090 SCT150 23/08 A2984 RMK SLP105 T02280083 $ VIA AUTODIAL"]
["PABE","2019-06-12T21:53:00",72,51.1,47.72,20,3,0,29.85,1010.9,10,"M","FEW","BKN","M","M",9000,11000,"M","M","M","M","M","M","M","M","M",72,"PABE 130553Z 02003KT 10SM FEW090 BKN110 22/11 A2985 RMK SLP109 60000 T02220106 10250 20222 50010 $ VIA AUTODIAL"]
["PABE","2019-06-13T18:02:00",73,55,53.23,280,4,"T",29.87,"M",10,"M","SCT","BKN","M","M",7500,11000,"M","M","M","M","M","M","M","M","M",73,"PABE 140202Z 28004KT 10SM SCT075 BKN110 23/13 A2987 RMK AO2 RAE0156 TSE0156 P0000 T02280128"]
["PABE","2019-06-13T19:53:00",73,55,53.23,140,11,0,29.85,1011,10,16,"BKN","BKN","M","M",7000,15000,"M","M","M","M","M","M","M","M","M",73,"PABE 140353Z 14011G16KT 10SM BKN070 BKN150 23/13 A2985 RMK AO2 SLP110 T02280128"]
["PABE","2019-06-14T09:53:00",64,46.9,53.72,80,6,0,29.85,1010.7,10,"M","BKN","BKN","M","M",7500,18000,"M","M","M","M","M","M","M","M","M",64,"PABE 141753Z 08006KT 10SM BKN075 BKN180 18/08 A2985 RMK AO2 SLP107 T01780083 52001"]
["PABE","2019-06-14T20:53:00",66,44.1,45.05,130,13,0,29.74,1007.2,10,20,"FEW","SCT","M","M",9000,16000,"M","M","FU","M","M","M","M","M","M",66,"PABE 150453Z 13013G20KT 10SM FU FEW090 SCT160 19/07 A2974 RMK AO2 SLP072 T01890067"]
["PABE","2019-06-15T05:53:00",48,44.1,86.28,140,5,0,29.73,1006.9,10,"M","BKN","M","M","M",8500,"M","M","M","M","M","M","M","M","M","M",45.4,"PABE 151353Z 14005KT 10SM BKN085 09/07 A2973 RMK AO2 SLP069 T00890067"]
["PABE","2019-06-15T10:51:00",51.8,50,93.55,150,4,0.08,29.75,"M",5,"M","BKN","OVC","M","M",1200,6000,"M","M",{"$f":"-RA BR","v":{"$error":"#NAME?"}},"M","M","M","M","M","M",51.8,"PABE 151851Z 15004KT 5SM -RA BR BKN012 OVC060 11/10 A2975 RMK AO2 P0008"]
["PABE","2019-06-15T19:53:00",61,48,62.23,0,0,0,29.7,1005.9,10,"M","BKN","BKN","M","M",5500,7000,"M","M","M","M","M","M","M","M","M",61,"PABE 160353Z 00000KT 10SM BKN055 BKN070 16/09 A2970 RMK AO2 SLP059 T01610089"]
["PABE","2019-06-16T06:53:00",48,46,92.74,30,4,0,29.78,1008.6,5,"M","CLR","M","M","M","M","M","M","M","BR","M","M","M","M","M","M",46.1,"PABE 161453Z 03004KT 5SM BR CLR 09/08 A2978 RMK AO2 SLP086 T00890078 53006"]
["PABE","2019-06-16T15:53:00",68,48,48.73,360,10,"T",29.76,1007.8,10,17,"SCT","BKN","BKN","M",3900,6500,9000,"M","M","M","M","M","M","M","M",68,"PABE 162353Z 36010G17KT 10SM SCT039 BKN065 BKN090 20/09 A2976 RMK AO2 RAB14E33 SLP078 P0000 60000 T02000089 10206 20156 57012"]
["PABE","2019-06-17T02:53:00",55,55,100,340,5,0,29.73,1006.8,10,"M","CLR","M","M","M","M","M","M","M","M","M","M","M","M","M","M",55,"PABE 171053Z 34005KT 10SM CLR 13/13 A2973 RMK AO2 SLP068 T01280128"]
["PABE","2019-06-17T15:53:00",73.9,46.9,38.26,330,16,0,29.66,1004.5,10,"M","SCT","M","M","M",18000,"M","M","M","HZ","M","M","M","M","M","M",72.79,"PABE 172353Z 33016KT 10SM HZ SCT180 23/08 A2966 RMK AO2 SLP045 T02330083 10239 20167 58007"]
["PABE","2019-06-18T04:53:00",54,54,100,290,9,0,29.68,1005.1,10,"M","CLR","M","M","M","M","M","M","M","M","M","M","M","M","M","M",54,"PABE 181253Z 29009KT 10SM CLR 12/12 A2968 RMK AO2 SLP051 T01220122"]
["PABE","2019-06-18T09:59:00",54,54,100,200,7,0,29.75,"M",0.5,"M","OVC","M","M","M",300,"M","M","M","FG","M","M","M","M","M","M",54,"PABE 181759Z 20007KT 1/2SM R19R/P6000FT FG OVC003 12/12 A2975 RMK AO2 T01220122"]
["PABE","2019-06-18T14:53:00",68,55,63.12,180,3,0,29.8,1009.2,10,"M","SCT","BKN","M","M",2500,10000,"M","M","M","M","M","M","M","M","M",68,"PABE 182253Z 18003KT 10SM SCT025 BKN100 20/13 A2980 RMK AO2 SLP092 T02000128"]
["PABE","2019-06-19T03:56:00",54,51.1,89.88,120,4,0,30.01,"M",6,"M","SCT","M","M","M",12000,"M","M","M","BR","M","M","M","M","M","M",54,"PABE 191156Z 12004KT 6SM BR SCT120 12/11 A3001 RMK AO2 T01220106 $"]
["PABE","2019-06-19T09:53:00",55,48.9,79.85,180,12,0,30.1,1019.3,10,"M","SCT","BKN","M","M",1200,2700,"M","M","M","M","M","M","M","M","M",55,"PABE 191753Z 18012KT 10SM SCT012 BKN027 13/09 A3010 RMK AO2 SLP193 T01280094 10128 20106 53014"]
["PABE","2019-06-19T14:53:00",55,48,77.21,170,10,0,30.16,"M",10,"M","BKN","OVC","M","M",2100,4200,"M","M","M","M","M","M","M","M","M",55,"PABE 192253Z 17010KT 10SM BKN021 OVC042 13/09 A3016 RMK AO2 SLPNO T01280089"]
["PABE","2019-06-19T20:53:00",55.9,48.9,77.28,180,10,0,30.19,1022.4,10,"M","BKN","OVC","M","M",3900,5000,"M","M","M","M","M","M","M","M","M",55.9,"PABE 200453Z 18010KT 10SM BKN039 OVC050 13/09 A3019 RMK AO2 SLP224 T01330094"]
["PABE","2019-06-20T05:09:00",44.1,44.1,100,160,5,0,30.25,"M",3,"M","BKN","BKN","M","M",1500,6000,"M","M","BR","M","M","M","M","M","M",40.77,"PABE 201309Z 16005KT 3SM BR BKN015 BKN060 07/07 A3025 RMK AO2 T00670067"]
["PABE","2019-06-20T08:53:00",50,48.9,95.98,160,6,0,30.26,1024.8,6,"M","SCT","OVC","M","M",900,10000,"M","M","BR","M","M","M","M","M","M",47.21,"PABE 201653Z 16006KT 6SM BR SCT009 OVC100 10/09 A3026 RMK AO2 SLP248 T01000094"]
["PABE","2019-06-20T19:53:00",57.9,48,69.52,260,7,0,30.2,1022.7,10,"M","SCT","M","M","M",2800,"M","M","M","M","M","M","M","M","M","M",57.9,"PABE 210353Z 26007KT 10SM SCT028 14/09 A3020 RMK AO2 SLP227 T01440089"]
["PABE","2019-06-21T09:53:00",55,48.9,79.85,360,6,0,30.16,1021.5,10,"M","SCT","M","M","M",20000,"M","M","M","M","M","M","M","M","M","M",55,"PABE 211753Z 36006KT 10SM SCT200 13/09 A3016 RMK AO2 SLP215 T01280094 10133 20078 56001"]
["PABE","2019-06-21T16:53:00",64,50,60.34,10,5,0,30.11,1019.9,10,"M","SCT","BKN","M","M",4000,10000,"M","M","M","M","M","M","M","M","M",64,"PABE 220053Z 01005KT 10SM SCT040 BKN100 18/10 A3011 RMK AO2 SLP199 T01780100"]
["PABE","2019-06-22T03:53:00",52,51.1,96.73,280,8,0,30.13,1020.3,10,"M","CLR","M","M","M","M","M","M","M","M","M","M","M","M","M","M",52,"PABE 221153Z 28008KT 10SM CLR 11/11 A3013 RMK AO2 SLP203 T01110106 10172 20111 51005"]
["PABE","2019-06-22T09:51:00",57.2,51.8,82.12,290,10,0,30.16,"M",10,"M","BKN","BKN","BKN","M",1300,2200,2700,"M","M","M","M","M","M","M","M",57.2,"PABE 221751Z 29010KT 10SM BKN013 BKN022 BKN027 14/11 A3016 RMK VIA AUTODIAL"]
["PABE","2019-06-22T17:53:00",64,46.9,53.72,290,9,0,30.17,1021.7,10,"M","BKN","M","M","M",4300,"M","M","M","M","M","M","M","M","M","M",64,"PABE 230153Z 29009KT 10SM BKN043 18/08 A3017 RMK AO2 SLP217 T01780083 $"]
["PABE","2019-06-23T00:53:00",57,54,89.68,300,9,0,30.2,1022.9,10,"M","OVC","M","M","M",4800,"M","M","M","M","M","M","M","M","M","M",57,"PABE 230853Z 30009KT 10SM OVC048 14/12 A3020 RMK AO2 SLP229 T01390122 401890106 53008 $"]
["PABE","2019-06-23T10:53:00",59,50,72.01,0,0,0,30.23,1023.9,10,"M","BKN","OVC","M","M",2800,4600,"M","M","M","M","M","M","M","M","M",59,"PABE 231853Z 00000KT 10SM BKN028 OVC046 15/10 A3023 RMK AO2 SLP239 T01500100 $"]
["PABE","2019-06-24T02:53:00",54,52,92.92,270,5,0,30.17,1021.7,10,"M","OVC","M","M","M",5000,"M","M","M","M","M","M","M","M","M","M",54,"PABE 241053Z 27005KT 10SM OVC050 12/11 A3017 RMK AO2 SLP217 T01220111 $"]
["PABE","2019-06-24T13:53:00",64,48,55.99,"M",3,0,30.08,1018.8,10,"M","BKN","M","M","M",4800,"M","M","M","M","M","M","M","M","M","M",64,"PABE 242153Z VRB03KT 10SM BKN048 18/09 A3008 RMK AO2 SLP188 T01780089 $"]
["PABE","2019-06-25T01:53:00",64,55,72.52,200,8,0,30,1016,10,"M","SCT","M","M","M",10000,"M","M","M","M","M","M","M","M","M","M",64,"PABE 250953Z 20008KT 10SM SCT100 18/13 A3000 RMK AO2 SLP160 T01780128 $"]
["PABE","2019-06-25T07:53:00",59,53.1,80.75,220,4,0,30,1016,10,"M","SCT","M","M","M",12000,"M","M","M","M","M","M","M","M","M","M",59,"PABE 251553Z 22004KT 10SM SCT120 15/12 A3000 RMK AO2 SLP160 T01500117"]
["PABE","2019-06-25T12:53:00",62.1,55,77.53,160,5,0,29.99,1015.5,10,"M","SCT","BKN","M","M",1400,15000,"M","M","M","M","M","M","M","M","M",62.1,"PABE 252053Z 16005KT 10SM SCT014 BKN150 17/13 A2999 RMK AO2 SLP155 T01670128 58004"]
["PABE","2019-06-26T01:53:00",63,55,75.11,100,6,0,29.99,1015.6,10,"M","FEW","BKN","M","M",4900,11000,"M","M","M","M","M","M","M","M","M",63,"PABE 260953Z 10006KT 10SM FEW049 BKN110 17/13 A2999 RMK AO2 SLP156 T01720128 $"]
["PABE","2019-06-26T15:53:00",64.9,55.9,72.61,170,20,"T",30.07,1018.2,10,26,"BKN","BKN","OVC","M",2500,3800,7000,"M","M","M","M","M",26,180,"2019-06-26T15:53:00",64.9,"PABE 262353Z 17020G26KT 10SM BKN025 BKN038 OVC070 18/13 A3007 RMK AO2 PK WND 18026/2353 RAE25 SLP182 P0000 60003 T01830133 10189 20161 51007"]
["PABE","2019-06-26T23:53:00",60.1,54,80.25,140,3,0,30.09,1019.2,10,"M","BKN","M","M","M",12000,"M","M","M","M","M","M","M","M","M","M",60.1,"PABE 270753Z 14003KT 10SM BKN120 16/12 A3009 RMK AO2 SLP192 T01560122"]
["PABE","2019-06-27T08:53:00",61,51.1,69.86,180,8,0,30.09,1019,10,"M","FEW","SCT","M","M",3400,10000,"M","M","M","M","M","M","M","M","M",61,"PABE 271653Z 18008KT 10SM FEW034 SCT100 16/11 A3009 RMK AO2 SLP190 T01610106"]
["PABE","2019-06-28T01:53:00",66,52,60.6,250,8,0,30.07,1018.3,10,"M","CLR","M","M","M","M","M","M","M","M","M","M","M","M","M","M",66,"PABE 280953Z 25008KT 10SM CLR 19/11 A3007 RMK AO2 SLP183 T01890111 $"]
["PABE","2019-06-28T05:53:00",61,51.1,69.86,280,5,0,30.1,1019.1,10,"M","CLR","M","M","M","M","M","M","M","M","M","M","M","M","M","M",61,"PABE 281353Z 28005KT 10SM CLR 16/11 A3010 RMK AO2 SLP191 T01610106 $"]
["PABE","2019-06-28T14:53:00",64,55.9,74.93,210,10,0,30.17,1021.7,10,"M","BKN","M","M","M",3300,"M","M","M","M","M","M","M","M","M","M",64,"PABE 282253Z 21010KT 10SM BKN033 18/13 A3017 RMK AO2 SLP217 T01780133"]
["PABE","2019-06-29T03:29:00",63,57,80.76,300,6,0,30.26,"M",10,"M","FEW","BKN","M","M",1000,2600,"M","M","M","M","M","M","M","M","M",63,"PABE 291129Z 30006KT 10SM FEW010 BKN026 17/14 A3026 RMK AO2 T01720139"]
["PABE","2019-06-29T13:53:00",63,54,72.42,240,8,0,30.25,1024.4,10,"M","BKN","OVC","M","M",2600,4500,"M","M","M","M","M","M","M","M","M",63,"PABE 292153Z 24008KT 10SM BKN026 OVC045 17/12 A3025 RMK AO2 SLP244 T01720122"]
["PABE","2019-06-29T16:53:00",63,55,75.11,220,12,0,30.22,1023.6,10,"M","BKN","OVC","M","M",2900,4300,"M","M","M","M","M","M","M","M","M",63,"PABE 300053Z 22012KT 10SM BKN029 OVC043 17/13 A3022 RMK AO2 SLP236 T01720128"]
["PABE","2019-06-30T06:53:00",55,48,77.21,210,9,"T",30.27,1025,10,"M","BKN","OVC","M","M",1500,10000,"M","M","M","M","M","M","M","M","M",55,"PABE 301453Z 21009KT 10SM BKN015 OVC100 13/09 A3027 RMK AO2 RAB41E50 SLP250 P0000 60000 T01280089 53005"]
["PABE","2019-06-30T14:53:00",59,48,66.83,260,12,0,30.34,1027.4,10,"M","OVC","M","M","M",2400,"M","M","M","M","M","M","M","M","M","M",59,"PABE 302253Z 26012KT 10SM OVC024 15/09 A3034 RMK AO2 SLP274 T01500089"]
["PABE","2019-06-30T21:53:00",55,44.1,66.61,220,4,0,30.39,1029.1,10,"M","OVC","M","M","M",3100,"M","M","M","M","M","M","M","M","M","M",55,"PABE 010553Z 22004KT 10SM OVC031 13/07 A3039 RMK AO2 SLP291 T01280067 10150 20128 53006"]
["PABE","2019-07-01T09:53:00",53.1,46,76.75,0,0,0,30.36,1028.3,10,"M","OVC","M","M","M",3000,"M","M","M","M","M","M","M","M","M","M",53.1,"PABE 011753Z 00000KT 10SM OVC030 12/08 A3036 RMK AO2 SLP283 T01170078 58003"]
["PABE","2019-07-01T10:53:00",54,46,74.26,150,7,0,30.36,1028.2,10,"M","BKN","OVC","M","M",2700,3200,"M","M","M","M","M","M","M","M","M",54,"PABE 011853Z 15007KT 10SM BKN027 OVC032 12/08 A3036 RMK AO2 SLP282 T01220078"]
["PABE","2019-07-01T20:53:00",53.1,53.1,100,190,9,0.04,30.27,1025.2,8,"M","FEW","OVC","M","M",1100,1600,"M","M",{"$f":"-RA","v":{"$error":"#NAME?"}},"M","M","M","M","M","M",53.1,"PABE 020453Z 19009KT 8SM -RA FEW011 OVC016 12/12 A3027 RMK AO2 SLP252 P0004 T01170117"]
["PABE","2019-07-02T02:28:00",52,51.1,96.73,180,11,0,30.21,"M",10,"M","OVC","M","M","M",1100,"M","M","M","M","M","M","M","M","M","M",52,"PABE 021028Z 18011KT 10SM OVC011 11/11 A3021 RMK AO2 T01110106"]
["PABE","2019-07-02T04:53:00",51.1,51.1,100,190,11,0.01,30.19,1022.4,8,"M","SCT","OVC","M","M",1000,1400,"M","M",{"$error":"#NAME?"},"M","M","M","M","M","M",51.1,"PABE 021253Z 19011KT 8SM -RA SCT010 OVC014 11/11 A3019 RMK AO2 SLP224 P0001 T01060106"]
["PABE","2019-07-02T13:53:00",57.9,50,74.91,190,20,0,30.11,1019.8,10,27,"BKN","OVC","M","M",2300,12000,"M","M","M","M","M","M",28,190,"2019-07-02T13:36:00",57.9,"PABE 022153Z 19020G27KT 10SM BKN023 OVC120 14/10 A3011 RMK AO2 PK WND 19028/2136 SLP198 T01440100"]
["PABE","2019-07-03T02:07:00",53.1,52,96.03,180,19,"T",30.05,"M",7,27,"OVC","M","M","M",800,"M","M","M",{"$f":"-RA","v":{"$error":"#NAME?"}},"M","M","M",31,180,"2019-07-03T01:56:00",53.1,"PABE 031007Z 18019G27KT 7SM -RA OVC008 12/11 A3005 RMK AO2 PK WND 18031/0956 RAB0955 CIG 005V012 P0000 T01170111"]
["PABE","2019-07-03T08:53:00",52,52,100,200,17,0.02,30.11,1019.6,2,26,"BKN","OVC","M","M",500,1000,"M","M",{"$f":"-RA BR","v":{"$error":"#NAME?"}},"M","M","M",26,210,"2019-07-03T08:00:00",52,"PABE 031653Z 20017G26KT 2SM -RA BR BKN005 OVC010 11/11 A3011 RMK AO2 PK WND 21026/1600 SLP196 P0002 T01110111 $"]
["PABE","2019-07-03T12:53:00",55,55,100,200,16,0.01,30.15,1021,4,24,"BKN","BKN","OVC","M",800,1400,3700,"M",{"$f":"-RA BR","v":{"$error":"#NAME?"}},"M","M","M",27,190,"2019-07-03T12:00:00",55,"PABE 032053Z 20016G24KT 4SM -RA BR BKN008 BKN014 OVC037 13/13 A3015 RMK AO2 PK WND 19027/2000 SLP210 P0001 60001 T01280128 53006"]
["PABE","2019-07-03T19:53:00",55.9,54,93.32,200,10,0,30.21,1023.1,10,"M","OVC","M","M","M",1200,"M","M","M","M","M","M","M","M","M","M",55.9,"PABE 040353Z 20010KT 10SM OVC012 13/12 A3021 RMK AO2 SLP231 T01330122"]
["PABE","2019-07-04T03:53:00",51.1,51.1,100,180,6,0,30.29,1025.7,10,"M","OVC","M","M","M",500,"M","M","M","M","M","M","M","M","M","M",51.1,"PABE 041153Z 18006KT 10SM OVC005 11/11 A3029 RMK AO2 SLP257 70008 T01060106 10133 20106 53005"]
["PABE","2019-07-04T12:53:00",55.9,52,86.71,340,3,0,30.33,1027,10,"M","OVC","M","M","M",900,"M","M","M","M","M","M","M","M","M","M",55.9,"PABE 042053Z 34003KT 10SM OVC009 13/11 A3033 RMK AO2 SLP270 T01330111 53002"]
["PABE","2019-07-04T18:53:00",68,54,60.86,10,9,0,30.3,1026.1,10,"M","CLR","M","M","M","M","M","M","M","M","M","M","M","M","M","M",68,"PABE 050253Z 01009KT 10SM CLR 20/12 A3030 RMK AO2 SLP261 T02000122 56006"]
["PABE","2019-07-05T08:53:00",63,60.1,90.25,10,8,0,30.29,1025.6,10,"M","SCT","M","M","M",10000,"M","M","M","M","M","M","M","M","M","M",63,"PABE 051653Z 01008KT 10SM SCT100 17/16 A3029 RMK AO2 SLP256 T01720156"]
["PABE","2019-07-05T20:53:00",86,60.1,41.74,10,12,0,30.22,1023.4,10,"M","FEW","M","M","M",14000,"M","M","M","M","M","M","M","M","M","M",85.81,"PABE 060453Z 01012KT 10SM FEW140 30/16 A3022 RMK AO2 SLP234 T03000156 $"]
["PABE","2019-07-06T01:53:00",75,60.1,59.81,350,7,0,30.22,1023.5,10,"M","FEW","M","M","M",12000,"M","M","M","M","M","M","M","M","M","M",75,"PABE 060953Z 35007KT 10SM FEW120 24/16 A3022 RMK AO2 SLP235 T02390156 $"]
["PABE","2019-07-06T11:53:00",75,60.1,59.81,40,4,0,30.19,1022.2,10,"M","CLR","M","M","M","M","M","M","M","M","M","M","M","M","M","M",75,"PABE 061953Z 04004KT 10SM CLR 24/16 A3019 RMK AO2 SLP222 T02390156 $"]
["PABE","2019-07-07T04:53:00",79,57.9,48.41,360,7,0,30.07,1012.7,10,"M","CLR","M","M","M","M","M","M","M","M","M","M","M","M","M","M",79,"PABE 071253Z 36007KT 10SM CLR 26/14 A3007 RMK AO2 SLP127 T02610144 $"]
["PABE","2019-07-07T10:53:00",73,60.1,63.96,10,8,0,30.04,1011.6,10,"M","CLR","M","M","M","M","M","M","M","M","M","M","M","M","M","M",73,"PABE 071853Z 01008KT 10SM CLR 23/16 A3004 RMK AO2 SLP116 T02280156 $"]
["PABE","2019-07-07T21:02:00",86,57,37.35,360,6,0,29.92,"M",3,"M","CLR","M","M","M","M","M","M","M","HZ","M","M","M","M","M","M",84.92,"PABE 080502Z 36006KT 3SM HZ CLR 30/14 A2992 RMK AO2 T03000139 $"]
["PABE","2019-07-08T08:49:00",66.2,64.4,93.92,150,4,0,29.89,"M",3,"M","CLR","M","M","M","M","M","M","M","HZ","M","M","M","M","M","M",66.2,"PABE 081649Z 15004KT 3SM HZ CLR 19/18 A2989 RMK AO2 $"]
["PABE","2019-07-08T11:53:00",82,66,58.43,"M",3,0,29.87,1005.9,6,"M","CLR","M","M","M","M","M","M","M","HZ","M","M","M","M","M","M",84.15,"PABE 081953Z VRB03KT 6SM HZ CLR 28/19 A2987 RMK AO2 SLP059 T02780189 $"]
["PABE","2019-07-08T21:41:00",88,62.1,42.05,360,4,0,29.79,"M",0.75,"M","VV ","M","M","M",2000,"M","M","M","HZ","M","M","M","M","M","M",88.47,"PABE 090541Z 36004KT 3/4SM R19R/6000VP6000FT HZ VV020 31/17 A2979 RMK AO2 T03110167 $"]
["PABE","2019-07-09T02:53:00",81,66,60.37,200,8,0,29.8,1003.7,5,"M","OVC","M","M","M",3000,"M","M","M","HZ","M","M","M","M","M","M",83.11,"PABE 091053Z 20008KT 5SM HZ OVC030 27/19 A2980 RMK AO2 SLP037 T02720189 $"]
["PABE","2019-07-09T05:29:00",77,63,62,180,7,0,29.8,"M",2.5,"M","OVC","M","M","M",3500,"M","M","M","HZ","M","M","M","M","M","M",77,"PABE 091329Z 18007KT 2 1/2SM HZ OVC035 25/17 A2980 RMK AO2 T02500172 $"]
["PABE","2019-07-09T07:53:00",63,63,100,160,8,"T",29.82,1009.6,1.5,"M","VV ","M","M","M",200,"M","M","M","BR","M","M","M","M","M","M",63,"PABE 091553Z 16008KT 1 1/2SM R19R/5000VP6000FT BR VV002 17/17 A2982 RMK AO2 RAE17 SLP096 P0000 T01720172"]
["PABE","2019-07-09T14:53:00",78.1,63,59.78,180,8,0,29.83,1010.3,9,"M","CLR","M","M","M","M","M","M","M","M","M","M","M","M","M","M",78.1,"PABE 092253Z 18008KT 9SM CLR 26/17 A2983 RMK SLP103 T02560172 VIA AUTODIAL"]
["PABE","2019-07-10T06:53:00",60.1,60.1,100,240,4,0,29.89,1012,4,"M","CLR","M","M","M","M","M","M","M","BCFG BR","M","M","M","M","M","M",60.1,"PABE 101453Z 24004KT 4SM BCFG BR CLR 16/16 A2989 RMK SLP120 T01560156 50002 VIA AUTODIAL"]
["PABE","2019-07-10T17:53:00",72,60.1,66.16,270,9,0,29.86,1011.3,10,"M","FEW","M","M","M",10000,"M","M","M","M","M","M","M","M","M","M",72,"PABE 110153Z 27009KT 10SM FEW100 22/16 A2986 RMK AO2 SLP113 T02220156"]
["PABE","2019-07-11T04:53:00",63,61,93.18,310,4,0,29.85,1010.9,10,"M","BKN","M","M","M",4100,"M","M","M","M","M","M","M","M","M","M",63,"PABE 111253Z 31004KT 10SM BKN041 17/16 A2985 RMK AO2 SLP109 T01720161"]
["PABE","2019-07-11T08:05:00",62.1,61,96.18,340,4,"T",29.84,"M",10,"M","SCT","SCT","BKN","M",500,7000,10000,"M","M","M","M","M","M","M","M",62.1,"PABE 111605Z 34004KT 10SM SCT005 SCT070 BKN100 17/16 A2984 RMK AO2 RAE02 P0000 T01670161"]
["PABE","2019-07-11T13:36:00",68,61,78.3,190,3,0,29.86,"M",10,"M","SCT","SCT","BKN","M",1800,3200,6500,"M","M","M","M","M","M","M","M",68,"PABE 112136Z 19003KT 10SM SCT018 SCT032 BKN065 20/16 A2986 RMK AO2 T02000161"]
["PABE","2019-07-11T14:53:00",69.1,60.1,73.03,220,8,0,29.86,1011.1,10,"M","BKN","OVC","M","M",2300,6000,"M","M","M","M","M","M","M","M","M",69.1,"PABE 112253Z 22008KT 10SM BKN023 OVC060 21/16 A2986 RMK AO2 SLP111 T02060156"]
["PABE","2019-07-12T02:44:00",57.9,57.9,100,0,0,0,29.84,"M",0.75,"M","FEW","SCT","M","M",100,1600,"M","M","BR","M","M","M","M","M","M",57.9,"PABE 121044Z 00000KT 3/4SM R19R/1400VP6000FT BR FEW001 SCT016 14/14 A2984 RMK AO2 T01440144"]
["PABE","2019-07-12T04:09:00",59,59,100,140,4,0,29.84,"M",0.25,"M","SCT","OVC","M","M",200,700,"M","M","FG","M","M","M","M","M","M",59,"PABE 121209Z 14004KT 1/4SM R19R/1600VP6000FT FG SCT002 OVC007 15/15 A2984 RMK AO2 T01500150"]
["PABE","2019-07-12T10:09:00",62.1,57,83.36,180,12,0,29.83,"M",10,"M","FEW","M","M","M",1300,"M","M","M","M","M","M","M","M","M","M",62.1,"PABE 121809Z 18012KT 10SM FEW013 17/14 A2983 RMK AO2 T01670139"]
["PABE","2019-07-12T14:53:00",68,53.1,58.88,160,12,0,29.82,1009.9,10,"M","BKN","M","M","M",3200,"M","M","M","M","M","M","M","M","M","M",68,"PABE 122253Z 16012KT 10SM BKN032 20/12 A2982 RMK AO2 SLP099 T02000117"]
["PABE","2019-07-12T23:53:00",55.9,54,93.32,220,3,0,29.8,1009.3,10,"M","SCT","SCT","OVC","M",5500,7000,8000,"M","M","M","M","M","M","M","M",55.9,"PABE 130753Z 22003KT 10SM SCT055 SCT070 OVC080 13/12 A2980 RMK AO2 SLP093 T01330122"]
["PABE","2019-07-13T04:53:00",54,54,100,0,0,0,29.79,1008.9,10,"M","OVC","M","M","M",6000,"M","M","M","M","M","M","M","M","M","M",54,"PABE 131253Z 00000KT 10SM OVC060 12/12 A2979 RMK AO2 SLP089 T01220122"]
["PABE","2019-07-13T12:53:00",62.1,53.1,72.33,170,5,0,29.79,1008.9,10,"M","SCT","BKN","BKN","M",2500,7500,12000,"M","M","M","M","M","M","M","M",62.1,"PABE 132053Z 17005KT 10SM SCT025 BKN075 BKN120 17/12 A2979 RMK AO2 SLP089 T01670117 58002"]
["PABE","2019-07-13T20:53:00",62.1,55.9,80.11,100,7,"T",29.75,1007.6,10,"M","FEW","SCT","OVC","M",2900,6000,8500,"M",{"$f":"-RA","v":{"$error":"#NAME?"}},"M","M","M","M","M","M",62.1,"PABE 140453Z 10007KT 10SM -RA FEW029 SCT060 OVC085 17/13 A2975 RMK AO2 RAB33 SLP076 P0000 T01670133"]
["PABE","2019-07-14T00:53:00",57.9,57,96.81,330,3,"T",29.76,1007.9,10,"M","BKN","OVC","M","M",8000,9500,"M","M","M","M","M","M","M","M","M",57.9,"PABE 140853Z 33003KT 10SM BKN080 OVC095 14/14 A2976 RMK AO2 RAB0759E36 SLP079 P0000 60000 T01440139 402000111 50004"]
["PABE","2019-07-14T06:41:00",55,55,100,140,3,0,29.76,"M",0.25,"M","BKN","OVC","M","M",100,8000,"M","M","FG","M","M","M","M","M","M",55,"PABE 141441Z AUTO 14003KT 1/4SM R19R/1600V2600FT FG BKN001 OVC080 13/13 A2976 RMK AO2 T01280128 TSNO"]
["PABE","2019-07-14T13:53:00",68,53.1,58.88,"M","M",0,29.75,1007.5,10,"M","BKN","BKN","M","M",7000,11000,"M","M","M","M","M","M","M","M","M","M","PABE 142153Z 10SM BKN070 BKN110 20/12 A2975 RMK AO2 SLP075 T02000117"]
["PABE","2019-07-14T20:53:00",64.9,57.9,78.05,320,5,0,29.71,1006,10,"M","CLR","M","M","M","M","M","M","M","M","M","M","M","M","M","M",64.9,"PABE 150453Z 32005KT 10SM CLR 18/14 A2971 RMK AO2 SLP060 T01830144"]
["PABE","2019-07-15T14:53:00",71.1,52,50.86,60,7,0,29.63,1003.4,10,"M","BKN","M","M","M",7000,"M","M","M","M","M","M","M","M","M","M",71.1,"PABE 152253Z 06007KT 10SM BKN070 22/11 A2963 RMK AO2 SLP034 T02170111"]
["PABE","2019-07-15T23:53:00",60.1,54,80.25,200,7,0,29.62,1003.2,10,"M","FEW","M","M","M",8500,"M","M","M","M","M","M","M","M","M","M",60.1,"PABE 160753Z 20007KT 10SM FEW085 16/12 A2962 RMK AO2 SLP032 T01560122"]
["PABE","2019-07-16T04:53:00",50,48.9,95.98,170,4,0,29.66,1004.3,10,"M","SCT","BKN","M","M",3700,8000,"M","M","M","M","M","M","M","M","M",48.44,"PABE 161253Z 17004KT 10SM SCT037 BKN080 10/09 A2966 RMK AO2 SLP043 T01000094"]
["PABE","2019-07-16T18:53:00",70,52,52.8,260,7,0,29.7,1005.9,10,"M","BKN","BKN","M","M",4800,6000,"M","M","M","M","M","M","M","M","M",70,"PABE 170253Z 26007KT 10SM BKN048 BKN060 21/11 A2970 RMK AO2 SLP059 T02110111 56002"]
["PABE","2019-07-17T03:51:00",57.2,57.2,100,310,11,0,29.79,"M",10,"M","BKN","M","M","M",800,"M","M","M","M","M","M","M","M","M","M",57.2,"PABE 171151Z 31011KT 10SM BKN008 14/14 A2979 RMK AO2 $"]
["PABE","2019-07-17T07:53:00",55,54,96.42,320,10,0,29.84,1010.6,10,17,"OVC","M","M","M",500,"M","M","M","M","M","M","M","M","M","M",55,"PABE 171553Z 32010G17KT 10SM OVC005 13/12 A2984 RMK AO2 CIG 005V008 SLP106 T01280122"]
["PABE","2019-07-17T18:53:00",61,52,72.22,270,10,0,29.92,1013.2,10,"M","OVC","M","M","M",2900,"M","M","M","M","M","M","M","M","M","M",61,"PABE 180253Z 27010KT 10SM OVC029 16/11 A2992 RMK AO2 SLP132 T01610111 52005"]
["PABE","2019-07-18T02:53:00",55.9,54,93.32,280,11,0,29.99,1015.5,10,"M","OVC","M","M","M",4200,"M","M","M","M","M","M","M","M","M","M",55.9,"PABE 181053Z 28011KT 10SM OVC042 13/12 A2999 RMK AO2 SLP155 T01330122"]
["PABE","2019-07-18T05:53:00",55,52,89.59,280,8,0,30,1016,10,"M","OVC","M","M","M",4500,"M","M","M","M","M","M","M","M","M","M",55,"PABE 181353Z 28008KT 10SM OVC045 13/11 A3000 RMK AO2 SLP160 T01280111"]
["PABE","2019-07-18T19:53:00",60.1,54,80.25,260,9,0,30.04,1017.5,10,"M","OVC","M","M","M",2000,"M","M","M","M","M","M","M","M","M","M",60.1,"PABE 190353Z 26009KT 10SM OVC020 16/12 A3004 RMK AO2 SLP175 T01560122"]
["PABE","2019-07-18T21:53:00",57.9,53.1,84,280,10,0,30.05,1017.8,10,"M","OVC","M","M","M",1900,"M","M","M","M","M","M","M","M","M","M",57.9,"PABE 190553Z 28010KT 10SM OVC019 14/12 A3005 RMK AO2 SLP178 T01440117 10167 20144 53001 $"]
["PABE","2019-07-19T02:53:00",54,53.1,96.76,260,4,0,30.09,1018.9,8,"M","OVC","M","M","M",700,"M","M","M","M","M","M","M","M","M","M",54,"PABE 191053Z 26004KT 8SM OVC007 12/12 A3009 RMK AO2 SLP189 T01220117 $"]
["PABE","2019-07-19T13:16:00",55.9,52,86.71,270,6,0,30.12,"M",10,"M","BKN","OVC","M","M",1300,2600,"M","M","M","M","M","M","M","M","M","M","PABE 192116Z 27006KT 10SM BKN013 OVC026 13/11 A3012 RMK AO2 T01330111"]
["PABE","2019-07-19T16:55:00",60.1,55.9,85.99,240,10,"T",30.12,"M",10,"M","SCT","BKN","M","M",1000,2000,"M","M",{"$f":"-RA BR","v":{"$error":"#NAME?"}},"M","M","M","M","M","M","M","PABE 200055Z 24010KT 10SM -RA BR SCT010 BKN020 16/13 A3012 RMK AO2 P0000 T01560133"]
["PABE","2019-07-19T22:53:00",57,53.1,86.77,270,7,0,30.13,1020.4,10,"M","FEW","OVC","M","M",1700,2300,"M","M","M","M","M","M","M","M","M","M","PABE 200653Z 27007KT 10SM FEW017 OVC023 14/12 A3013 RMK AO2 SLP204 T01390117 $"]
["PABE","2019-07-20T06:53:00",51.1,51.1,100,230,8,0,30.16,1021.3,9,"M","OVC","M","M","M",1700,"M","M","M","M","M","M","M","M","M","M","M","PABE 201453Z 23008KT 9SM OVC017 11/11 A3016 RMK AO2 SLP213 T01060106 53003 $"]
["PABE","2019-07-20T13:29:00",55.9,50,80.52,220,10,0,30.18,"M",10,"M","OVC","M","M","M",1500,"M","M","M","M","M","M","M","M","M","M","M","PABE 202129Z 22010KT 10SM OVC015 13/10 A3018 RMK AO2 T01330100 $"]
["PABE","2019-07-20T16:53:00",57.9,51.1,78.03,200,9,0,30.18,1022.1,10,"M","OVC","M","M","M",1800,"M","M","M","M","M","M","M","M","M","M","M","PABE 210053Z 20009KT 10SM OVC018 14/11 A3018 RMK AO2 SLP221 T01440106 $"]
["PABE","2019-07-21T02:53:00",53.1,48.9,85.59,200,7,0,30.19,1022.5,10,"M","OVC","M","M","M",1700,"M","M","M","M","M","M","M","M","M","M","M","PABE 211053Z 20007KT 10SM OVC017 12/09 A3019 RMK AO2 SLP225 T01170094 $"]
["PABE","2019-07-21T14:53:00",57.9,52,80.67,200,5,0,30.19,1022.4,10,"M","OVC","M","M","M",2200,"M","M","M","M","M","M","M","M","M","M","M","PABE 212253Z 20005KT 10SM OVC022 14/11 A3019 RMK AO2 SLP224 T01440111 $"]
["PABE","2019-07-21T21:53:00",60.1,55,83.23,0,0,0,30.16,1021.5,10,"M","OVC","M","M","M",2000,"M","M","M","M","M","M","M","M","M","M","M","PABE 220553Z 00000KT 10SM OVC020 16/13 A3016 RMK AO2 SLP215 T01560128 10161 20150 55003 $"]
["PABE","2019-07-22T03:37:00",52,52,100,140,3,0,30.15,"M",0.25,"M","CLR","M","M","M","M","M","M","M","FG","M","M","M","M","M","M","M","PABE 221137Z 14003KT 1/4SM R19R/1600V4000FT FG CLR 11/11 A3015 RMK AO2 T01110111 $"]
["PABE","2019-07-22T04:53:00",54,54,100,170,3,0,30.14,1020.7,1,"M","OVC","M","M","M",1900,"M","M","M","BR","M","M","M","M","M","M","M","PABE 221253Z 17003KT 1SM R19R/6000VP6000FT BR OVC019 12/12 A3014 RMK AO2 SLP207 T01220122 $"]
["PABE","2019-07-22T10:51:00",62.6,55.4,77.29,0,0,0,30.09,"M",10,"M","BKN","M","M","M",1700,"M","M","M","M","M","M","M","M","M","M","M","PABE 221851Z 00000KT 10SM BKN017 17/13 A3009 RMK AO2"]
["PABE","2019-07-22T22:53:00",62.1,55.9,80.11,240,10,0,29.98,1015.3,10,"M","FEW","M","M","M",4700,"M","M","M","M","M","M","M","M","M","M","M","PABE 230653Z 24010KT 10SM FEW047 17/13 A2998 RMK AO2 SLP153 T01670133"]
["PABE","2019-07-23T07:53:00",55,50,83.2,250,4,0,29.97,1014.9,10,"M","OVC","M","M","M",1800,"M","M","M","M","M","M","M","M","M","M","M","PABE 231553Z 25004KT 10SM OVC018 13/10 A2997 RMK AO2 SLP149 T01280100"]
["PABE","2019-07-23T11:53:00",59,52,77.55,160,3,0,29.95,1014.2,10,"M","SCT","OVC","M","M",2000,2800,"M","M","M","M","M","M","M","M","M","M","PABE 231953Z 16003KT 10SM SCT020 OVC028 15/11 A2995 RMK AO2 SLP142 T01500111"]
["PABE","2019-07-24T01:53:00",55.9,51.1,83.88,250,7,0,29.88,1012,10,"M","OVC","M","M","M",3100,"M","M","M","M","M","M","M","M","M","M","M","PABE 240953Z 25007KT 10SM OVC031 13/11 A2988 RMK AO2 SLP120 T01330106"]
["PABE","2019-07-24T09:53:00",54,53.1,96.76,150,5,"T",29.84,1010.7,2,"M","BKN","OVC","M","M",400,1000,"M","M",{"$f":"-RA BR","v":{"$error":"#NAME?"}},"M","M","M","M","M","M","M","PABE 241753Z 15005KT 2SM R19R/5500VP6000FT -RA BR BKN004 OVC010 12/12 A2984 RMK AO2 SLP107 P0000 60000 T01220117 10128 20117 58004"]
["PABE","2019-07-24T11:53:00",55,53.1,93.29,230,11,"T",29.85,1010.9,10,"M","BKN","BKN","OVC","M",1300,1900,4600,"M","M","M","M","M","M","M","M","M","PABE 241953Z 23011KT 10SM BKN013 BKN019 OVC046 13/12 A2985 RMK AO2 WSHFT 1931 RAB42E52 SLP109 P0000 T01280117"]
["PABE","2019-07-24T16:53:00",61,52,72.22,200,17,0,29.84,1010.5,10,23,"FEW","BKN","OVC","M",1800,4200,5000,"M","M","M","M","M","M","M","M","M","PABE 250053Z 20017G23KT 10SM FEW018 BKN042 OVC050 16/11 A2984 RMK AO2 SLP105 T01610111"]
["PABE","2019-07-24T23:03:00",55,53.1,93.29,160,14,"T",29.79,"M",10,"M","FEW","BKN","OVC","M",1400,1900,6500,"M","M","M","M","M","M","M","M","M","PABE 250703Z 16014KT 10SM FEW014 BKN019 OVC065 13/12 A2979 RMK AO2 RAE00 P0000 T01280117"]
["PABE","2019-07-25T06:53:00",53.1,53.1,100,170,17,0.03,29.72,1006.4,10,"M","BKN","BKN","OVC","M",1000,1500,2600,"M",{"$error":"#NAME?"},"M","M","M","M","M","M","M","PABE 251453Z 17017KT 10SM -RA BKN010 BKN015 OVC026 12/12 A2972 RMK AO2 SLP064 P0003 60009 T01170117 58009"]
["PABE","2019-07-25T08:46:00",53.1,53.1,100,170,18,0.01,29.69,"M",8,26,"SCT","BKN","OVC","M",1000,2000,5500,"M",{"$error":"#NAME?"},"M","M","M",28,170,"2019-07-25T08:20:00","M","PABE 251646Z 17018G26KT 8SM -RA SCT010 BKN020 OVC055 12/12 A2969 RMK AO2 PK WND 17028/1620 P0001 T01170117"]
["PABE","2019-07-25T15:34:00",54,54,100,160,20,0.04,29.61,"M",7,26,"BKN","OVC","M","M",1000,1600,"M","M",{"$error":"#NAME?"},"M","M","M",26,170,"2019-07-25T15:33:00","M","PABE 252334Z 16020G26KT 7SM -RA BKN010 OVC016 12/12 A2961 RMK AO2 PK WND 17026/2333 P0004 T01220122"]
["PABE","2019-07-25T23:53:00",51.1,50,96,170,6,0,29.62,1003,10,"M","SCT","BKN","OVC","M",2400,2800,5500,"M","M","M","M","M","M","M","M","M","PABE 260753Z 17006KT 10SM SCT024 BKN028 OVC055 11/10 A2962 RMK AO2 SLP030 T01060100 $"]
["PABE","2019-07-26T03:53:00",48.9,48,96.69,170,4,0,29.65,1004.2,10,"M","SCT","OVC","M","M",1400,5000,"M","M","M","M","M","M","M","M","M",47.16,"PABE 261153Z 17004KT 10SM SCT014 OVC050 09/09 A2965 RMK AO2 SLP042 60000 70077 T00940089 10122 20094 52008 $"]
["PABE","2019-07-26T12:53:00",57.9,46,64.47,230,8,0,29.74,1007,10,"M","FEW","OVC","M","M",3600,5500,"M","M","M","M","M","M","M","M","M","M","PABE 262053Z 23008KT 10SM FEW036 OVC055 14/08 A2974 RMK AO2 SLP070 T01440078 52005"]
["PABE","2019-07-27T04:53:00",48,46,92.74,240,5,0,29.82,1009.9,10,"M","OVC","M","M","M",8000,"M","M","M","M","M","M","M","M","M","M",45.4,"PABE 271253Z 24005KT 10SM OVC080 09/08 A2982 RMK AO2 SLP099 T00890078"]
["PABE","2019-07-27T13:53:00",61,45,55.57,140,5,0,29.85,1010.9,10,"M","BKN","M","M","M",3800,"M","M","M","M","M","M","M","M","M","M","M","PABE 272153Z 14005KT 10SM BKN038 16/07 A2985 RMK AO2 SLP109 T01610072"]
["PABE","2019-07-27T20:53:00",54,51.1,89.88,220,9,"T",29.86,1011.1,10,"M","FEW","BKN","OVC","M",3900,4900,5500,"M",{"$f":"-RA","v":{"$error":"#NAME?"}},"M","M","M","M","M","M","M","PABE 280453Z 22009KT 10SM -RA FEW039 BKN049 OVC055 12/11 A2986 RMK AO2 WSHFT 0433 RAB46 SLP111 P0000 T01220106"]
["PABE","2019-07-28T11:53:00",60.1,51.1,72.13,10,6,0,29.97,1014.9,10,"M","FEW","M","M","M",1900,"M","M","M","M","M","M","M","M","M","M","M","PABE 281953Z 01006KT 10SM FEW019 16/11 A2997 RMK AO2 SLP149 T01560106"]
["PABE","2019-07-28T22:53:00",59,50,72.01,270,6,0,30.03,1017.1,10,"M","FEW","M","M","M",10000,"M","M","M","M","M","M","M","M","M","M","M","PABE 290653Z 27006KT 10SM FEW100 15/10 A3003 RMK AO2 SLP171 T01500100"]
["PABE","2019-07-29T01:53:00",53.1,48.9,85.59,260,7,0,30.06,1018.1,10,"M","SCT","M","M","M",9000,"M","M","M","M","M","M","M","M","M","M","M","PABE 290953Z 26007KT 10SM SCT090 12/09 A3006 RMK AO2 SLP181 T01170094"]
["PABE","2019-07-29T15:53:00",62.1,52,69.46,210,6,0,30.08,1018.5,10,"M","SCT","OVC","M","M",2500,3400,"M","M","M","M","M","M","M","M","M","M","PABE 292353Z 21006KT 10SM SCT025 OVC034 17/11 A3008 RMK AO2 SLP185 60000 T01670111 10178 20122 56005"]
["PABE","2019-07-29T16:53:00",62.1,51.1,67.19,180,9,0,30.07,1018.3,10,"M","FEW","BKN","M","M",2900,3900,"M","M","M","M","M","M","M","M","M","M","PABE 300053Z 18009KT 10SM FEW029 BKN039 17/11 A3007 RMK AO2 SLP183 T01670106"]
["PABE","2019-07-30T04:45:00",48,48,100,220,6,0,30.04,"M",10,"M","BKN","M","M","M",1600,"M","M","M","M","M","M","M","M","M","M",44.8,"PABE 301245Z AUTO 22006KT 10SM BKN016 09/09 A3004 RMK AO2 T00890089 TSNO"]
["PABE","2019-07-30T16:53:00",66,50,56.27,190,9,0,29.95,1014.1,10,15,"CLR","M","M","M","M","M","M","M","M","M","M","M","M","M","M","M","PABE 310053Z 19009G15KT 10SM CLR 19/10 A2995 RMK AO2 SLP141 T01890100"]
["PABE","2019-07-31T03:53:00",53.1,52,96.03,140,5,0,29.86,1011.2,10,"M","OVC","M","M","M",9500,"M","M","M","M","M","M","M","M","M","M","M","PABE 311153Z 14005KT 10SM OVC095 12/11 A2986 RMK AO2 SLP112 T01170111 10156 20117 58010"]
["PABE","2019-07-31T13:53:00",62.1,53.1,72.33,190,10,0,29.84,1010.7,10,"M","SCT","OVC","M","M",2300,6000,"M","M","M","M","M","M","M","M","M","M","PABE 312153Z 19010KT 10SM SCT023 OVC060 17/12 A2984 RMK AO2 SLP107 T01670117"]
["PABE","2019-07-31T15:53:00",62.1,54,74.75,210,13,0,29.85,1010.8,10,"M","FEW","OVC","M","M",1900,4100,"M","M","M","M","M","M","M","M","M","M","PABE 312353Z 21013KT 10SM FEW019 OVC041 17/12 A2985 RMK AO2 SLP108 T01670122 10167 20133 52002"]
["PABE","2019-08-01T00:53:00",57,57,100,230,7,0.01,29.95,1014.2,6,"M","FEW","BKN","OVC","M",600,1500,3800,"M","BR","M","M","M","M","M","M","M","PABE 010853Z 23007KT 6SM BR FEW006 BKN015 OVC038 14/14 A2995 RMK AO2 RAE14 SLP142 P0001 60001 T01390139 401720117 51014"]
["PABE","2019-08-01T05:53:00",55,55,100,350,5,0.01,30,1016.1,2.5,"M","OVC","M","M","M",300,"M","M","M","BR","M","M","M","M","M","M","M","PABE 011353Z 35005KT 2 1/2SM BR OVC003 13/13 A3000 RMK AO2 RAB17E29 SLP161 P0001 T01280128"]
["PABE","2019-08-01T11:28:00",59,54,83.46,0,0,0,30.06,"M",10,"M","BKN","BKN","OVC","M",1000,1200,1700,"M","M","M","M","M","M","M","M","M","PABE 011928Z 00000KT 10SM BKN010 BKN012 OVC017 15/12 A3006 RMK AO2 T01500122"]
["PABE","2019-08-01T15:53:00",63,57,80.76,210,12,0,30.07,1018.4,10,"M","BKN","BKN","OVC","M",1700,4100,5000,"M","M","M","M","M","M","M","M","M","PABE 012353Z AUTO 21012KT 10SM BKN017 BKN041 OVC050 17/14 A3007 RMK AO2 SLP184 T01720139 10183 20139 50000 TSNO"]
["PABE","2019-08-02T01:53:00",57,54,89.68,190,20,0,30.02,1016.5,10,29,"OVC","M","M","M",1200,"M","M","M","M","M","M","M",29,190,"2019-08-02T01:44:00","M","PABE 020953Z 19020G29KT 10SM OVC012 14/12 A3002 RMK AO2 PK WND 19029/0944 SLP165 T01390122"]
["PABE","2019-08-02T10:20:00",57,57,100,180,24,"T",29.97,"M",10,31,"OVC","M","M","M",400,"M","M","M","M","M","M","M",34,180,"2019-08-02T10:00:00","M","PABE 021820Z 18024G31KT 10SM OVC004 14/14 A2997 RMK AO2 PK WND 18034/1800 RAE08 P0000 T01390139 $"]
["PABE","2019-08-02T15:01:00",60.1,60.1,100,180,28,"T",29.98,"M",1.75,38,"OVC","M","M","M",500,"M","M","M",{"$f":"-RA BR","v":{"$error":"#NAME?"}},"M","M","M",38,170,"2019-08-02T14:54:00","M","PABE 022301Z 18028G38KT 1 3/4SM R19R/5000VP6000FT -RA BR OVC005 16/16 A2998 RMK AO2 PK WND 17038/2254 RAB2254 P0000 T01560156"]
["PABE","2019-08-02T18:53:00",60.1,60.1,100,180,26,0,29.97,1014.8,10,35,"OVC","M","M","M",500,"M","M","M","M","M","M","M",37,180,"2019-08-02T17:59:00","M","PABE 030253Z 18026G35KT 10SM OVC005 16/16 A2997 RMK AO2 PK WND 18037/0159 SLP148 60000 T01560156 55004"]
["PABE","2019-08-02T22:53:00",60.1,60.1,100,190,23,0.01,29.97,1015.1,10,37,"OVC","M","M","M",600,"M","M","M","M","M","M","M",38,180,"2019-08-02T22:43:00","M","PABE 030653Z 19023G37KT 10SM OVC006 16/16 A2997 RMK AO2 PK WND 18038/0643 RAE41 SLP151 P0001 T01560156 $"]
["PABE","2019-08-03T03:53:00",59,59,100,200,26,0.01,30,1016.1,4,34,"OVC","M","M","M",400,"M","M","M",{"$f":"-RA BR","v":{"$error":"#NAME?"}},"M","M","M",37,190,"2019-08-03T03:04:00","M","PABE 031153Z 20026G34KT 4SM -RA BR OVC004 15/15 A3000 RMK AO2 PK WND 19037/1104 RAB24 SLP161 P0001 60010 70015 T01500150 10156 20150 53010 $"]
["PABE","2019-08-03T11:56:00",57.9,57.9,100,220,12,"T",30.13,"M",2.5,"M","BKN","OVC","M","M",600,1100,"M","M",{"$f":"-RA BR","v":{"$error":"#NAME?"}},"M","M","M","M","M","M","M","PABE 031956Z 22012KT 2 1/2SM -RA BR BKN006 OVC011 14/14 A3013 RMK AO2 P0000 T01440144 $"]
["PABE","2019-08-03T13:37:00",59,59,100,210,13,0.02,30.15,"M",2.5,22,"SCT","BKN","OVC","M",500,1100,1600,"M",{"$f":"-RA BR","v":{"$error":"#NAME?"}},"M","M","M","M","M","M","M","PABE 032137Z 21013G22KT 2 1/2SM -RA BR SCT005 BKN011 OVC016 15/15 A3015 RMK AO2 P0002 T01500150 $"]
["PABE","2019-08-03T18:53:00",60.1,60.1,100,190,14,0.04,30.18,1022,2.5,"M","OVC","M","M","M",600,"M","M","M","RA BR","M","M","M","M","M","M","M","PABE 040253Z 19014KT 2 1/2SM R19R/5500VP6000FT RA BR OVC006 16/16 A3018 RMK AO2 SLP220 P0004 60005 T01560156 56005 $"]
["PABE","2019-08-04T04:35:00",57.9,57.9,100,190,18,0.03,30.13,"M",3,26,"OVC","M","M","M",600,"M","M","M",{"$f":"-RA BR","v":{"$error":"#NAME?"}},"M","M","M",26,200,"2019-08-04T04:34:00","M","PABE 041235Z 19018G26KT 3SM -RA BR OVC006 14/14 A3013 RMK AO2 PK WND 20026/1234 P0003 T01440144 $"]
["PABE","2019-08-04T06:53:00",57,57,100,190,12,0.03,30.13,1020.5,2.5,"M","OVC","M","M","M",600,"M","M","M",{"$f":"-RA BR","v":{"$error":"#NAME?"}},"M","M","M","M","M","M","M","PABE 041453Z 19012KT 2 1/2SM -RA BR OVC006 14/14 A3013 RMK AO2 SLP205 P0003 60013 T01390139 53002 $"]
["PABE","2019-08-04T12:53:00",57.9,57.9,100,190,18,0.07,30.16,1021.4,2,25,"BKN","BKN","OVC","M",600,1000,1500,"M",{"$f":"-RA BR","v":{"$error":"#NAME?"}},"M","M","M",28,180,"2019-08-04T12:05:00","M","PABE 042053Z 19018G25KT 2SM -RA BR BKN006 BKN010 OVC015 14/14 A3016 RMK AO2 PK WND 18028/2005 SLP214 P0007 60024 T01440144 51005 $"]
["PABE","2019-08-05T00:51:00",55.4,"M","M",190,16,0.08,30.16,"M",2.5,22,"SCT","OVC","M","M",700,1300,"M","M",{"$f":"+RA","v":{"$error":"#NAME?"}},"M","M","M","M","M","M","M","PABE 050851Z 19016G22KT 2 1/2SM +RA SCT007 OVC013 13/ A3016 RMK AO2 P0008 $"]
["PABE","2019-08-05T02:53:00",55.9,12.9,17.93,180,17,0.01,30.15,1021.2,2.5,23,"OVC","M","M","M",700,"M","M","M",{"$f":"-RA","v":{"$error":"#NAME?"}},"M","M","M","M","M","M","M","PABE 051053Z 18017G23KT 2 1/2SM -RA OVC007 13/M11 A3015 RMK AO2 SLP212 P0001 T01331106 $"]
["PABE","2019-08-05T08:10:00",55.9,55.9,100,200,14,"T",30.16,"M",1,"M","OVC","M","M","M",500,"M","M","M",{"$f":"-RA BR","v":{"$error":"#NAME?"}},"M","M","M","M","M","M","M","PABE 051610Z 20014KT 1SM R19R/5000VP6000FT -RA BR OVC005 13/13 A3016 RMK AO2 RAB1555 P0000 T01330133 $"]
["PABE","2019-08-05T14:58:00",59,57.9,96.13,200,17,"T",30.18,"M",6,"M","BKN","OVC","M","M",900,1700,"M","M",{"$f":"-RA BR","v":{"$error":"#NAME?"}},"M","M","M","M","M","M","M","PABE 052258Z 20017KT 6SM -RA BR BKN009 OVC017 15/14 A3018 RMK AO2 P0000 T01500144"]
["PABE","2019-08-05T17:53:00",57.9,57.9,100,200,17,"T",30.19,1022.6,2,"M","OVC","M","M","M",1100,"M","M","M",{"$f":"-RA BR","v":{"$error":"#NAME?"}},"M","M","M","M","M","M","M","PABE 060153Z 20017KT 2SM R19R/6000VP6000FT -RA BR OVC011 14/14 A3019 RMK AO2 RAB37 SLP226 P0000 T01440144"]
["PABE","2019-08-05T22:24:00",57,57,100,200,13,0.01,30.21,"M",8,"M","BKN","OVC","M","M",600,1000,"M","M","M","M","M","M","M","M","M","M","PABE 060624Z 20013KT 8SM BKN006 OVC010 14/14 A3021 RMK AO2 RAE22 P0001 T01390139"]
["PABE","2019-08-06T03:09:00",54,54,100,240,7,"T",30.25,"M",2.5,"M","BKN","OVC","M","M",400,1100,"M","M",{"$f":"-RA BR","v":{"$error":"#NAME?"}},"M","M","M","M","M","M","M","PABE 061109Z 24007KT 2 1/2SM -RA BR BKN004 OVC011 12/12 A3025 RMK AO2 RAB1056 P0000 T01220122"]
["PABE","2019-08-06T03:27:00",54,54,100,240,8,"T",30.25,"M",2.5,"M","OVC","M","M","M",400,"M","M","M",{"$f":"-RA BR","v":{"$error":"#NAME?"}},"M","M","M","M","M","M","M","PABE 061127Z 24008KT 2 1/2SM -RA BR OVC004 12/12 A3025 RMK AO2 RAB1056 P0000 T01220122"]
["PABE","2019-08-06T05:53:00",54,54,100,220,7,0,30.27,1025.1,10,"M","OVC","M","M","M",2700,"M","M","M","M","M","M","M","M","M","M","M","PABE 061353Z 22007KT 10SM OVC027 12/12 A3027 RMK AO2 SLP251 T01220122"]
["PABE","2019-08-06T14:28:00",57.9,57.9,100,220,8,"T",30.32,"M",3,"M","SCT","BKN","OVC","M",600,1000,3500,"M",{"$f":"-RA BR","v":{"$error":"#NAME?"}},"M","M","M","M","M","M","M","PABE 062228Z 22008KT 3SM R19R/3500VP6000FT -RA BR SCT006 BKN010 OVC035 14/14 A3032 RMK AO2 RAB25 P0000 T01440144"]
["PABE","2019-08-06T16:06:00",59,59,100,210,11,"T",30.32,"M",3,"M","SCT","BKN","OVC","M",700,1100,1500,"M","BR","M","M","M","M","M","M","M","PABE 070006Z 21011KT 3SM BR SCT007 BKN011 OVC015 15/15 A3032 RMK AO2 RAE2358 P0000 T01500150"]
["PABE","2019-08-06T18:53:00",60.1,57.9,92.43,210,14,"T",30.33,1027.2,10,"M","FEW","BKN","OVC","M",1000,3000,4900,"M","M","M","M","M","M","M","M","M","PABE 070253Z 21014KT 10SM FEW010 BKN030 OVC049 16/14 A3033 RMK AO2 RAE11B20E29 SLP272 P0000 60000 T01560144 52002"]
["PABE","2019-08-06T23:12:00",57,57,100,230,6,"T",30.34,"M",2,"M","BKN","OVC","M","M",400,900,"M","M",{"$f":"-RA BR","v":{"$error":"#NAME?"}},"M","M","M","M","M","M","M","PABE 070712Z 23006KT 2SM -RA BR BKN004 OVC009 14/14 A3034 RMK AO2 RAB06 P0000 T01390139"]
["PABE","2019-08-07T00:53:00",55.9,55.9,100,210,8,0.01,30.35,1027.8,2.5,"M","BKN","OVC","M","M",600,1000,"M","M",{"$f":"-RA BR","v":{"$error":"#NAME?"}},"M","M","M","M","M","M","M","PABE 070853Z 21008KT 2 1/2SM -RA BR BKN006 OVC010 13/13 A3035 RMK AO2 SLP278 P0001 60002 T01330133 401560122 51006"]
["PABE","2019-08-07T06:36:00",55,55,100,240,5,0,30.36,"M",1.75,"M","SCT","OVC","M","M",200,3700,"M","M","BR","M","M","M","M","M","M","M","PABE 071436Z 24005KT 1 3/4SM R19R/4500VP6000FT BR SCT002 OVC037 13/13 A3036 RMK AO2 T01280128"]
["PABE","2019-08-07T11:53:00",60.1,57.9,92.43,230,6,0.01,30.37,1028.5,5,"M","BKN","BKN","OVC","M",600,1200,1900,"M","BR","M","M","M","M","M","M","M","PABE 071953Z 23006KT 5SM BR BKN006 BKN012 OVC019 16/14 A3037 RMK AO2 RAB23E32 SLP285 P0001 T01560144"]
["PABE","2019-08-07T13:53:00",62.1,57.9,86.11,320,4,"T",30.37,1028.4,10,"M","SCT","BKN","OVC","M",1700,2700,4400,"M","M","M","M","M","M","M","M","M","PABE 072153Z 32004KT 10SM SCT017 BKN027 OVC044 17/14 A3037 RMK AO2 RAE10 SLP284 P0000 T01670144"]
["PABE","2019-08-07T22:53:00",57.9,57,96.81,300,9,0,30.37,1028.4,10,"M","FEW","SCT","OVC","M",2000,3400,4500,"M","M","M","M","M","M","M","M","M","PABE 080653Z 30009KT 10SM FEW020 SCT034 OVC045 14/14 A3037 RMK AO2 SLP284 T01440139"]
["PABE","2019-08-08T01:53:00",55,55,100,320,5,0,30.37,1028.5,10,"M","BKN","OVC","M","M",1800,4800,"M","M","M","M","M","M","M","M","M","M","PABE 080953Z 32005KT 10SM BKN018 OVC048 13/13 A3037 RMK AO2 SLP285 T01280128"]
["PABE","2019-08-08T13:26:00",59,51.1,75.02,320,8,0,30.36,"M",10,"M","BKN","OVC","M","M",2300,5000,"M","M","M","M","M","M","M","M","M","M","PABE 082126Z 32008KT 10SM BKN023 OVC050 15/11 A3036 RMK AO2 T01500106"]
["PABE","2019-08-08T21:53:00",61,55,80.61,290,5,0,30.32,1026.9,10,"M","BKN","OVC","M","M",2800,5500,"M","M","M","M","M","M","M","M","M","M","PABE 090553Z 29005KT 10SM BKN028 OVC055 16/13 A3032 RMK AO2 SLP269 T01610128 10183 20161 58004"]
["PABE","2019-08-09T00:17:00",60.1,55.9,85.99,290,6,0,30.32,"M",10,"M","BKN","OVC","M","M",2600,4700,"M","M","M","M","M","M","M","M","M","M","PABE 090817Z 29006KT 10SM BKN026 OVC047 16/13 A3032 RMK AO2 T01560133"]
["PABE","2019-08-09T14:53:00",64.9,55.9,72.61,350,6,0,30.28,1025.6,10,"M","FEW","OVC","M","M",2400,3700,"M","M","M","M","M","M","M","M","M","M","PABE 092253Z 35006KT 10SM FEW024 OVC037 18/13 A3028 RMK AO2 SLP256 T01830133"]
["PABE","2019-08-09T22:53:00",59,57,93.07,360,4,0,30.23,1023.9,10,"M","FEW","BKN","M","M",3100,3900,"M","M","M","M","M","M","M","M","M","M","PABE 100653Z 36004KT 10SM FEW031 BKN039 15/14 A3023 RMK AO2 SLP239 T01500139"]
["PABE","2019-08-10T07:53:00",57,57,100,350,5,0,30.2,1022.8,10,"M","BKN","M","M","M",3400,"M","M","M","M","M","M","M","M","M","M","M","PABE 101553Z 35005KT 10SM BKN034 14/14 A3020 RMK AO2 SLP228 T01390139"]
["PABE","2019-08-10T11:53:00",64.9,57.9,78.05,20,6,0,30.2,1022.8,10,"M","SCT","BKN","BKN","M",2000,2500,3400,"M","M","M","M","M","M","M","M","M","PABE 101953Z 02006KT 10SM SCT020 BKN025 BKN034 18/14 A3020 RMK AO2 SLP228 T01830144"]
["PABE","2019-08-10T22:53:00",64,57.9,80.54,0,0,0,30.14,1020.7,10,"M","OVC","M","M","M",5500,"M","M","M","M","M","M","M","M","M","M","M","PABE 110653Z 00000KT 10SM OVC055 18/14 A3014 RMK AO2 SLP207 T01780144"]
["PABE","2019-08-11T12:53:00",63,59,86.77,190,10,0,30.11,1019.6,10,"M","SCT","M","M","M",1100,"M","M","M","M","M","M","M","M","M","M","M","PABE 112053Z 19010KT 10SM SCT011 17/15 A3011 RMK AO2 SLP196 T01720150 53001"]
["PABE","2019-08-11T20:49:00",60.8,57.2,87.92,190,11,0,30.09,"M",10,"M","SCT","OVC","M","M",1300,9500,"M","M","M","M","M","M","M","M","M","M","PABE 120449Z 19011KT 10SM SCT013 OVC095 16/14 A3009 RMK AO2"]
["PABE","2019-08-12T05:53:00",57.9,57,96.81,160,9,0,30.06,1018.1,10,"M","FEW","OVC","M","M",4600,6000,"M","M","M","M","M","M","M","M","M","M","PABE 121353Z 16009KT 10SM FEW046 OVC060 14/14 A3006 RMK AO2 SLP181 T01440139"]
["PABE","2019-08-12T06:53:00",57.9,57,96.81,170,8,"T",30.06,1018,10,"M","BKN","OVC","M","M",6000,8000,"M","M",{"$f":"-RA","v":{"$error":"#NAME?"}},"M","M","M","M","M","M","M","PABE 121453Z 17008KT 10SM -RA BKN060 OVC080 14/14 A3006 RMK AO2 RAB31 SLP180 P0000 60001 T01440139 56006"]
["PABE","2019-08-12T19:07:00",59,59,100,190,19,"T",29.99,"M",6,25,"OVC","M","M","M",600,"M","M","M",{"$f":"-RA BR","v":{"$error":"#NAME?"}},"M","M","M",28,190,"2019-08-12T18:54:00","M","PABE 130307Z 19019G25KT 6SM -RA BR OVC006 15/15 A2999 RMK AO2 PK WND 19028/0254 P0000 T01500150"]
["PABE","2019-08-12T19:53:00",59,59,100,190,20,"T",29.99,1015.6,1,27,"OVC","M","M","M",600,"M","M","M",{"$f":"-RA BR","v":{"$error":"#NAME?"}},"M","M","M",28,190,"2019-08-12T18:54:00","M","PABE 130353Z 19020G27KT 1SM R19R/4000V5500FT -RA BR OVC006 15/15 A2999 RMK AO2 PK WND 19028/0254 SLP156 P0000 T01500150"]
["PABE","2019-08-13T03:03:00",57,57,100,190,15,"T",30.01,"M",4,22,"OVC","M","M","M",500,"M","M","M",{"$f":"-RA BR","v":{"$error":"#NAME?"}},"M","M","M","M","M","M","M","PABE 131103Z 19015G22KT 4SM -RA BR OVC005 14/14 A3001 RMK AO2 P0000 T01390139"]
["PABE","2019-08-13T11:51:00",59,55.4,87.83,230,12,0,30.11,"M",10,"M","FEW","BKN","BKN","M",900,1500,2500,"M","M","M","M","M","M","M","M","M","PABE 131951Z 23012KT 10SM FEW009 BKN015 BKN025 15/13 A3011 RMK AO2"]
["PABE","2019-08-13T19:53:00",57.9,52,80.67,240,8,0,30.19,1022.4,10,"M","OVC","M","M","M",2100,"M","M","M","M","M","M","M","M","M","M","M","PABE 140353Z 24008KT 10SM OVC021 14/11 A3019 RMK AO2 SLP224 T01440111"]
["PABE","2019-08-14T00:53:00",55,51.1,86.66,220,7,0,30.24,1024.2,10,"M","OVC","M","M","M",2100,"M","M","M","M","M","M","M","M","M","M","M","PABE 140853Z 22007KT 10SM OVC021 13/11 A3024 RMK AO2 SLP242 T01280106 401670128 53014"]
["PABE","2019-08-14T10:28:00",54,52,92.92,200,4,0,30.27,"M",4,"M","OVC","M","M","M",500,"M","M","M","BR","M","M","M","M","M","M","M","PABE 141828Z 20004KT 4SM BR OVC005 12/11 A3027 RMK AO2 T01220111"]
["PABE","2019-08-14T18:26:00",59,57,93.07,190,10,0.01,30.24,"M",4,"M","BKN","BKN","OVC","M",600,2900,3700,"M",{"$f":"-RA BR","v":{"$error":"#NAME?"}},"M","M","M","M","M","M","M","PABE 150226Z 19010KT 4SM -RA BR BKN006 BKN029 OVC037 15/14 A3024 RMK AO2 P0001 T01500139"]
["PABE","2019-08-14T23:53:00",55.9,55,96.78,230,12,"T",30.3,1026.2,5,"M","BKN","OVC","M","M",600,1700,"M","M",{"$f":"-RA BR","v":{"$error":"#NAME?"}},"M","M","M","M","M","M","M","PABE 150753Z 23012KT 5SM -RA BR BKN006 OVC017 13/13 A3030 RMK AO2 RAB34 SLP262 P0000 T01330128"]
["PABE","2019-08-15T03:53:00",54,53.1,96.76,210,11,"T",30.33,1027.1,3,"M","SCT","BKN","OVC","M",600,900,1400,"M",{"$f":"-RA BR","v":{"$error":"#NAME?"}},"M","M","M","M","M","M","M","PABE 151153Z 21011KT 3SM -RA BR SCT006 BKN009 OVC014 12/12 A3033 RMK AO2 RAE09B51 SLP271 P0000 60001 70015 T01220117 10144 20122 53000"]
["PABE","2019-08-15T11:39:00",55,53.1,93.29,200,12,"T",30.4,"M",4,"M","BKN","OVC","M","M",900,2000,"M","M",{"$f":"-RA BR","v":{"$error":"#NAME?"}},"M","M","M","M","M","M","M","PABE 151939Z 20012KT 4SM -RA BR BKN009 OVC020 13/12 A3040 RMK AO2 RAB29 CIG 007V014 P0000 T01280117"]
["PABE","2019-08-15T13:07:00",57,53.1,86.77,210,13,0,30.41,"M",10,"M","BKN","OVC","M","M",1400,2300,"M","M","M","M","M","M","M","M","M","M","PABE 152107Z 21013KT 10SM BKN014 OVC023 14/12 A3041 RMK AO2 T01390117"]
["PABE","2019-08-16T00:02:00",55.9,53.1,90.29,220,11,0,30.47,"M",10,"M","BKN","OVC","M","M",1400,2100,"M","M","M","M","M","M","M","M","M","M","PABE 160802Z 22011KT 10SM BKN014 OVC021 13/12 A3047 RMK AO2 T01330117"]
["PABE","2019-08-16T10:53:00",57.9,52,80.67,230,13,0,30.5,1032.9,10,"M","FEW","SCT","M","M",1100,3100,"M","M","M","M","M","M","M","M","M","M","PABE 161853Z 23013KT 10SM FEW011 SCT031 14/11 A3050 RMK AO2 SLP329 T01440111"]
["PABE","2019-08-16T16:53:00",61,54,77.72,240,13,0,30.49,1032.7,10,"M","OVC","M","M","M",1700,"M","M","M","M","M","M","M","M","M","M","M","PABE 170053Z 24013KT 10SM OVC017 16/12 A3049 RMK AO2 SLP327 T01610122"]
["PABE","2019-08-16T21:51:00",59,57.2,93.74,280,6,"T",30.48,"M",2.5,"M","BKN","OVC","M","M",500,1000,"M","M","BR","M","M","M","M","M","M","M","PABE 170551Z 28006KT 2 1/2SM BR BKN005 OVC010 15/14 A3048 RMK AO2 RAB39E49 P0000"]
["PABE","2019-08-16T23:53:00",57,55.9,96.1,280,7,"T",30.48,1032.2,5,"M","OVC","M","M","M",600,"M","M","M",{"$f":"-RA BR","v":{"$error":"#NAME?"}},"M","M","M","M","M","M","M","PABE 170753Z 28007KT 5SM -RA BR OVC006 14/13 A3048 RMK AO2 RAB28 SLP322 P0000 T01390133"]
["PABE","2019-08-17T01:53:00",57,55.9,96.1,310,5,0,30.48,1032.3,10,"M","BKN","BKN","OVC","M",400,1000,1500,"M","M","M","M","M","M","M","M","M","PABE 170953Z 31005KT 10SM BKN004 BKN010 OVC015 14/13 A3048 RMK AO2 SLP323 T01390133"]
["PABE","2019-08-17T07:53:00",50,46.9,89.04,10,7,0,30.51,1033.1,10,"M","SCT","M","M","M",20000,"M","M","M","M","M","M","M","M","M","M",46.72,"PABE 171553Z 01007KT 10SM SCT200 10/08 A3051 RMK AO2 SLP331 T01000083"]
["PABE","2019-08-17T18:53:00",63,46,53.78,20,16,0,30.46,1031.4,10,"M","CLR","M","M","M","M","M","M","M","M","M","M","M","M","M","M","M","PABE 180253Z 02016KT 10SM CLR 17/08 A3046 RMK AO2 SLP314 T01720078 56012"]
["PABE","2019-08-18T09:53:00",51.1,44.1,76.86,10,13,0,30.35,1028,10,"M","CLR","M","M","M","M","M","M","M","M","M","M","M","M","M","M","M","PABE 181753Z 01013KT 10SM CLR 11/07 A3035 RMK AO2 SLP280 T01060067 10106 20078 55003"]
["PABE","2019-08-18T21:53:00",57.9,45,62.07,360,10,0,30.17,1021.9,10,"M","CLR","M","M","M","M","M","M","M","M","M","M","M","M","M","M","M","PABE 190553Z 36010KT 10SM CLR 14/07 A3017 RMK AO2 SLP219 T01440072 10189 20144 56011"]
["PABE","2019-08-19T07:53:00",50,45,82.86,20,6,0,30.05,1017.6,10,"M","CLR","M","M","M","M","M","M","M","M","M","M","M","M","M","M",47.21,"PABE 191553Z 02006KT 10SM CLR 10/07 A3005 RMK AO2 SLP176 T01000072"]
["PABE","2019-08-19T14:53:00",54,43,66.24,50,6,0,29.98,1015.2,10,"M","OVC","M","M","M",7000,"M","M","M","M","M","M","M","M","M","M","M","PABE 192253Z 05006KT 10SM OVC070 12/06 A2998 RMK AO2 SLP152 T01220061"]
["PABE","2019-08-20T05:53:00",46.9,45,93.06,360,5,0,29.81,1009.5,10,"M","CLR","M","M","M","M","M","M","M","M","M","M","M","M","M","M",44.09,"PABE 201353Z 36005KT 10SM CLR 08/07 A2981 RMK AO2 SLP095 T00830072"]
["PABE","2019-08-20T07:53:00",43,41,92.58,20,5,0,29.81,1009.5,10,"M","CLR","M","M","M","M","M","M","M","M","M","M","M","M","M","M",39.46,"PABE 201553Z 02005KT 10SM CLR 06/05 A2981 RMK AO2 SLP095 T00610050"]
["PABE","2019-08-20T22:53:00",52,44.1,74.35,10,6,0,29.78,1008.6,10,"M","CLR","M","M","M","M","M","M","M","M","M","M","M","M","M","M","M","PABE 210653Z 01006KT 10SM CLR 11/07 A2978 RMK AO2 SLP086 T01110067"]
["PABE","2019-08-21T05:53:00",45,42.1,89.5,0,0,0,29.78,1008.6,10,"M","CLR","M","M","M","M","M","M","M","M","M","M","M","M","M","M","M","PABE 211353Z 00000KT 10SM CLR 07/06 A2978 RMK AO2 SLP086 T00720056"]
["PABE","2019-08-21T09:53:00",48.9,48,96.69,170,4,0,29.77,1008.1,10,"M","CLR","M","M","M","M","M","M","M","M","M","M","M","M","M","M",47.16,"PABE 211753Z 17004KT 10SM CLR 09/09 A2977 RMK AO2 SLP081 T00940089 10094 20061 58004"]
["PABE","2019-08-22T00:53:00",53.1,45,73.89,320,5,0,29.65,1004.2,10,"M","CLR","M","M","M","M","M","M","M","M","M","M","M","M","M","M","M","PABE 220853Z 32005KT 10SM CLR 12/07 A2965 RMK AO2 SLP042 T01170072 402060061 56002"]
["PABE","2019-08-22T08:59:00",48,46.9,95.95,310,8,0,29.68,"M",3,"M","SCT","M","M","M",8000,"M","M","M","BR","M","M","M","M","M","M",43.82,"PABE 221659Z 31008KT 3SM BR SCT080 09/08 A2968 RMK AO2 T00890083"]
["PABE","2019-08-22T12:53:00",57.9,48,69.52,320,9,0,29.69,1005.4,10,"M","SCT","M","M","M",15000,"M","M","M","M","M","M","M","M","M","M","M","PABE 222053Z 32009KT 10SM SCT150 14/09 A2969 RMK AO2 SLP054 T01440089 53002"]
["PABE","2019-08-23T04:41:00",39.9,39.9,100,150,4,0,29.69,"M",1.5,"M","CLR","M","M","M","M","M","M","M","BR","M","M","M","M","M","M",36.65,"PABE 231241Z 15004KT 1 1/2SM R19R/5500VP6000FT BR CLR 04/04 A2969 RMK AO2 T00440044"]
["PABE","2019-08-23T07:51:00",48.2,46.4,93.45,310,4,"T",29.71,"M",0.25,"M","VV ","M","M","M",200,"M","M","M",{"$f":"-RA FG VCFG","v":{"$error":"#NAME?"}},"M","M","M","M","M","M",46.34,"PABE 231551Z 31004KT 1/4SM R19R/1000V2200FT -RA FG VCFG VV002 09/08 A2971 RMK AO2 RAB1454 P0000"]
["PABE","2019-08-23T08:43:00",48.9,48,96.69,330,7,"T",29.71,"M",0.75,"M","OVC","M","M","M",200,"M","M","M",{"$f":"-RA BR VCFG","v":{"$error":"#NAME?"}},"M","M","M","M","M","M",45.38,"PABE 231643Z 33007KT 3/4SM R19R/6000VP6000FT -RA BR VCFG OVC002 09/09 A2971 RMK AO2 P0000 T00940089"]
["PABE","2019-08-23T16:53:00",64,46,51.93,340,8,0,29.72,1006.6,10,"M","FEW","M","M","M",3900,"M","M","M","M","M","M","M","M","M","M","M","PABE 240053Z 34008KT 10SM FEW039 18/08 A2972 RMK AO2 SLP066 T01780078"]
["PABE","2019-08-24T00:53:00",50,46,86.06,330,8,0,29.78,1008.6,10,"M","CLR","M","M","M","M","M","M","M","M","M","M","M","M","M","M",46.29,"PABE 240853Z 33008KT 10SM CLR 10/08 A2978 RMK AO2 SLP086 T01000078 401830044 51014"]
["PABE","2019-08-24T09:53:00",51.1,48,89.09,330,5,0,29.85,1010.8,10,"M","OVC","M","M","M",3600,"M","M","M","M","M","M","M","M","M","M","M","PABE 241753Z 33005KT 10SM OVC036 11/09 A2985 RMK AO2 SLP108 T01060089 10106 20072 51009"]
["PABE","2019-08-24T14:53:00",60.1,42.1,51.35,350,6,0,29.88,1011.8,10,"M","SCT","M","M","M",3800,"M","M","M","M","M","M","M","M","M","M","M","PABE 242253Z 35006KT 10SM SCT038 16/06 A2988 RMK AO2 SLP118 T01560056"]
["PABE","2019-08-25T01:53:00",48.9,46,89.67,310,7,0,29.92,1013.4,10,"M","CLR","M","M","M","M","M","M","M","M","M","M","M","M","M","M",45.38,"PABE 250953Z 31007KT 10SM CLR 09/08 A2992 RMK AO2 SLP134 T00940078"]
["PABE","2019-08-25T12:53:00",53.1,44.1,71.4,340,8,0,30.03,1017,10,"M","OVC","M","M","M",2000,"M","M","M","M","M","M","M","M","M","M","M","PABE 252053Z 34008KT 10SM OVC020 12/07 A3003 RMK AO2 SLP170 T01170067 51012"]
["PABE","2019-08-26T04:53:00",48.9,46.9,92.77,250,5,0,30.09,1019.1,10,"M","FEW","BKN","OVC","M",3800,4600,9000,"M","M","M","M","M","M","M","M",46.47,"PABE 261253Z 25005KT 10SM FEW038 BKN046 OVC090 09/08 A3009 RMK AO2 SLP191 T00940083"]
["PABE","2019-08-26T08:53:00",51.1,48.9,92.14,230,3,0,30.13,1020.3,10,"M","BKN","OVC","M","M",2800,5500,"M","M","M","M","M","M","M","M","M","M","PABE 261653Z 23003KT 10SM BKN028 OVC055 11/09 A3013 RMK AO2 SLP203 T01060094"]
["PABE","2019-08-26T21:53:00",55,46.9,74.08,250,3,0,30.15,1021.2,10,"M","OVC","M","M","M",2500,"M","M","M","M","M","M","M","M","M","M","M","PABE 270553Z 25003KT 10SM OVC025 13/08 A3015 RMK AO2 SLP212 T01280083 10150 20128 53002"]
["PABE","2019-08-27T05:53:00",50,48,92.8,290,5,0,30.18,1022.1,10,"M","FEW","OVC","M","M",900,1600,"M","M","M","M","M","M","M","M","M",47.77,"PABE 271353Z 29005KT 10SM FEW009 OVC016 10/09 A3018 RMK AO2 SLP221 T01000089"]
["PABE","2019-08-27T11:13:00",53.1,46.9,79.4,250,8,0,30.21,"M",10,"M","FEW","BKN","OVC","M",1200,3000,3500,"M","M","M","M","M","M","M","M","M","PABE 271913Z 25008KT 10SM FEW012 BKN030 OVC035 12/08 A3021 RMK AO2 T01170083"]
["PABE","2019-08-27T14:53:00",55.9,46,69.3,290,11,"T",30.21,1023.2,10,"M","SCT","OVC","M","M",2500,3600,"M","M","M","M","M","M","M","M","M","M","PABE 272253Z 29011KT 10SM SCT025 OVC036 13/08 A3021 RMK AO2 RAB43E52 SLP232 P0000 T01330078"]
["PABE","2019-08-27T21:53:00",54,46,74.26,300,3,0,30.22,1023.5,10,"M","OVC","M","M","M",4600,"M","M","M","M","M","M","M","M","M","M","M","PABE 280553Z 30003KT 10SM OVC046 12/08 A3022 RMK AO2 SLP235 60000 T01220078 10150 20122 53004"]
["PABE","2019-08-28T11:53:00",54,45,71.5,0,0,0,30.24,1024.1,10,"M","OVC","M","M","M",3500,"M","M","M","M","M","M","M","M","M","M","M","PABE 281953Z 00000KT 10SM OVC035 12/07 A3024 RMK AO2 SLP241 T01220072"]
["PABE","2019-08-28T21:53:00",53.1,45,73.89,40,5,0,30.17,1021.6,10,"M","OVC","M","M","M",4400,"M","M","M","M","M","M","M","M","M","M","M","PABE 290553Z 04005KT 10SM OVC044 12/07 A3017 RMK AO2 SLP216 T01170072 10144 20117 56008"]
["PABE","2019-08-29T03:53:00",44.1,42.1,92.62,30,4,0,30.13,1020.5,10,"M","CLR","M","M","M","M","M","M","M","M","M","M","M","M","M","M",41.55,"PABE 291153Z 03004KT 10SM CLR 07/06 A3013 RMK AO2 SLP205 T00670056 10117 20067 58005"]
["PABE","2019-08-29T14:53:00",64,46,51.93,90,7,0,30.05,1017.8,10,"M","FEW","M","M","M",7000,"M","M","M","M","M","M","M","M","M","M","M","PABE 292253Z 09007KT 10SM FEW070 18/08 A3005 RMK AO2 SLP178 T01780078"]
["PABE","2019-08-30T05:53:00",48.9,46,89.67,100,4,0,29.96,1014.5,10,"M","CLR","M","M","M","M","M","M","M","M","M","M","M","M","M","M",47.16,"PABE 301353Z 10004KT 10SM CLR 09/08 A2996 RMK AO2 SLP145 T00940078"]
["PABE","2019-08-30T11:53:00",61,46.9,59.71,100,7,0,29.91,1012.8,10,"M","FEW","M","M","M",7000,"M","M","M","M","M","M","M","M","M","M","M","PABE 301953Z 10007KT 10SM FEW070 16/08 A2991 RMK AO2 SLP128 T01610083"]
["PABE","2019-08-31T03:49:00",50,48.2,93.5,140,4,0,29.84,"M",1.25,"M","BKN","M","M","M",3800,"M","M","M","BR","M","M","M","M","M","M",48.44,"PABE 311149Z 14004KT 1 1/4SM BR BKN038 10/09 A2984 RMK AO2"]
["PABE","2019-08-31T05:13:00",52,51.1,96.73,150,5,0,29.84,"M",3,"M","OVC","M","M","M",3800,"M","M","M","BR","M","M","M","M","M","M","M","PABE 311313Z 15005KT 3SM BR OVC038 11/11 A2984 RMK AO2 T01110106"]
["PABE","2019-08-31T06:53:00",52,51.1,96.73,140,7,0,29.83,1010.2,5,"M","FEW","BKN","OVC","M",500,3400,4100,"M","BR","M","M","M","M","M","M","M","PABE 311453Z AUTO 14007KT 5SM BR FEW005 BKN034 OVC041 11/11 A2983 RMK AO2 SLP102 T01110106 58003 TSNO"]
["PABE","2019-08-31T17:53:00",63,48,57.99,110,11,0,29.59,1002,10,"M","OVC","M","M","M",5000,"M","M","M","M","M","M","M","M","M","M","M","PABE 010153Z 11011KT 10SM OVC050 17/09 A2959 RMK AO2 SLP020 T01720089"]
["PABE","2019-09-01T08:53:00",55.9,50,80.52,80,10,"T",29.14,986.8,10,17,"BKN","OVC","M","M",4700,5500,"M","M",{"$f":"-RA","v":{"$error":"#NAME?"}},"M","M","M","M","M","M","M","PABE 011653Z 08010G17KT 10SM -RA BKN047 OVC055 13/10 A2914 RMK AO2 RAB11 SLP868 P0000 T01330100"]
["PABE","2019-09-01T15:53:00",64,51.1,62.85,100,14,"T",29.05,983.9,10,20,"BKN","OVC","M","M",6000,7000,"M","M","M","M","M","M","M","M","M","M","PABE 012353Z AUTO 10014G20KT 10SM BKN060 OVC070 18/11 A2905 RMK AO2 RAE25 SLP839 P0000 60003 T01780106 10178 20128 56017"]
["PABE","2019-09-02T01:53:00",54,52,92.92,140,12,"T",29.07,984.6,10,"M","BKN","OVC","M","M",2400,3100,"M","M",{"$f":"-RA","v":{"$error":"#NAME?"}},"M","M","M","M","M","M","M","PABE 020953Z 14012KT 10SM -RA BKN024 OVC031 12/11 A2907 RMK AO2 RAB53 SLP846 P0000 T01220111"]
["PABE","2019-09-02T08:12:00",54,52,92.92,150,20,0.01,29.11,"M",5,27,"BKN","OVC","M","M",1300,1800,"M","M",{"$f":"-RA BR","v":{"$error":"#NAME?"}},"M","M","M",27,150,"2019-09-02T08:11:00","M","PABE 021612Z 15020G27KT 5SM R19R/6000VP6000FT -RA BR BKN013 OVC018 12/11 A2911 RMK AO2 PK WND 15027/1611 P0001 T01220111"]
["PABE","2019-09-02T13:45:00",57,55,93.01,180,16,0.02,29.24,"M",8,23,"FEW","SCT","BKN","M",1100,2900,4600,"M","M","M","M","M","M","M","M","M","PABE 022145Z 18016G23KT 8SM FEW011 SCT029 BKN046 14/13 A2924 RMK AO2 RAE44 P0002 T01390128"]
["PABE","2019-09-02T17:37:00",59,54,83.46,210,17,0,29.33,"M",10,23,"BKN","BKN","OVC","M",1600,2600,8500,"M","M","M","M","M",27,200,"2019-09-02T17:26:00","M","PABE 030137Z 21017G23KT 10SM BKN016 BKN026 OVC085 15/12 A2933 RMK AO2 PK WND 20027/0126 T01500122"]
["PABE","2019-09-02T21:53:00",54,52,92.92,220,16,0.01,29.5,999,10,"M","FEW","BKN","OVC","M",1500,3400,5000,"M","M","M","M","M","M","M","M","M","PABE 030553Z 22016KT 10SM FEW015 BKN034 OVC050 12/11 A2950 RMK AO2 RAB16E44 SLP990 P0001 60006 T01220111 10156 20122 53040"]
["PABE","2019-09-03T00:04:00",52,50,92.86,220,15,0,29.61,"M",10,"M","FEW","BKN","OVC","M",1900,2400,6500,"M","M","M","M","M","M","M","M","M","PABE 030804Z 22015KT 10SM FEW019 BKN024 OVC065 11/10 A2961 RMK AO2 T01110100"]
["PABE","2019-09-03T09:53:00",51.1,48,89.09,180,15,0,29.81,1009.7,8,"M","SCT","BKN","OVC","M",2700,4600,6000,"M","M","M","M","M","M","M","M","M","PABE 031753Z 18015KT 8SM SCT027 BKN046 OVC060 11/09 A2981 RMK AO2 SLP097 T01060089 10111 20061 53012"]
["PABE","2019-09-03T16:53:00",55.9,48,74.72,180,25,"T",29.82,1009.8,10,33,"BKN","BKN","OVC","M",2200,3600,7000,"M","M","M","M","M",33,170,"2019-09-03T16:48:00","M","PABE 040053Z 18025G33KT 10SM BKN022 BKN036 OVC070 13/09 A2982 RMK AO2 PK WND 17033/0048 RAE10 SLP098 P0000 T01330089"]
["PABE","2019-09-04T00:53:00",51.1,48,89.09,160,16,0,29.83,1010.4,10,22,"FEW","BKN","OVC","M",3000,7000,10000,"M","M","M","M","M","M","M","M","M","PABE 040853Z 16016G22KT 10SM FEW030 BKN070 OVC100 11/09 A2983 RMK AO2 SLP104 60000 T01060089 401390061 53004"]
["PABE","2019-09-04T08:53:00",48.9,48,96.69,160,15,"T",29.89,1012.2,10,"M","SCT","BKN","M","M",600,7000,"M","M","M","M","M","M","M","M","M",42.69,"PABE 041653Z 16015KT 10SM SCT006 BKN070 09/09 A2989 RMK AO2 RAB25E34 SLP122 P0000 T00940089"]
["PABE","2019-09-04T14:53:00",55.9,48,74.72,190,21,0,29.97,1014.9,10,28,"SCT","BKN","BKN","M",2200,4700,5500,"M","M","M","M","M",28,200,"2019-09-04T13:57:00","M","PABE 042253Z 19021G28KT 10SM SCT022 BKN047 BKN055 13/09 A2997 RMK AO2 PK WND 20028/2157 SLP149 T01330089"]
["PABE","2019-09-04T18:53:00",53.1,46.9,79.4,190,13,"T",29.98,1015.4,10,"M","OVC","M","M","M",5000,"M","M","M","M","M","M","M","M","M","M","M","PABE 050253Z 19013KT 10SM OVC050 12/08 A2998 RMK AO2 RAE0155 SLP154 P0000 60000 T01170083 53002"]
["PABE","2019-09-05T02:41:00",50,48.9,95.98,140,9,0.01,29.98,"M",10,"M","FEW","BKN","OVC","M",600,3100,7000,"M",{"$error":"#NAME?"},"M","M","M","M","M","M",45.9,"PABE 051041Z 14009KT 10SM -RA FEW006 BKN031 OVC070 10/09 A2998 RMK AO2 P0001 T01000094"]
["PABE","2019-09-05T14:53:00",55,50,83.2,160,20,"T",29.92,1013.2,10,28,"FEW","BKN","OVC","M",2000,3000,3700,"M",{"$f":"-RA","v":{"$error":"#NAME?"}},"M","M","M",30,160,"2019-09-05T14:20:00","M","PABE 052253Z 16020G28KT 10SM -RA FEW020 BKN030 OVC037 13/10 A2992 RMK AO2 PK WND 16030/2220 RAB39 SLP132 P0000 T01280100"]
["PABE","2019-09-05T18:53:00",54,52,92.92,160,18,0.01,29.89,1012.1,5,25,"OVC","M","M","M",4100,"M","M","M",{"$f":"-RA BR","v":{"$error":"#NAME?"}},"M","M","M",27,170,"2019-09-05T18:14:00","M","PABE 060253Z 16018G25KT 5SM -RA BR OVC041 12/11 A2989 RMK AO2 PK WND 17027/0214 RAB02 SLP121 P0001 60008 T01220111 56008"]
["PABE","2019-09-06T03:53:00",51.1,50,96,120,8,0.03,29.88,1011.9,9,"M","FEW","BKN","OVC","M",3600,4500,5000,"M",{"$f":"-RA","v":{"$error":"#NAME?"}},"M","M","M","M","M","M","M","PABE 061153Z 12008KT 9SM -RA FEW036 BKN045 OVC050 11/10 A2988 RMK AO2 SLP119 P0003 60004 70025 T01060100 10117 20106 58006"]
["PABE","2019-09-06T18:53:00",55,48.9,79.85,100,11,"T",29.66,1004.6,10,"M","OVC","M","M","M",5000,"M","M","M",{"$f":"-RA","v":{"$error":"#NAME?"}},"M","M","M","M","M","M","M","PABE 070253Z 10011KT 10SM -RA OVC050 13/09 A2966 RMK AO2 RAB21 SLP046 P0000 60002 T01280094 56023"]
["PABE","2019-09-07T03:53:00",50,46,86.06,60,8,0,29.54,1000.4,10,"M","OVC","M","M","M",6500,"M","M","M","M","M","M","M","M","M","M",46.29,"PABE 071153Z 06008KT 10SM OVC065 10/08 A2954 RMK AO2 SLP004 60004 70014 T01000078 10117 20094 58020"]
["PABE","2019-09-07T09:53:00",53.1,50,89.18,150,20,0,29.52,999.6,10,24,"FEW","BKN","OVC","M",1500,7000,9500,"M","M","M","M","M","M","M","M","M","PABE 071753Z 15020G24KT 10SM FEW015 BKN070 OVC095 12/10 A2952 RMK AO2 SLP996 60002 T01170100 10117 20094 53017"]
["PABE","2019-09-07T18:53:00",54,52,92.92,180,23,0.02,29.63,1003.5,3,29,"BKN","BKN","M","M",900,1500,"M","M",{"$f":"-RA BR","v":{"$error":"#NAME?"}},"M","M","M",32,170,"2019-09-07T18:08:00","M","PABE 080253Z 18023G29KT 3SM -RA BR BKN009 BKN015 12/11 A2963 RMK AO2 PK WND 17032/0208 SLP035 P0002 60004 T01220111 53011"]
["PABE","2019-09-07T20:53:00",53.1,50,89.18,190,21,"T",29.69,1005.5,9,30,"BKN","BKN","OVC","M",1200,2100,3600,"M",{"$f":"-RA","v":{"$error":"#NAME?"}},"M","M","M",32,200,"2019-09-07T20:21:00","M","PABE 080453Z 19021G30KT 9SM -RA BKN012 BKN021 OVC036 12/10 A2969 RMK AO2 PK WND 20032/0421 RAB0357 SLP055 P0000 T01170100"]
["PABE","2019-09-08T04:49:00",50,48.2,93.5,180,10,0.02,29.87,"M",5,"M","BKN","BKN","OVC","M",700,1700,3300,"M",{"$f":"+RA BR","v":{"$error":"#NAME?"}},"M","M","M","M","M","M",45.54,"PABE 081249Z 18010KT 5SM +RA BR BKN007 BKN017 OVC033 10/09 A2987 RMK AO2 RAB39 P0002"]
["PABE","2019-09-08T11:53:00",51.1,48,89.09,140,13,0.02,29.88,1012,9,18,"OVC","M","M","M",4100,"M","M","M",{"$f":"-RA","v":{"$error":"#NAME?"}},"M","M","M","M","M","M","M","PABE 081953Z 14013G18KT 9SM -RA OVC041 11/09 A2988 RMK AO2 SLP120 P0002 T01060089"]
["PABE","2019-09-09T01:53:00",51.1,48.9,92.14,90,5,0.01,29.78,1008.5,10,"M","BKN","OVC","M","M",2800,3700,"M","M",{"$f":"-RA","v":{"$error":"#NAME?"}},"M","M","M","M","M","M","M","PABE 090953Z 09005KT 10SM -RA BKN028 OVC037 11/09 A2978 RMK AO2 SLP085 P0001 T01060094"]
["PABE","2019-09-09T08:53:00",50,48,92.8,140,8,"T",29.72,1006.4,10,"M","BKN","OVC","M","M",700,1500,"M","M",{"$f":"-RA","v":{"$error":"#NAME?"}},"M","M","M","M","M","M",46.29,"PABE 091653Z 14008KT 10SM -RA BKN007 OVC015 10/09 A2972 RMK AO2 RAB50 SLP064 P0000 T01000089"]
["PABE","2019-09-09T16:53:00",57.9,48,69.52,190,15,0,29.68,1005.3,10,21,"SCT","SCT","OVC","M",2400,3900,6000,"M","M","M","M","M","M","M","M","M","PABE 100053Z 19015G21KT 10SM SCT024 SCT039 OVC060 14/09 A2968 RMK AO2 SLP053 T01440089"]
["PABE","2019-09-09T22:09:00",51.1,50,96,230,15,0,29.71,"M",10,"M","BKN","BKN","OVC","M",700,1800,4600,"M","M","M","M","M","M","M","M","M","PABE 100609Z 23015KT 10SM BKN007 BKN018 OVC046 11/10 A2971 RMK AO2 T01060100"]
["PABE","2019-09-10T03:53:00",48,46.9,95.95,200,8,0,29.77,1008,10,"M","SCT","M","M","M",5500,"M","M","M","M","M","M","M","M","M","M",43.82,"PABE 101153Z 20008KT 10SM SCT055 09/08 A2977 RMK AO2 SLP080 60003 70017 T00890083 10111 20089 51006"]
["PABE","2019-09-10T06:04:00",48.9,48,96.69,210,10,0.01,29.77,"M",8,"M","FEW","SCT","OVC","M",600,2500,3300,"M",{"$f":"-RA","v":{"$error":"#NAME?"}},"M","M","M","M","M","M",44.16,"PABE 101404Z AUTO 21010KT 8SM -RA FEW006 SCT025 OVC033 09/09 A2977 RMK AO2 P0001 T00940089 TSNO"]
["PABE","2019-09-10T14:17:00",55.9,46,69.3,210,10,0,29.82,"M",10,"M","FEW","SCT","BKN","M",2100,3500,4200,"M","M","M","M","M","M","M","M","M","PABE 102217Z 21010KT 10SM FEW021 SCT035 BKN042 13/08 A2982 RMK AO2 T01330078"]
["PABE","2019-09-10T22:44:00",44.1,43,95.88,160,5,0,29.8,"M",1.75,"M","SCT","M","M","M",5000,"M","M","M","BR","M","M","M","M","M","M",40.77,"PABE 110644Z 16005KT 1 3/4SM BR SCT050 07/06 A2980 RMK AO2 T00670061"]
["PABE","2019-09-11T04:53:00",48.9,46,89.67,130,9,0,29.7,1005.9,10,"M","BKN","OVC","M","M",3000,3400,"M","M","M","M","M","M","M","M","M",44.53,"PABE 111253Z 13009KT 10SM BKN030 OVC034 09/08 A2970 RMK AO2 SLP059 T00940078"]
["PABE","2019-09-11T21:53:00",51.1,46.9,85.48,120,14,"T",29.08,984.9,10,"M","OVC","M","M","M",4600,"M","M","M",{"$f":"-RA","v":{"$error":"#NAME?"}},"M","M","M","M","M","M","M","PABE 120553Z AUTO 12014KT 10SM -RA OVC046 11/08 A2908 RMK AO2 RAE12B31 SLP849 P0000 60017 T01060083 10111 20100 58031 TSNO"]
["PABE","2019-09-12T03:46:00",50,50,100,150,10,0.02,29.01,"M",10,"M","SCT","BKN","OVC","M",600,1000,2100,"M","M","M","M","M","M","M","M",45.54,"PABE 121146Z 15010KT 10SM SCT006 BKN010 OVC021 10/10 A2901 RMK AO2 RAE43 P0002 T01000100"]
["PABE","2019-09-12T06:49:00",48.2,48.2,100,120,5,0.01,29.03,"M",10,"M","FEW","BKN","OVC","M",300,1700,7000,"M",{"$error":"#NAME?"},"M","M","M","M","M","M",45.63,"PABE 121449Z 12005KT 10SM -RA FEW003 BKN017 OVC070 09/09 A2903 RMK AO2 P0001"]
["PABE","2019-09-12T20:53:00",52,48,86.17,40,5,0.03,29.09,985,10,"M","BKN","M","M","M",7000,"M","M","M","M","M","M","M","M","M","M","M","PABE 130453Z 04005KT 10SM BKN070 11/09 A2909 RMK AO2 RAE22 SLP850 P0003 T01110089"]
["PABE","2019-09-13T06:53:00",41,39.9,95.82,340,4,0,29.23,990,10,"M","SCT","M","M","M",10000,"M","M","M","M","M","M","M","M","M","M",37.93,"PABE 131453Z 34004KT 10SM SCT100 05/04 A2923 RMK AO2 SLP900 T00500044 53018"]
["PABE","2019-09-13T11:53:00",52,46.9,82.68,340,6,0,29.38,994.8,10,"M","SCT","M","M","M",10000,"M","M","M","M","M","M","M","M","M","M","M","PABE 131953Z 34006KT 10SM SCT100 11/08 A2938 RMK AO2 SLP948 T01110083"]
["PABE","2019-09-13T23:53:00",51.1,50,96,260,9,0,29.74,1007.2,10,"M","CLR","M","M","M","M","M","M","M","M","M","M","M","M","M","M","M","PABE 140753Z 26009KT 10SM CLR 11/10 A2974 RMK AO2 SLP072 T01060100"]
["PABE","2019-09-14T06:10:00",50,50,100,230,9,0,29.9,"M",1.75,"M","OVC","M","M","M",200,"M","M","M","BR","M","M","M","M","M","M",45.9,"PABE 141410Z AUTO 23009KT 1 3/4SM R19R/5500VP6000FT BR OVC002 10/10 A2990 RMK AO2 T01000100 TSNO"]
["PABE","2019-09-14T08:53:00",48.9,48.9,100,190,6,"T",29.95,1014.2,1,"M","OVC","M","M","M",300,"M","M","M",{"$f":"-RA BR","v":{"$error":"#NAME?"}},"M","M","M","M","M","M",45.88,"PABE 141653Z 19006KT 1SM R19R/4500V6000FT -RA BR OVC003 09/09 A2995 RMK AO2 RAB14E23B45 SLP142 P0000 T00940094"]
["PABE","2019-09-14T13:45:00",54,50,86.29,190,8,"T",29.97,"M",10,"M","SCT","BKN","M","M",1100,1900,"M","M","M","M","M","M","M","M","M","M","PABE 142145Z 19008KT 10SM SCT011 BKN019 12/10 A2997 RMK AO2 RAE16 P0000 T01220100"]
["PABE","2019-09-14T23:53:00",48.9,46.9,92.77,90,3,0.01,29.84,1010.4,8,"M","FEW","BKN","OVC","M",1300,2500,5000,"M",{"$f":"-RA","v":{"$error":"#NAME?"}},"M","M","M","M","M","M",48.01,"PABE 150753Z 09003KT 8SM -RA FEW013 BKN025 OVC050 09/08 A2984 RMK AO2 RAB32 SLP104 P0001 T00940083"]
["PABE","2019-09-15T04:53:00",48,46.9,95.95,110,4,0.07,29.68,1005.2,7,"M","OVC","M","M","M",300,"M","M","M",{"$f":"-RA","v":{"$error":"#NAME?"}},"M","M","M","M","M","M",46.1,"PABE 151253Z 11004KT 7SM -RA OVC003 09/08 A2968 RMK AO2 SLP052 P0007 T00890083"]
["PABE","2019-09-15T07:53:00",48,46.9,95.95,90,7,0.03,29.6,1002.4,6,"M","SCT","BKN","OVC","M",300,1000,2200,"M",{"$f":"-RA BR","v":{"$error":"#NAME?"}},"M","M","M","M","M","M",44.28,"PABE 151553Z 09007KT 6SM -RA BR SCT003 BKN010 OVC022 09/08 A2960 RMK AO2 SLP024 P0003 T00890083"]
["PABE","2019-09-15T14:53:00",51.1,48.9,92.14,0,0,0.01,29.56,1001,10,"M","BKN","BKN","OVC","M",1000,3600,4800,"M",{"$f":"-RA","v":{"$error":"#NAME?"}},"M","M","M","M","M","M","M","PABE 152253Z 00000KT 10SM -RA BKN010 BKN036 OVC048 11/09 A2956 RMK AO2 SLP010 P0001 T01060094"]
["PABE","2019-09-16T01:53:00",50,48,92.8,300,10,0,29.72,1006.6,10,"M","SCT","BKN","M","M",7000,8000,"M","M","M","M","M","M","M","M","M",45.54,"PABE 160953Z 30010KT 10SM SCT070 BKN080 10/09 A2972 RMK AO2 SLP066 T01000089"]
["PABE","2019-09-16T11:53:00",51.1,48,89.09,300,6,0,29.86,1011.2,10,"M","OVC","M","M","M",800,"M","M","M","M","M","M","M","M","M","M","M","PABE 161953Z 30006KT 10SM OVC008 11/09 A2986 RMK AO2 SLP112 T01060089"]
["PABE","2019-09-16T19:03:00",57,48,71.81,280,9,0,29.83,"M",10,"M","SCT","M","M","M",800,"M","M","M","M","M","M","M","M","M","M","M","PABE 170303Z 28009KT 10SM SCT008 14/09 A2983 RMK AO2 T01390089"]
["PABE","2019-09-17T00:12:00",46.9,44.1,89.92,330,3,0,29.81,"M",10,"M","BKN","M","M","M",2700,"M","M","M","M","M","M","M","M","M","M",45.72,"PABE 170812Z 33003KT 10SM BKN027 08/07 A2981 RMK AO2 T00830067"]
["PABE","2019-09-17T13:53:00",44.1,42.1,92.62,40,12,0.06,29.56,1001,8,"M","OVC","M","M","M",5000,"M","M","M",{"$f":"-RA","v":{"$error":"#NAME?"}},"M","M","M","M","M","M",37.4,"PABE 172153Z 04012KT 8SM -RA OVC050 07/06 A2956 RMK AO2 SLP010 P0006 T00670056"]
["PABE","2019-09-17T21:53:00",46.9,46,96.66,40,8,0.1,29.22,989.7,6,"M","SCT","BKN","OVC","M",500,1200,3600,"M",{"$f":"-RA BR","v":{"$error":"#NAME?"}},"M","M","M","M","M","M",42.47,"PABE 180553Z 04008KT 6SM -RA BR SCT005 BKN012 OVC036 08/08 A2922 RMK AO2 SLP897 P0010 60048 T00830078 10089 20072 56036"]
["PABE","2019-09-18T05:53:00",39.9,39,96.55,20,10,0.03,29.19,988.5,9,"M","OVC","M","M","M",400,"M","M","M",{"$f":"-RA","v":{"$error":"#NAME?"}},"M","M","M","M","M","M",32.87,"PABE 181353Z 02010KT 9SM -RA OVC004 04/04 A2919 RMK AO2 SLP885 P0003 T00440039"]
["PABE","2019-09-18T11:53:00",39.9,37,89.27,360,12,0,29.33,993.4,10,"M","OVC","M","M","M",700,"M","M","M","M","M","M","M","M","M","M",32.06,"PABE 181953Z 36012KT 10SM OVC007 04/03 A2933 RMK AO2 SLP934 T00440028"]
["PABE","2019-09-19T02:53:00",36,35.1,96.49,170,3,0,29.62,1003.1,9,"M","CLR","M","M","M","M","M","M","M","M","M","M","M","M","M","M",33.26,"PABE 191053Z 17003KT 9SM CLR 02/02 A2962 RMK AO2 SLP031 T00220017"]
["PABE","2019-09-19T05:53:00",33.1,32,95.67,350,4,0,29.61,1002.8,0.5,"M","VV ","M","M","M",100,"M","M","M","FG",0.01,"M","M","M","M","M",28.7,"PABE 191353Z 35004KT 1/2SM R19R/1400V4000FT FG VV001 01/00 A2961 RMK AO2 SLP028 I1001 T00060000"]
["PABE","2019-09-19T12:53:00",43,37.9,82.04,350,6,0,29.58,1001.7,10,"M","SCT","M","M","M",8000,"M","M","M","M","M","M","M","M","M","M",38.78,"PABE 192053Z 35006KT 10SM SCT080 06/03 A2958 RMK AO2 SLP017 T00610033 56005"]
["PABE","2019-09-19T13:53:00",46.9,37.9,70.73,360,4,0,29.57,1001.4,10,"M","SCT","M","M","M",8000,"M","M","M","M","M","M","M","M","M","M",44.82,"PABE 192153Z 36004KT 10SM SCT080 08/03 A2957 RMK AO2 SLP014 T00830033"]
["PABE","2019-09-20T04:53:00",37,34,88.78,320,7,0,29.52,999.7,10,"M","CLR","M","M","M","M","M","M","M","M","M","M","M","M","M","M",30.87,"PABE 201253Z 32007KT 10SM CLR 03/01 A2952 RMK AO2 SLP997 T00280011"]
["PABE","2019-09-20T15:53:00",48,35.1,60.76,310,15,0,29.53,1000.1,10,"M","BKN","M","M","M",4600,"M","M","M","M","M","M","M","M","M","M",41.52,"PABE 202353Z 31015KT 10SM BKN046 09/02 A2953 RMK AO2 SLP001 T00890017 10100 20022 53000"]
["PABE","2019-09-20T19:53:00",46.9,32,55.94,300,10,0,29.56,1001.1,10,"M","CLR","M","M","M","M","M","M","M","M","M","M","M","M","M","M",41.65,"PABE 210353Z 30010KT 10SM CLR 08/00 A2956 RMK AO2 SLP011 T00830000"]
["PABE","2019-09-21T07:53:00",28,26.1,92.46,140,6,0,29.64,1003.9,0.5,"M","VV ","M","M","M",100,"M","M","M","FZFG",0.01,"M","M","M","M","M",20.71,"PABE 211553Z 14006KT 1/2SM R19R/2400V2800FT FZFG VV001 M02/M03 A2964 RMK AO2 SLP039 I1001 T10221033"]
["PABE","2019-09-21T12:53:00",41,37.9,88.62,140,13,0.04,29.56,1001,8,"M","BKN","OVC","M","M",2500,3400,"M","M",{"$f":"-RA","v":{"$error":"#NAME?"}},"M","M","M","M","M","M",33.1,"PABE 212053Z 14013KT 8SM -RA BKN025 OVC034 05/03 A2956 RMK AO2 RAB03 SLP010 P0004 60004 T00500033 56020"]
["PABE","2019-09-21T19:53:00",46,43,89.2,180,11,0.02,29.45,997.5,10,"M","FEW","BKN","OVC","M",2200,4400,5000,"M",{"$f":"-RA","v":{"$error":"#NAME?"}},"M","M","M","M","M","M",40.16,"PABE 220353Z 18011KT 10SM -RA FEW022 BKN044 OVC050 08/06 A2945 RMK AO2 RAB00E15B41 SLP975 P0002 T00780061"]
["PABE","2019-09-22T05:22:00",43,41,92.58,160,9,0,29.44,"M",10,"M","BKN","OVC","M","M",2600,4300,"M","M","M","M","M","M","M","M","M",37.19,"PABE 221322Z 16009KT 10SM BKN026 OVC043 06/05 A2944 RMK AO2 T00610050"]
["PABE","2019-09-22T16:53:00",53.1,37.9,56.17,200,7,0,29.38,995.1,10,"M","BKN","M","M","M",3200,"M","M","M","M","M","M","M","M","M","M","M","PABE 230053Z 20007KT 10SM BKN032 12/03 A2938 RMK AO2 SLP951 T01170033"]
["PABE","2019-09-22T18:53:00",52,33.1,48.34,0,0,0,29.37,994.8,10,"M","SCT","M","M","M",3200,"M","M","M","M","M","M","M","M","M","M","M","PABE 230253Z 00000KT 10SM SCT032 11/01 A2937 RMK AO2 SLP948 T01110006 56008"]
["PABE","2019-09-23T09:53:00",39.9,37.9,92.48,310,11,0,29.57,1001.5,10,"M","OVC","M","M","M",11000,"M","M","M","M","M","M","M","M","M","M",32.45,"PABE 231753Z 31011KT 10SM OVC110 04/03 A2957 RMK AO2 SLP015 T00440033 10044 20028 53022"]
["PABE","2019-09-23T23:53:00",39,34,82.08,290,6,0,29.86,1011.2,10,"M","CLR","M","M","M","M","M","M","M","M","M","M","M","M","M","M",33.96,"PABE 240753Z 29006KT 10SM CLR 04/01 A2986 RMK AO2 SLP112 T00390011"]
["PABE","2019-09-24T00:53:00",37,34,88.78,290,6,0,29.87,1011.8,10,"M","CLR","M","M","M","M","M","M","M","M","M","M","M","M","M","M",31.55,"PABE 240853Z 29006KT 10SM CLR 03/01 A2987 RMK AO2 SLP118 T00280011 400890028 51019"]
["PABE","2019-09-24T13:53:00",46.9,42.1,83.28,170,13,0,29.91,1013,10,"M","SCT","BKN","OVC","M",1400,2200,4200,"M","M","M","M","M","M","M","M",40.66,"PABE 242153Z 17013KT 10SM SCT014 BKN022 OVC042 08/06 A2991 RMK AO2 SLP130 T00830056"]
["PABE","2019-09-24T21:41:00",45,44.1,96.63,190,17,0.06,29.67,"M",5,25,"SCT","BKN","OVC","M",900,2100,3700,"M",{"$f":"+RA BR","v":{"$error":"#NAME?"}},"M","M","M",31,180,"2019-09-24T21:09:00",37.11,"PABE 250541Z 19017G25KT 5SM +RA BR SCT009 BKN021 OVC037 07/07 A2967 RMK AO2 PK WND 18031/0509 P0006 T00720067 $"]
["PABE","2019-09-24T23:20:00",45,42.1,89.5,220,21,0.1,29.63,"M",10,"M","FEW","SCT","OVC","M",1000,3100,4600,"M",{"$f":"-RA","v":{"$error":"#NAME?"}},"M","M","M",42,190,"2019-09-24T22:54:00",36.19,"PABE 250720Z 22021KT 10SM -RA FEW010 SCT031 OVC046 07/06 A2963 RMK AO2 PK WND 19042/0654 P0010 T00720056 $"]
["PABE","2019-09-25T13:53:00",46,34,62.71,270,11,0,30.05,1017.7,10,19,"SCT","M","M","M",2800,"M","M","M","M","M","M","M","M","M","M",40.16,"PABE 252153Z 27011G19KT 10SM SCT028 08/01 A3005 RMK AO2 SLP177 T00780011 $"]
["PABE","2019-09-25T15:53:00",46,33.1,60.49,290,11,0,30.1,1019.3,10,"M","BKN","OVC","M","M",3500,4500,"M","M","M","M","M","M","M","M","M",40.16,"PABE 252353Z 29011KT 10SM BKN035 OVC045 08/01 A3010 RMK AO2 SLP193 T00780006 10078 20033 51023 $"]
["PABE","2019-09-26T04:53:00",32,30.9,95.65,120,7,0,30.28,1025.6,10,"M","CLR","M","M","M","M","M","M","M","M","M","M","M","M","M","M",24.78,"PABE 261253Z 12007KT 10SM CLR 00/M01 A3028 RMK SLP256 T00001006 $ VIA AUTODIAL"]
["PABE","2019-09-26T16:53:00",52,43,71.28,170,15,0,30.27,1025.1,10,"M","SCT","M","M","M",9000,"M","M","M","M","M","M","M","M","M","M","M","PABE 270053Z 17015KT 10SM SCT090 11/06 A3027 RMK AO2 SLP251 T01110061"]
["PABE","2019-09-26T21:53:00",48,41,76.58,150,10,0,30.23,1024,10,"M","OVC","M","M","M",11000,"M","M","M","M","M","M","M","M","M","M",43.03,"PABE 270553Z 15010KT 10SM OVC110 09/05 A3023 RMK AO2 SLP240 T00890050 10117 20089 58004"]
["PABE","2019-09-27T07:56:00",46.9,39.9,76.48,140,13,0,30.17,"M",10,"M","BKN","BKN","M","M",4900,12000,"M","M","M","M","M","M","M","M","M",40.66,"PABE 271556Z 14013KT 10SM BKN049 BKN120 08/04 A3017 RMK AO2 T00830044"]
["PABE","2019-09-27T22:53:00",46.9,44.1,89.92,130,8,0.01,30.05,1017.7,10,"M","OVC","M","M","M",4200,"M","M","M",{"$f":"-RA","v":{"$error":"#NAME?"}},"M","M","M","M","M","M",42.47,"PABE 280653Z 13008KT 10SM -RA OVC042 08/07 A3005 RMK AO2 SLP177 P0001 T00830067"]
["PABE","2019-09-28T09:53:00",48,44.1,86.28,90,6,0,29.92,1013.3,10,"M","OVC","M","M","M",3700,"M","M","M","M","M","M","M","M","M","M",44.8,"PABE 281753Z 09006KT 10SM OVC037 09/07 A2992 RMK AO2 SLP133 T00890067 10089 20078 56018"]
["PABE","2019-09-28T14:53:00",52,46,79.92,110,4,"T",29.8,1009.2,10,"M","OVC","M","M","M",3700,"M","M","M",{"$f":"-RA","v":{"$error":"#NAME?"}},"M","M","M","M","M","M","M","PABE 282253Z 11004KT 10SM -RA OVC037 11/08 A2980 RMK AO2 RAB41 SLP092 P0000 T01110078"]
["PABE","2019-09-29T00:21:00",48,48,100,0,0,0,29.5,"M",2.5,"M","SCT","OVC","M","M",200,1000,"M","M","BR","M","M","M","M","M","M","M","PABE 290821Z 00000KT 2 1/2SM BR SCT002 OVC010 09/09 A2950 RMK AO2 T00890089"]
["PABE","2019-09-29T00:33:00",48,46.9,95.95,80,3,0,29.5,"M",3,"M","FEW","BKN","OVC","M",200,1400,2000,"M","BR","M","M","M","M","M","M",46.98,"PABE 290833Z 08003KT 3SM BR FEW002 BKN014 OVC020 09/08 A2950 RMK AO2 T00890083"]
["PABE","2019-09-29T04:24:00",46,46,100,200,4,0,29.53,"M",1,"M","BKN","OVC","M","M",300,700,"M","M","BR","M","M","M","M","M","M",43.77,"PABE 291224Z 20004KT 1SM R19R/4500V6000FT BR BKN003 OVC007 08/08 A2953 RMK AO2 T00780078"]
["PABE","2019-09-29T09:53:00",46,45,96.28,200,18,"T",29.54,1000.3,3,24,"OVC","M","M","M",600,"M","M","M",{"$f":"-RA BR","v":{"$error":"#NAME?"}},"M","M","M",28,210,"2019-09-29T09:36:00",38.18,"PABE 291753Z 20018G24KT 3SM -RA BR OVC006 08/07 A2954 RMK AO2 PK WND 21028/1736 RAE18B53 SLP003 P0000 60005 T00780072 10094 20078 53002"]
["PABE","2019-09-29T10:18:00",46,45,96.28,210,22,"T",29.55,"M",2,33,"OVC","M","M","M",400,"M","M","M",{"$f":"-RA BR","v":{"$error":"#NAME?"}},"M","M","M",33,220,"2019-09-29T10:14:00",37.33,"PABE 291818Z 21022G33KT 2SM -RA BR OVC004 08/07 A2955 RMK AO2 PK WND 22033/1814 P0000 T00780072"]
["PABE","2019-09-29T20:53:00",45,42.1,89.5,190,7,0,29.77,1008.1,10,"M","SCT","M","M","M",5500,"M","M","M","M","M","M","M","M","M","M",40.63,"PABE 300453Z 19007KT 10SM SCT055 07/06 A2977 RMK AO2 SLP081 T00720056"]
["PABE","2019-09-30T10:53:00",45,42.1,89.5,230,7,0,29.92,1013.2,10,"M","OVC","M","M","M",4100,"M","M","M","M","M","M","M","M","M","M",40.63,"PABE 301853Z 23007KT 10SM OVC041 07/06 A2992 RMK AO2 SLP132 T00720056"]
["PABE","2019-09-30T22:53:00",39.9,37.9,92.48,310,6,0,29.96,1014.8,10,"M","FEW","M","M","M",4500,"M","M","M","M","M","M","M","M","M","M",35.04,"PABE 010653Z 31006KT 10SM FEW045 04/03 A2996 RMK AO2 SLP148 T00440033 $"]
["PABE","2019-10-01T07:53:00",37.9,36,92.78,310,8,0,29.99,1015.7,10,"M","SCT","OVC","M","M",2900,4200,"M","M","M","M","M","M","M","M","M",31.38,"PABE 011553Z 31008KT 10SM SCT029 OVC042 03/02 A2999 RMK AO2 SLP157 T00330022"]
["PABE","2019-10-01T12:53:00",45,37,73.37,310,8,0,29.98,1015.4,10,"M","CLR","M","M","M","M","M","M","M","M","M","M","M","M","M","M",40.13,"PABE 012053Z 31008KT 10SM CLR 07/03 A2998 RMK AO2 SLP154 T00720028 56004"]
["PABE","2019-10-01T22:53:00",44.1,39.9,85.06,180,4,0,29.96,1014.6,10,"M","BKN","OVC","M","M",2700,3200,"M","M","M","M","M","M","M","M","M",41.55,"PABE 020653Z 18004KT 10SM BKN027 OVC032 07/04 A2996 RMK AO2 SLP146 T00670044"]
["PABE","2019-10-02T03:37:00",44.1,43,95.88,180,7,0,29.95,"M",10,"M","BKN","OVC","M","M",100,1100,"M","M","M","M","M","M","M","M","M",39.53,"PABE 021137Z 18007KT 10SM BKN001 OVC011 07/06 A2995 RMK AO2 CIG 001V006 T00670061"]
["PABE","2019-10-02T06:53:00",46,45,96.28,170,7,"T",29.94,1013.8,0.5,"M","VV ","M","M","M",200,"M","M","M","FG","M","M","M","M","M","M",41.84,"PABE 021453Z 17007KT 1/2SM R19R/2800V3500FT FG VV002 08/07 A2994 RMK AO2 RAB14E31 SLP138 P0000 60005 T00780072 58002"]
["PABE","2019-10-02T14:04:00",51.1,46,82.62,210,8,"T",29.92,"M",10,"M","BKN","OVC","M","M",1300,7000,"M","M","M","M","M","M","M","M","M","M","PABE 022204Z 21008KT 10SM BKN013 OVC070 11/08 A2992 RMK AO2 RAB2149 P0000 T01060078"]
["PABE","2019-10-02T22:53:00",39.9,39,96.55,220,6,0,29.96,1014.6,10,"M","CLR","M","M","M","M","M","M","M","M","M","M","M","M","M","M",35.04,"PABE 030653Z 22006KT 10SM CLR 04/04 A2996 RMK AO2 SLP146 T00440039 $"]
["PABE","2019-10-03T01:53:00",37.9,37,96.52,200,7,0,29.97,1015.1,10,"M","CLR","M","M","M","M","M","M","M","M","M","M","M","M","M","M",31.97,"PABE 030953Z 20007KT 10SM CLR 03/03 A2997 RMK AO2 SLP151 T00330028 $"]
["PABE","2019-10-03T09:53:00",43,42.1,96.6,170,10,"T",29.91,1013,10,"M","OVC","M","M","M",5500,"M","M","M",{"$f":"-RA","v":{"$error":"#NAME?"}},"M","M","M","M","M","M",36.76,"PABE 031753Z 17010KT 10SM -RA OVC055 06/06 A2991 RMK AO2 RAB53 SLP130 P0000 60000 T00610056 10061 20017 56013 $"]
["PABE","2019-10-03T15:53:00",48.9,43,79.98,210,14,"T",29.86,1011.3,10,24,"BKN","BKN","OVC","M",1800,4000,4900,"M","M","M","M","M","M","M","M",42.95,"PABE 032353Z 21014G24KT 10SM BKN018 BKN040 OVC049 09/06 A2986 RMK AO2 RAB07E19 SLP113 P0000 60001 T00940061 10094 20061 58009 $"]
["PABE","2019-10-03T18:38:00",46.9,45,93.06,190,19,0.02,29.81,"M",10,27,"SCT","SCT","OVC","M",1000,2200,5500,"M",{"$f":"-RA","v":{"$error":"#NAME?"}},"M","M","M",28,180,"2019-10-03T18:26:00",39.14,"PABE 040238Z 19019G27KT 10SM -RA SCT010 SCT022 OVC055 08/07 A2981 RMK AO2 PK WND 18028/0226 P0002 T00830072 $"]
["PABE","2019-10-03T21:53:00",46,44.1,93.03,200,18,0.04,29.74,1007.3,8,27,"FEW","BKN","OVC","M",1400,3100,3800,"M",{"$f":"-RA","v":{"$error":"#NAME?"}},"M","M","M",31,190,"2019-10-03T21:00:00",38.18,"PABE 040553Z 20018G27KT 8SM -RA FEW014 BKN031 OVC038 08/07 A2974 RMK AO2 PK WND 19031/0500 RAB0459 SLP073 P0004 60009 T00780067 10094 20078 58023 $"]
["PABE","2019-10-04T04:53:00",48.9,46.9,92.77,220,24,"T",29.62,1003.2,5,33,"BKN","OVC","M","M",700,1100,"M","M",{"$f":"-RA BR","v":{"$error":"#NAME?"}},"M","M","M",33,220,"2019-10-04T04:47:00",40.86,"PABE 041253Z 22024G33KT 5SM -RA BR BKN007 OVC011 09/08 A2962 RMK AO2 PK WND 22033/1247 SLP032 P0000 T00940083 $"]
["PABE","2019-10-04T07:53:00",45,42.1,89.5,250,19,"T",29.7,1006.1,4,25,"SCT","BKN","BKN","M",2400,3300,4800,"M","RA BR","M","M","M","M","M","M",36.63,"PABE 041553Z 25019G25KT 4SM RA BR SCT024 BKN033 BKN048 07/06 A2970 RMK AO2 RAB45 SLP061 P0000 T00720056 $"]
["PABE","2019-10-04T15:53:00",45,37,73.37,270,13,0,29.85,1011,10,20,"FEW","BKN","OVC","M",2600,4200,10000,"M","M","M","M","M","M","M","M",38.22,"PABE 042353Z AUTO 27013G20KT 10SM FEW026 BKN042 OVC100 07/03 A2985 RMK AO2 SLP110 60000 T00720028 10078 20050 51015 TSNO $"]
["PABE","2019-10-05T06:53:00",37,34,88.78,230,10,0,29.89,1012.2,10,"M","BKN","M","M","M",3100,"M","M","M","M","M","M","M","M","M","M",29.24,"PABE 051453Z 23010KT 10SM BKN031 03/01 A2989 RMK AO2 SLP122 T00280011 56007 $"]
["PABE","2019-10-05T15:23:00",39.9,30.9,69.96,250,18,0.01,29.92,"M",7,35,"SCT","BKN","M","M",4500,6500,"M","M",{"$f":"-RA","v":{"$error":"#NAME?"}},"M","M","M",35,270,"2019-10-05T15:20:00",30.15,"PABE 052323Z 25018G35KT 7SM -RA SCT045 BKN065 04/M01 A2992 RMK AO2 PK WND 27035/2320 RAE02B21 P0001 T00441006 $"]
["PABE","2019-10-05T18:53:00",37.9,30.9,75.64,250,12,"T",29.94,1014,10,"M","FEW","BKN","BKN","M",3700,5000,8500,"M","M","M","M","M",32,270,"2019-10-05T18:26:00",29.51,"PABE 060253Z 25012KT 10SM FEW037 BKN050 BKN085 03/M01 A2994 RMK AO2 PK WND 27032/0226 RAB30E42 SLP140 P0000 60001 T00331006 $"]
["PABE","2019-10-06T09:53:00",36,34,92.35,270,8,0,30.18,1022.1,10,"M","SCT","M","M","M",2900,"M","M","M","M","M","M","M","M","M","M",29.04,"PABE 061753Z 27008KT 10SM SCT029 02/01 A3018 RMK AO2 SLP221 60000 T00220011 10039 20017 51029 $"]
["PABE","2019-10-06T17:53:00",45,30.9,57.5,280,8,0,30.28,1025.7,10,"M","BKN","M","M","M",3500,"M","M","M","M","M","M","M","M","M","M",40.13,"PABE 070153Z 28008KT 10SM BKN035 07/M01 A3028 RMK AO2 SLP257 T00721006 $"]
["PABE","2019-10-07T02:53:00",33.1,32,95.67,180,5,0,30.33,1027.2,10,"M","CLR","M","M","M","M","M","M","M","M","M","M","M","M","M","M",27.7,"PABE 071053Z 18005KT 10SM CLR 01/00 A3033 RMK AO2 SLP272 T00060000 $"]
["PABE","2019-10-07T04:53:00",33.1,32,95.67,160,5,0,30.33,1027.1,10,"M","SCT","OVC","M","M",3000,11000,"M","M","M","M","M","M","M","M","M",27.7,"PABE 071253Z 16005KT 10SM SCT030 OVC110 01/00 A3033 RMK AO2 SLP271 T00060000 $"]
["PABE","2019-10-07T19:53:00",43,41,92.58,170,16,"T",30.07,1018.3,10,25,"OVC","M","M","M",1800,"M","M","M",{"$f":"-RA","v":{"$error":"#NAME?"}},"M","M","M",27,150,"2019-10-07T19:21:00",34.76,"PABE 080353Z 17016G25KT 10SM -RA OVC018 06/05 A3007 RMK AO2 PK WND 15027/0321 SLP183 P0000 T00610050"]
["PABE","2019-10-08T00:53:00",45,44.1,96.63,170,15,0.08,29.99,1015.9,3,22,"OVC","M","M","M",300,"M","M","M",{"$f":"-RA BR","v":{"$error":"#NAME?"}},"M","M","M",27,170,"2019-10-07T23:54:00",37.63,"PABE 080853Z 17015G22KT 3SM -RA BR OVC003 07/07 A2999 RMK AO2 PK WND 17027/0754 SLP159 P0008 60015 T00720067 400721006 56014"]
["PABE","2019-10-08T03:53:00",46.9,46,96.66,200,13,0.04,29.96,1014.6,10,"M","OVC","M","M","M",400,"M","M","M",{"$f":"-RA","v":{"$error":"#NAME?"}},"M","M","M","M","M","M",40.66,"PABE 081153Z 20013KT 10SM -RA OVC004 08/08 A2996 RMK AO2 SLP146 P0004 60035 70043 T00830078 10083 20061 56013"]
["PABE","2019-10-08T10:22:00",44.1,43,95.88,180,9,0,29.95,"M",9,"M","BKN","BKN","OVC","M",500,3900,7000,"M","M","M","M","M","M","M","M",38.56,"PABE 081822Z 18009KT 9SM BKN005 BKN039 OVC070 07/06 A2995 RMK AO2 T00670061"]
["PABE","2019-10-08T18:53:00",46,39,76.4,200,10,0,29.93,1013.5,10,"M","FEW","BKN","BKN","M",3400,4400,5000,"M","M","M","M","M","M","M","M",40.52,"PABE 090253Z 20010KT 10SM FEW034 BKN044 BKN050 08/04 A2993 RMK AO2 SLP135 T00780039 56005"]
["PABE","2019-10-09T06:53:00",37,36,96.13,180,7,0,29.92,1013.3,10,"M","SCT","M","M","M",2300,"M","M","M","M","M","M","M","M","M","M",30.87,"PABE 091453Z 18007KT 10SM SCT023 03/02 A2992 RMK AO2 SLP133 60000 T00280022 58001"]
["PABE","2019-10-09T09:53:00",37,36,96.13,170,6,0,29.91,1013.1,0.25,"M","BKN","BKN","OVC","M",200,1600,2500,"M","FG","M","M","M","M","M","M",31.55,"PABE 091753Z 17006KT 1/4SM R19R/2200V3000FT FG BKN002 BKN016 OVC025 03/02 A2991 RMK AO2 SLP131 60000 T00280022 10039 20011 58000"]
["PABE","2019-10-09T12:53:00",42.1,39.9,91.84,220,10,0.01,29.92,1013.3,10,"M","SCT","BKN","M","M",900,1200,"M","M","M","M","M","M","M","M","M",35.63,"PABE 092053Z 22010KT 10SM SCT009 BKN012 06/04 A2992 RMK AO2 RAE17 SLP133 P0001 60002 T00560044 50002"]
["PABE","2019-10-09T20:14:00",37.9,37,96.52,330,14,"T",29.89,"M",10,"M","SCT","OVC","M","M",600,1300,"M","M",{"$f":"-RA","v":{"$error":"#NAME?"}},"M","M","M","M","M","M",28.77,"PABE 100414Z 33014KT 10SM -RA SCT006 OVC013 03/03 A2989 RMK AO2 P0000 T00330028"]
["PABE","2019-10-10T00:42:00",36,34,92.35,260,7,0,29.93,"M",10,"M","FEW","BKN","OVC","M",1300,1900,4100,"M","M","M","M","M","M","M","M",29.65,"PABE 100842Z 26007KT 10SM FEW013 BKN019 OVC041 02/01 A2993 RMK AO2 T00220011"]
["PABE","2019-10-10T03:53:00",37,36,96.13,290,7,0,29.93,1013.7,10,"M","OVC","M","M","M",1500,"M","M","M","M","M","M","M","M","M","M",30.87,"PABE 101153Z 29007KT 10SM OVC015 03/02 A2993 RMK AO2 SLP137 60003 70007 T00280022 10028 20022 56001"]
["PABE","2019-10-10T05:21:00",37,37,100,270,5,0,29.93,"M",2,"M","FEW","OVC","M","M",400,900,"M","M","BR","M","M","M","M","M","M",32.33,"PABE 101321Z 27005KT 2SM BR FEW004 OVC009 03/03 A2993 RMK AO2 T00280028"]
["PABE","2019-10-10T11:56:00",39,36,88.87,300,10,0,29.98,"M",10,"M","SCT","OVC","M","M",1400,2300,"M","M","M","M","M","M","M","M","M",31.75,"PABE 101956Z 30010KT 10SM SCT014 OVC023 04/02 A2998 RMK AO2 T00390022 $"]
["PABE","2019-10-10T18:21:00",39,37,92.45,290,10,0,29.95,"M",10,"M","SCT","BKN","BKN","M",1000,1900,2700,"M","M","M","M","M","M","M","M",31.75,"PABE 110221Z 29010KT 10SM SCT010 BKN019 BKN027 04/03 A2995 RMK AO2 T00390028 $"]
["PABE","2019-10-10T20:53:00",37,36,96.13,300,8,0,29.97,1015.1,10,"M","BKN","BKN","M","M",1400,2000,"M","M","M","M","M","M","M","M","M",30.27,"PABE 110453Z 30008KT 10SM BKN014 BKN020 03/02 A2997 RMK AO2 SLP151 T00280022 $"]
["PABE","2019-10-11T04:53:00",32,30.9,95.65,300,7,0,30.01,1016.3,10,"M","SCT","OVC","M","M",1000,3700,"M","M","M","M","M","M","M","M","M",24.78,"PABE 111253Z 30007KT 10SM SCT010 OVC037 00/M01 A3001 RMK AO2 SLP163 T00001006 $"]
["PABE","2019-10-11T16:53:00",37.9,27,64.49,350,10,0,30.08,1018.8,10,"M","SCT","M","M","M",2500,"M","M","M","M","M","M","M","M","M","M",30.37,"PABE 120053Z 35010KT 10SM SCT025 03/M03 A3008 RMK AO2 SLP188 T00331028"]
["PABE","2019-10-11T22:53:00",30.9,26.1,82.15,330,7,0,30.15,1021.2,10,"M","CLR","M","M","M","M","M","M","M","M","M","M","M","M","M","M",23.44,"PABE 120653Z 33007KT 10SM CLR M01/M03 A3015 RMK AO2 SLP212 T10061033"]
["PABE","2019-10-12T06:53:00",26.1,23,87.87,10,7,0,30.22,1023.4,10,"M","CLR","M","M","M","M","M","M","M","M","M","T","M","M","M","M",17.59,"PABE 121453Z 01007KT 10SM CLR M03/M05 A3022 RMK AO2 SLP234 I3000 T10331050 50006"]
["PABE","2019-10-13T01:53:00",26.1,21.9,83.89,30,7,0,30.12,1020.2,10,"M","CLR","M","M","M","M","M","M","M","M","M","M","M","M","M","M",17.59,"PABE 130953Z 03007KT 10SM CLR M03/M06 A3012 RMK AO2 SLP202 T10331056"]
["PABE","2019-10-13T04:53:00",25,21.9,87.81,30,10,0,30.06,1018.2,10,"M","CLR","M","M","M","M","M","M","M","M","M","M","M","M","M","M",14.19,"PABE 131253Z 03010KT 10SM CLR M04/M06 A3006 RMK AO2 SLP182 T10391056"]
["PABE","2019-10-13T18:53:00",36,25,63.98,30,8,0,29.87,1011.8,10,"M","CLR","M","M","M","M","M","M","M","M","M","M","M","M","M","M",29.04,"PABE 140253Z 03008KT 10SM CLR 02/M04 A2987 RMK AO2 SLP118 T00221039 56014"]
["PABE","2019-10-14T06:53:00",21.9,19.9,91.86,30,4,0,29.69,1005.6,10,"M","CLR","M","M","M","M","M","M","M","M","M","M","M","M","M","M",15.63,"PABE 141453Z 03004KT 10SM CLR M06/M07 A2969 RMK AO2 SLP056 T10561067 58027"]
["PABE","2019-10-14T11:53:00",35.1,27,72.04,80,9,0,29.55,1001,10,"M","CLR","M","M","M","M","M","M","M","M","M","M","M","M","M","M",27.37,"PABE 141953Z 08009KT 10SM CLR 02/M03 A2955 RMK AO2 SLP010 T00171028"]
["PABE","2019-10-15T02:53:00",34,27,75.26,40,5,0,29.23,989.9,10,"M","OVC","M","M","M",6000,"M","M","M","M","M","M","M","M","M","M",28.77,"PABE 151053Z 04005KT 10SM OVC060 01/M03 A2923 RMK AO2 SLP899 T00111028"]
["PABE","2019-10-15T12:53:00",30,28,92.15,60,7,0,29.25,990.8,4,"M","OVC","M","M","M",1500,"M","M","M","BR",0.01,0.03,"M","M","M","M",22.34,"PABE 152053Z 06007KT 4SM BR OVC015 M01/M02 A2925 RMK AO2 SLP908 60002 I1001 I3003 T10111022 51007"]
["PABE","2019-10-15T17:53:00",36,34,92.35,90,5,"T",29.27,991.3,10,"M","BKN","M","M","M",200,"M","M","M","M","M","M","M","M","M","M",31.15,"PABE 160153Z 09005KT 10SM BKN002 02/01 A2927 RMK AO2 RAB02E15 SLP913 P0000 T00220011"]
["PABE","2019-10-16T00:35:00",28.9,28,96.38,160,5,0,29.26,"M",0.75,"M","VV ","M","M","M",2000,"M","M","M","BR",0.01,"M","M","M","M","M",22.71,"PABE 160835Z 16005KT 3/4SM R19R/3000V6000FT BR VV020 M02/M02 A2926 RMK AO2 I1001 T10171022"]
["PABE","2019-10-16T02:45:00",28.9,28,96.38,150,5,0,29.23,"M",0.25,"M","VV ","M","M","M",500,"M","M","M","FZFG",0.02,"M","M","M","M","M",22.71,"PABE 161045Z 15005KT 1/4SM R19R/2000V2800FT FZFG VV005 M02/M02 A2923 RMK AO2 I1002 T10171022"]
["PABE","2019-10-16T10:08:00",28,26.1,92.46,30,6,0,29.06,"M",0.5,"M","BKN","M","M","M",200,"M","M","M","FZFG","M","M","M","M","M","M",20.71,"PABE 161808Z 03006KT 1/2SM R19R/3500VP6000FT FZFG BKN002 M02/M03 A2906 RMK AO2 T10221033"]
["PABE","2019-10-16T17:53:00",37.9,32,79.08,30,10,0,28.98,981.6,10,"M","SCT","M","M","M",10000,"M","M","M","M","M","M","M","M","M","M",30.37,"PABE 170153Z 03010KT 10SM SCT100 03/00 A2898 RMK AO2 SLP816 T00330000"]
["PABE","2019-10-17T04:07:00",28,26.1,92.46,30,5,0,29.08,"M",9,"M","OVC","M","M","M",1500,"M","M","M","M","M","M","M","M","M","M",21.64,"PABE 171207Z 03005KT 9SM OVC015 M02/M03 A2908 RMK AO2 T10221033"]
["PABE","2019-10-17T06:53:00",27,24.1,88.65,30,8,0,29.1,985.7,10,"M","OVC","M","M","M",700,"M","M","M","M","M","T","M","M","M","M",17.95,"PABE 171453Z 03008KT 10SM OVC007 M03/M04 A2910 RMK AO2 SLP857 I3000 T10281044 51010"]
["PABE","2019-10-17T21:53:00",25,19.9,80.66,10,7,0,29.25,990.8,10,"M","CLR","M","M","M","M","M","M","M","M","M","M","M","M","M","M",16.25,"PABE 180553Z 01007KT 10SM CLR M04/M07 A2925 RMK AO2 SLP908 T10391067 11011 21039 51015"]
["PABE","2019-10-18T09:53:00",21,19,91.83,0,0,0,29.39,995.3,10,"M","SCT","M","M","M",9000,"M","M","M","M","M","M","M","M","M","M","M","PABE 181753Z 00000KT 10SM SCT090 M06/M07 A2939 RMK AO2 SLP953 T10611072 11050 21067 53011"]
["PABE","2019-10-18T14:53:00",32,19.9,60.55,340,3,0,29.44,997,10,"M","CLR","M","M","M","M","M","M","M","M","M","M","M","M","M","M",28.69,"PABE 182253Z 34003KT 10SM CLR 00/M07 A2944 RMK AO2 SLP970 T00001067"]
["PABE","2019-10-19T00:53:00",23,21,91.9,50,3,0,29.46,997.9,10,"M","CLR","M","M","M","M","M","M","M","M","M","M","M","M","M","M",18.4,"PABE 190853Z 05003KT 10SM CLR M05/M06 A2946 RMK AO2 SLP979 T10501061 400061067 53001"]
["PABE","2019-10-19T07:53:00",17.1,15.1,91.68,20,7,0,29.45,997.6,10,"M","CLR","M","M","M","M","M","M","M","M","M","M","M","M","M","M",6.62,"PABE 191553Z 02007KT 10SM CLR M08/M09 A2945 RMK AO2 SLP976 T10831094"]
["PABE","2019-10-19T22:53:00",26.1,23,87.87,20,4,0,29.49,998.9,10,"M","CLR","M","M","M","M","M","M","M","M","M","M","M","M","M","M",20.53,"PABE 200653Z 02004KT 10SM CLR M03/M05 A2949 RMK AO2 SLP989 T10331050"]
["PABE","2019-10-20T06:04:00",30,28.9,95.61,110,3,"T",29.55,"M",10,"M","FEW","OVC","M","M",1300,3400,"M","M","UP","M","M","M","M","M","M",26.4,"PABE 201404Z AUTO 11003KT 10SM UP FEW013 OVC034 M01/M02 A2955 RMK AO2 P0000 T10111017 TSNO"]
["PABE","2019-10-20T12:14:00",33.1,30.9,91.51,60,3,0,29.59,"M",10,"M","OVC","M","M","M",400,"M","M","M","M","M","M","M","M","M","M",29.95,"PABE 202014Z 06003KT 10SM OVC004 01/M01 A2959 RMK AO2 T00061006"]
["PABE","2019-10-20T15:53:00",37,35.1,92.76,350,5,0,29.59,1002.2,5,"M","OVC","M","M","M",200,"M","M","M","BR","M","M",0.01,"M","M","M",32.33,"PABE 202353Z 35005KT 5SM BR OVC002 03/02 A2959 RMK AO2 SLP022 I6001 T00280017 10028 20000 58000"]
["PABE","2019-10-20T20:53:00",32,32,100,20,6,0,29.6,1002.4,0.25,"M","VV ","M","M","M",200,"M","M","M","FG","M","M","M","M","M","M",25.53,"PABE 210453Z 02006KT 1/4SM R19R/1200FT FG VV002 00/00 A2960 RMK AO2 SLP024 T00000000"]
["PABE","2019-10-21T04:19:00",28,27,95.97,20,6,0,29.57,"M",0.25,"M","VV ","M","M","M",200,"M","M","M","FZFG",0.01,"M","M","M","M","M",20.71,"PABE 211219Z 02006KT 1/4SM R19R/1800V2200FT FZFG VV002 M02/M03 A2957 RMK AO2 I1001 T10221028"]
["PABE","2019-10-21T05:39:00",27,26.1,96.35,20,5,0,29.56,"M",1,"M","VV ","M","M","M",100,"M","M","M","BR","T","M","M","M","M","M",20.46,"PABE 211339Z 02005KT 1SM R19R/3500V4500FT BR VV001 M03/M03 A2956 RMK AO2 I1000 T10281033"]
["PABE","2019-10-21T09:44:00",30,28.9,95.61,60,7,0,29.54,"M",5,"M","BKN","OVC","M","M",200,2000,"M","M","BR",0.01,"M","M","M","M","M",22.34,"PABE 211744Z 06007KT 5SM BR BKN002 OVC020 M01/M02 A2954 RMK AO2 I1001 T10111017"]
["PABE","2019-10-21T16:53:00",41,37,85.54,60,6,0,29.49,998.9,10,"M","OVC","M","M","M",3500,"M","M","M","M","M","M","M","M","M","M",36.37,"PABE 220053Z 06006KT 10SM OVC035 05/03 A2949 RMK AO2 SLP989 T00500028"]
["PABE","2019-10-22T02:36:00",37,35.1,92.76,160,10,"T",29.61,"M",10,"M","BKN","BKN","BKN","M",2100,3000,7000,"M","M","M","M","M","M","M","M",29.24,"PABE 221036Z 16010KT 10SM BKN021 BKN030 BKN070 03/02 A2961 RMK AO2 RAB00E14 P0000 T00280017"]
["PABE","2019-10-22T06:53:00",35.1,32,88.33,160,8,"T",29.67,1004.8,10,"M","BKN","OVC","M","M",2700,3700,"M","M","M","M","M","M","M","M","M",27.93,"PABE 221453Z 16008KT 10SM BKN027 OVC037 02/00 A2967 RMK AO2 RAB27E44 SLP048 P0000 60000 T00170000 51015"]
["PABE","2019-10-22T10:53:00",34,30,85.11,110,4,0,29.71,1006.1,10,"M","BKN","M","M","M",4900,"M","M","M","M","M","M","M","M","M","M",29.76,"PABE 221853Z 11004KT 10SM BKN049 01/M01 A2971 RMK AO2 SLP061 T00111011"]
["PABE","2019-10-22T23:53:00",36,33.1,89.09,20,22,"T",29.28,991.7,10,31,"OVC","M","M","M",4200,"M","M","M","UP","M","M","M",31,20,"2019-10-22T23:50:00",23.93,"PABE 230753Z 02022G31KT 10SM UP OVC042 02/01 A2928 RMK AO2 PK WND 02031/0750 RAB23E45UPB24 SLP917 P0000 T00220006"]
["PABE","2019-10-23T02:09:00",35.1,32,88.33,20,25,"T",29.17,"M",10,34,"OVC","M","M","M",2800,"M","M","M",{"$f":"-SN","v":{"$error":"#NAME?"}},"M","M","M",34,30,"2019-10-23T02:07:00",22.01,"PABE 231009Z 02025G34KT 10SM -SN OVC028 02/00 A2917 RMK AO2 PK WND 03034/1007 RAE09SNB09 P0000 T00170000"]
["PABE","2019-10-23T11:23:00",33.1,32,95.67,10,17,"T",28.95,"M",10,25,"OVC","M","M","M",800,"M","M","M","M","M","M","M","M","M","M",21.52,"PABE 231923Z 01017G25KT 10SM OVC008 01/00 A2895 RMK AO2 RAE22 P0000 T00060000"]
["PABE","2019-10-23T21:53:00",32,30,92.22,340,15,0,29.18,988.4,10,"M","FEW","BKN","M","M",3600,8000,"M","M","M","M","M","M","M","M","M",20.78,"PABE 240553Z 34015KT 10SM FEW036 BKN080 00/M01 A2918 RMK AO2 SLP884 T00001011 10011 20000 51031"]
["PABE","2019-10-24T03:50:00",32,30.2,92.97,320,8,"T",29.37,"M",4,"M","SCT","BKN","OVC","M",600,1900,3100,"M",{"$f":"-SN BR","v":{"$error":"#NAME?"}},"M","M","M","M","M","M",24.11,"PABE 241150Z 32008KT 4SM -SN BR SCT006 BKN019 OVC031 00/M01 A2937 RMK AO2 SNB30 P0000"]
["PABE","2019-10-24T05:48:00",30.2,30.2,100,320,9,0.02,29.41,"M",3,"M","OVC","M","M","M",500,"M","M","M",{"$f":"-SN BR","v":{"$error":"#NAME?"}},"M","M","M","M","M","M",21.28,"PABE 241348Z 32009KT 3SM -SN BR OVC005 M01/M01 A2941 RMK AO2 P0002"]
["PABE","2019-10-24T16:53:00",33.1,28,81.3,280,12,0,29.71,1006.4,10,"M","SCT","M","M","M",12000,"M","M","M","M","M","M","M","M","M","M",23.4,"PABE 250053Z 28012KT 10SM SCT120 01/M02 A2971 RMK AO2 SLP064 T00061022"]
["PABE","2019-10-25T02:53:00",24.1,23,95.49,230,7,0,30.03,1017.2,10,"M","CLR","M","M","M","M","M","M","M","M","T","M","M","M","M","M",15.15,"PABE 251053Z 23007KT 10SM CLR M04/M05 A3003 RMK AO2 SLP172 I1000 T10441050"]
["PABE","2019-10-25T06:01:00",23,21.9,95.47,180,5,0,30.1,"M",1.5,"M","FEW","M","M","M",300,"M","M","M","BR","M","M","M","M","M","M",15.71,"PABE 251401Z 18005KT 1 1/2SM R19R/3500VP6000FT BR FEW003 M05/M06 A3010 RMK AO2 T10501056"]
["PABE","2019-10-25T11:53:00",28,27,95.97,80,6,0,30.14,1020.9,10,"M","OVC","M","M","M",10000,"M","M","M","M","M","M","M","M","M","M",20.71,"PABE 251953Z 08006KT 10SM OVC100 M02/M03 A3014 RMK AO2 SLP209 T10221028 $"]
["PABE","2019-10-25T17:18:00",34,30,85.11,80,13,"T",30.01,"M",9,"M","OVC","M","M","M",2800,"M","M","M",{"$f":"-RA","v":{"$error":"#NAME?"}},"M","M","M","M","M","M",24.13,"PABE 260118Z 08013KT 9SM -RA OVC028 01/M01 A3001 RMK AO2 UPB15E16RAB16SNE15 P0000 T00111011 $"]
["PABE","2019-10-25T19:53:00",36,33.1,89.09,100,10,0.01,29.98,1015.5,10,"M","OVC","M","M","M",4400,"M","M","M",{"$error":"#NAME?"},"M","M","M","M","M","M",27.98,"PABE 260353Z 10010KT 10SM -RA OVC044 02/01 A2998 RMK AO2 SLP155 P0001 T00220006 $"]
["PABE","2019-10-26T11:53:00",39.9,37,89.27,90,12,0.05,29.82,1010,8,19,"OVC","M","M","M",5500,"M","M","M",{"$error":"#NAME?"},"M","M","M","M","M","M",32.06,"PABE 261953Z 09012G19KT 8SM -RA OVC055 04/03 A2982 RMK AO2 SLP100 P0005 T00440028 $"]
["PABE","2019-10-26T20:53:00",48,42.1,79.91,110,8,0,29.61,1003,10,"M","OVC","M","M","M",4500,"M","M","M","M","M","M","M","M","M","M",43.82,"PABE 270453Z 11008KT 10SM OVC045 09/06 A2961 RMK AO2 SLP030 T00890056 $"]
["PABE","2019-10-27T04:53:00",51.1,44.1,76.86,110,12,0,29.57,1001.3,10,"M","OVC","M","M","M",3600,"M","M","M","M","M","M","M","M","M","M","M","PABE 271253Z 11012KT 10SM OVC036 11/07 A2957 RMK AO2 SLP013 T01060067 $"]
["PABE","2019-10-27T11:53:00",46.9,44.1,89.92,70,10,0.03,29.33,993.4,10,"M","OVC","M","M","M",10000,"M","M","M","M","M","M","M","M","M","M",41.65,"PABE 271953Z 07010KT 10SM OVC100 08/07 A2933 RMK AO2 RAE53 SLP934 P0003 T00830067 $"]
["PABE","2019-10-27T17:53:00",46.9,45,93.06,170,25,0.01,29.42,996.4,10,34,"SCT","OVC","M","M",1000,1700,"M","M","M","M","M","M",34,180,"2019-10-27T17:53:00",37.99,"PABE 280153Z 17025G34KT 10SM SCT010 OVC017 08/07 A2942 RMK AO2 PK WND 18034/0153 RAE26 PRESRR SLP964 P0001 T00830072 $"]
["PABE","2019-10-28T07:53:00",37.9,35.1,89.53,90,5,0,29.5,999.2,10,"M","FEW","OVC","M","M",4400,5500,"M","M","M","M","M","M","M","M","M",33.4,"PABE 281553Z 09005KT 10SM FEW044 OVC055 03/02 A2950 RMK AO2 SLP992 T00330017"]
["PABE","2019-10-28T13:53:00",46,42.1,86.16,120,9,"T",29.53,1000.1,10,"M","OVC","M","M","M",3800,"M","M","M","M","M","M","M","M","M","M",40.92,"PABE 282153Z 12009KT 10SM OVC038 08/06 A2953 RMK AO2 RAB02E09 SLP001 P0000 T00780056"]
["PABE","2019-10-28T21:53:00",43,41,92.58,140,10,"T",29.56,1001.2,10,"M","BKN","OVC","M","M",3300,4500,"M","M",{"$f":"-RA","v":{"$error":"#NAME?"}},"M","M","M","M","M","M",36.76,"PABE 290553Z 14010KT 10SM -RA BKN033 OVC045 06/05 A2956 RMK AO2 RAE0455B48 SLP012 P0000 60013 T00610050 10072 20056 53005"]
["PABE","2019-10-29T10:53:00",37.9,36,92.78,120,4,0,29.6,1002.6,5,"M","OVC","M","M","M",2400,"M","M","M","BR","M","M","M","M","M","M",34.31,"PABE 291853Z 12004KT 5SM BR OVC024 03/02 A2960 RMK AO2 SLP026 T00330022"]
["PABE","2019-10-29T16:04:00",43,42.1,96.6,170,4,"T",29.66,"M",1.25,"M","OVC","M","M","M",700,"M","M","M",{"$f":"-RA BR","v":{"$error":"#NAME?"}},"M","M","M","M","M","M",40.27,"PABE 300004Z 17004KT 1 1/4SM R19R/4000V6000FT -RA BR OVC007 06/06 A2966 RMK AO2 P0000 T00610056"]
["PABE","2019-10-29T18:22:00",39.9,39,96.55,320,20,"T",29.71,"M",1.25,24,"BKN","BKN","OVC","M",400,1200,2800,"M",{"$f":"-RA BR","v":{"$error":"#NAME?"}},"M","M","M","M","M","M",29.63,"PABE 300222Z 32020G24KT 1 1/4SM R19R/4500VP6000FT -RA BR BKN004 BKN012 OVC028 04/04 A2971 RMK AO2 P0000 T00440039"]
["PABE","2019-10-29T21:53:00",33.1,28,81.3,330,14,0,29.86,1011.1,10,"M","FEW","BKN","M","M",3000,8000,"M","M","M","M","M","T","M","M","M",22.58,"PABE 300553Z 33014KT 10SM FEW030 BKN080 01/M02 A2986 RMK AO2 SLP111 60003 I6000 T00061022 10067 20006 51040"]
["PABE","2019-10-30T05:53:00",26.1,23,87.87,330,7,0,30.08,1018.7,10,"M","CLR","M","M","M","M","M","M","M","M","M","M","M","M","M","M",17.59,"PABE 301353Z 33007KT 10SM CLR M03/M05 A3008 RMK AO2 SLP187 T10331050"]
["PABE","2019-10-30T18:53:00",27,21,77.8,20,8,0,30.12,1020.4,10,"M","CLR","M","M","M","M","M","M","M","M","M","M","M","M","M","M",17.95,"PABE 310253Z 02008KT 10SM CLR M03/M06 A3012 RMK AO2 SLP204 T10281061 56009"]
["PABE","2019-10-31T05:53:00",23,19.9,87.7,30,11,0,29.97,1015.2,10,"M","CLR","M","M","M","M","M","M","M","M","M","M","M","M","M","M",11.09,"PABE 311353Z 03011KT 10SM CLR M05/M07 A2997 RMK AO2 SLP152 T10501067"]
["PABE","2019-10-31T12:53:00",27,23,84.66,30,16,0,29.8,1009.5,10,24,"SCT","M","M","M",10000,"M","M","M","M","M","M","M","M","M","M",13.9,"PABE 312053Z 03016G24KT 10SM SCT100 M03/M05 A2980 RMK AO2 SLP095 T10281050 56024"]
["PABE","2019-10-31T22:53:00",28,25,88.33,30,19,0,29.74,1007.2,10,25,"BKN","OVC","M","M",5000,6500,"M","M","M","M","M","M",26,30,"2019-10-31T22:00:00",14.15,"PABE 010653Z 03019G25KT 10SM BKN050 OVC065 M02/M04 A2974 RMK AO2 PK WND 03026/0600 SLP072 T10221039"]
["PABE","2019-11-01T12:53:00",28,24.1,85.08,10,17,0,29.93,1013.6,10,"M","OVC","M","M","M",1000,"M","M","M","M","M","M","M","M","M","M",14.83,"PABE 012053Z 01017KT 10SM OVC010 M02/M04 A2993 RMK AO2 SLP136 T10221044 51025"]
["PABE","2019-11-01T17:53:00",28.9,23,78.3,20,10,0,30.03,1017.3,10,"M","BKN","OVC","M","M",1300,2100,"M","M","M","M","M","M","M","M","M",19.08,"PABE 020153Z 02010KT 10SM BKN013 OVC021 M02/M05 A3003 RMK AO2 SLP173 T10171050"]
["PABE","2019-11-02T02:53:00",27,24.1,88.65,20,14,0,30.19,1022.7,10,21,"OVC","M","M","M",700,"M","M","M","M","M","M","M","M","M","M",14.72,"PABE 021053Z 02014G21KT 10SM OVC007 M03/M04 A3019 RMK AO2 SLP227 T10281044"]
["PABE","2019-11-02T16:53:00",27,17.1,65.84,30,13,0,30.24,1024.1,10,24,"CLR","M","M","M","M","M","M","M","M","M","M","M","M","M","M",15.16,"PABE 030053Z 03013G24KT 10SM CLR M03/M08 A3024 RMK AO2 SLP241 T10281083"]
["PABE","2019-11-02T21:53:00",21.9,17.1,81.46,20,16,0,30.25,1024.6,10,"M","CLR","M","M","M","M","M","M","M","M","M","M","M","M","M","M",7.25,"PABE 030553Z 02016KT 10SM CLR M06/M08 A3025 RMK AO2 SLP246 T10561083 11022 21061 50000"]
["PABE","2019-11-03T08:53:00",17.1,12,80.01,30,17,0,30.21,1023.4,10,22,"CLR","M","M","M","M","M","M","M","M","M","M","M","M","M","M",0.56,"PABE 031753Z 03017G22KT 10SM CLR M08/M11 A3021 RMK AO2 SLP234 T10831111 11072 21083 55000"]
["PABE","2019-11-03T23:53:00",16,10.9,79.92,20,19,0,30.14,1020.9,10,26,"CLR","M","M","M","M","M","M","M","M","M","M","M",26,20,"2019-11-03T23:47:00",-1.72,"PABE 040853Z 02019G26KT 10SM CLR M09/M12 A3014 RMK AO2 PK WND 02026/0847 SLP209 T10891117 410441089 57003"]
["PABE","2019-11-04T07:53:00",12.9,7,76.82,20,17,0,30.1,1019.5,10,26,"CLR","M","M","M","M","M","M","M","M","M","M","M",27,30,"2019-11-04T07:11:00",-4.95,"PABE 041653Z 02017G26KT 10SM CLR M11/M14 A3010 RMK AO2 PK WND 03027/1611 SLP195 T11061139"]
["PABE","2019-11-04T16:53:00",18,9,67.33,20,19,0,30.05,1018,10,26,"SCT","M","M","M",12000,"M","M","M","M","M","M","M",28,30,"2019-11-04T16:27:00",0.92,"PABE 050153Z 02019G26KT 10SM SCT120 M08/M13 A3005 RMK AO2 PK WND 03028/0127 SLP180 T10781128"]
["PABE","2019-11-05T04:25:00",23,21,91.9,30,15,0.01,29.95,"M",10,19,"FEW","OVC","M","M",800,5000,"M","M",{"$f":"-FZRA","v":{"$error":"#NAME?"}},0.02,"M","M","M","M","M",9.11,"PABE 051325Z AUTO 03015G19KT 10SM -FZRA FEW008 OVC050 M05/M06 A2995 RMK AO2 P0001 I1002 T10501061 TSNO"]
["PABE","2019-11-05T06:53:00",24.1,21.9,91.17,30,16,0.03,29.92,1013.3,8,"M","OVC","M","M","M",500,"M","M","M",{"$error":"#NAME?"},0.03,"M","M","M","M","M",10.12,"PABE 051553Z 03016KT 8SM -FZRA OVC005 M04/M06 A2992 RMK AO2 SLP133 P0003 I1003 T10441056"]
["PABE","2019-11-05T17:53:00",30,28.9,95.61,30,15,0.04,29.74,1007.2,9,"M","OVC","M","M","M",500,"M","M","M",{"$error":"#NAME?"},0.03,0.09,"M","M","M","M",18.19,"PABE 060253Z 03015KT 9SM -FZRA OVC005 M01/M02 A2974 RMK AO2 SLP072 P0004 60011 I1003 I3009 T10111017 58012"]
["PABE","2019-11-06T04:34:00",32,30.9,95.65,30,10,0.01,29.66,"M",10,"M","SCT","BKN","OVC","M",6000,7000,8500,"M","M",0.01,"M","M","M","M","M",22.97,"PABE 061334Z AUTO 03010KT 10SM SCT060 BKN070 OVC085 00/M01 A2966 RMK AO2 UPB11E12FZRAE1257B12E28 P0001 I1001 T00001006 TSNO"]
["PABE","2019-11-06T07:17:00",32,30.9,95.65,30,10,"T",29.64,"M",10,"M","BKN","OVC","M","M",4800,7000,"M","M","M","T","M","M","M","M","M",22.97,"PABE 061617Z 03010KT 10SM BKN048 OVC070 00/M01 A2964 RMK AO2 FZRAE11 P0000 I1000 T00001006"]
["PABE","2019-11-06T15:53:00",33.1,32,95.67,20,11,0,29.57,1001.5,10,"M","FEW","OVC","M","M",8000,12000,"M","M","M","M","M","M","M","M","M",23.86,"PABE 070053Z 02011KT 10SM FEW080 OVC120 01/00 A2957 RMK AO2 SLP015 T00060000"]
["PABE","2019-11-07T00:12:00",32,30.9,95.65,20,9,"T",29.58,"M",6,"M","OVC","M","M","M",2600,"M","M","M",{"$f":"-FZRA BR","v":{"$error":"#NAME?"}},"T","M","M","M","M","M",23.51,"PABE 070912Z 02009KT 6SM -FZRA BR OVC026 00/M01 A2958 RMK AO2 UPB02E06FZRAB06 P0000 I1000 T00001006"]
["PABE","2019-11-07T02:24:00",30.9,30,96.41,20,12,0.01,29.57,"M",3,"M","BKN","OVC","M","M",1800,2300,"M","M","BR",0.02,"M","M","M","M","M",20.6,"PABE 071124Z 02012KT 3SM BR BKN018 OVC023 M01/M01 A2957 RMK AO2 FZRAE24 P0001 I1002 T10061011"]
["PABE","2019-11-07T07:55:00",30,28.9,95.61,30,12,"T",29.57,"M",0.5,"M","OVC","M","M","M",500,"M","M","M",{"$f":"-FZRA FZFG","v":{"$error":"#NAME?"}},"T","M","M","M","M","M",19.46,"PABE 071655Z 03012KT 1/2SM R19R/P6000FT -FZRA FZFG OVC005 M01/M02 A2957 RMK AO2 P0000 I1000 T10111017"]
["PABE","2019-11-07T08:53:00",28.9,28,96.38,30,14,0.02,29.57,1001.6,5,"M","OVC","M","M","M",600,"M","M","M",{"$f":"-FZRA","v":{"$error":"#NAME?"}},0.06,"M",0.08,"M","M","M",17.17,"PABE 071753Z 03014KT 5SM -FZRA OVC006 M02/M02 A2957 RMK AO2 UPB43E44FZRAE43B45 SLP016 P0002 60003 I1006 I6008 T10171022 11006 21017 56001"]
["PABE","2019-11-07T17:07:00",30,28.9,95.61,20,14,"T",29.55,"M",3,"M","OVC","M","M","M",400,"M","M","M",{"$error":"#NAME?"},"T","M","M","M","M","M",18.58,"PABE 080207Z 02014KT 3SM -FZRA OVC004 M01/M02 A2955 RMK AO2 P0000 I1000 T10111017"]
["PABE","2019-11-07T21:40:00",30.9,30,96.41,30,9,"T",29.56,"M",7,"M","BKN","OVC","M","M",400,1000,"M","M",{"$f":"-FZRA","v":{"$error":"#NAME?"}},0.01,"M","M","M","M","M",22.15,"PABE 080640Z 03009KT 7SM -FZRA BKN004 OVC010 M01/M01 A2956 RMK AO2 P0000 I1001 T10061011"]
["PABE","2019-11-08T09:53:00",33.1,32,95.67,50,7,0,29.69,1005.4,10,"M","FEW","OVC","M","M",4100,5000,"M","M","M","M","M","M","M","M","M",26.12,"PABE 081853Z 05007KT 10SM FEW041 OVC050 01/00 A2969 RMK AO2 SLP054 T00060000"]
["PABE","2019-11-08T16:53:00",33.1,32,95.67,20,8,0,29.76,1008.1,10,"M","OVC","M","M","M",6000,"M","M","M","M","M","M","M","M","M","M",25.47,"PABE 090153Z 02008KT 10SM OVC060 01/00 A2976 RMK AO2 SLP081 T00060000"]
["PABE","2019-11-09T02:53:00",28.9,27,92.49,20,11,0,29.84,1010.8,10,"M","CLR","M","M","M","M","M","M","M","M","M","M","M","M","M","M",18.55,"PABE 091153Z 02011KT 10SM CLR M02/M03 A2984 RMK AO2 SLP108 T10171028 10000 21017 51003"]
["PABE","2019-11-09T07:53:00",23,19.9,87.7,30,9,0,29.87,1011.7,10,"M","CLR","M","M","M","M","M","M","M","M","M","M","M","M","M","M",12.32,"PABE 091653Z 03009KT 10SM CLR M05/M07 A2987 RMK AO2 SLP117 T10501067"]
["PABE","2019-11-10T03:53:00",24.1,21.9,91.17,20,9,0,29.84,1010.6,10,"M","CLR","M","M","M","M","M","M","M","M","M","M","M","M","M","M",13.69,"PABE 101253Z 02009KT 10SM CLR M04/M06 A2984 RMK AO2 SLP106 T10441056 $"]
["PABE","2019-11-10T09:53:00",35.1,33.1,92.32,40,6,0,29.79,1009,10,"M","FEW","SCT","M","M",7500,9000,"M","M","M","M","M","M","M","M","M",29.26,"PABE 101853Z 04006KT 10SM FEW075 SCT090 02/01 A2979 RMK AO2 SLP090 T00170006 $"]
["PABE","2019-11-10T13:53:00",37.9,34,85.69,50,8,0,29.77,1008.1,10,"M","CLR","M","M","M","M","M","M","M","M","M","M","M","M","M","M",31.38,"PABE 102253Z 05008KT 10SM CLR 03/01 A2977 RMK AO2 SLP081 T00330011 $"]
["PABE","2019-11-11T02:53:00",41,36,82.22,100,8,0,29.75,1007.5,10,"M","OVC","M","M","M",4400,"M","M","M","M","M","M","M","M","M","M",35.2,"PABE 111153Z 10008KT 10SM OVC044 05/02 A2975 RMK AO2 SLP075 60000 70003 T00500022 10050 20039 58003 $"]
["PABE","2019-11-11T15:53:00",39.9,37,89.27,80,5,"T",29.68,1005.3,10,"M","BKN","OVC","M","M",7500,9000,"M","M","M","M","M","M","M","M","M",35.78,"PABE 120053Z AUTO 08005KT 10SM BKN075 OVC090 04/03 A2968 RMK AO2 RAE33 SLP053 P0000 T00440028 $"]
["PABE","2019-11-11T23:53:00",30,28,92.15,10,9,0,29.66,1004.7,10,"M","SCT","M","M","M",8500,"M","M","M","M","M","M","M","M","M","M",21.03,"PABE 120853Z 01009KT 10SM SCT085 M01/M02 A2966 RMK AO2 SLP047 T10111022 400501011 58004 $"]
["PABE","2019-11-12T10:53:00",23,19.9,87.7,20,14,0,29.56,1001.3,10,"M","SCT","M","M","M",10000,"M","M","M","M","M","M","M","M","M","M",9.56,"PABE 121953Z 02014KT 10SM SCT100 M05/M07 A2956 RMK AO2 SLP013 T10501067 $"]
["PABE","2019-11-12T22:53:00",24.1,18,77.21,40,26,0,29.44,997.3,10,33,"CLR","M","M","M","M","M","M","M","M","M","M","M",35,30,"2019-11-12T22:03:00",6.84,"PABE 130753Z 04026G33KT 10SM CLR M04/M08 A2944 RMK AO2 PK WND 03035/0703 SLP973 T10441078 $"]
["PABE","2019-11-13T13:53:00",12.9,3.9,66.67,30,26,0,29.41,996.2,10,37,"SCT","M","M","M",8000,"M","M","M","M","M","M","M",37,30,"2019-11-13T13:44:00",-8.37,"PABE 132253Z 03026G37KT 10SM SCT080 M11/M16 A2941 RMK AO2 PK WND 03037/2244 SLP962 T11061156 $"]
["PABE","2019-11-14T00:53:00",7,-2,65.89,20,27,0,29.24,990.3,10,39,"CLR","M","M","M","M","M","M","M","M","M","M","M",42,20,"2019-11-14T00:15:00",-16.73,"PABE 140953Z 02027G39KT 10SM CLR M14/M19 A2924 RMK AO2 PK WND 02042/0915 SLP903 T11391189 $"]
["PABE","2019-11-14T06:53:00",9,3.9,79.31,20,25,"T",29.09,985.3,4,35,"OVC","M","M","M",1500,"M","M","M",{"$f":"-SN","v":{"$error":"#NAME?"}},"M","M","M",35,20,"2019-11-14T06:49:00",-13.33,"PABE 141553Z 02025G35KT 4SM -SN OVC015 M13/M16 A2909 RMK AO2 PK WND 02035/1549 SLP853 P0000 T11281156 $"]
["PABE","2019-11-14T08:53:00",10,6.1,83.87,30,20,0.02,29.06,984.2,2.5,27,"OVC","M","M","M",1800,"M","M","M",{"$f":"-SN BR","v":{"$error":"#NAME?"}},"M","M","M",31,20,"2019-11-14T08:01:00",-10.08,"PABE 141753Z 03020G27KT 2 1/2SM -SN BR OVC018 M12/M14 A2906 RMK AO2 PK WND 02031/1701 SLP842 P0002 60003 T11221144 11122 21133 56018 $"]
["PABE","2019-11-14T14:53:00",16,8.1,70.5,30,22,"T",29.04,983.6,9,28,"OVC","M","M","M",6500,"M","M","M","M","M","M","M",30,30,"2019-11-14T13:55:00",-2.85,"PABE 142353Z 03022G28KT 9SM OVC065 M09/M13 A2904 RMK AO2 PK WND 03030/2255 SNB01E03B22E51 SLP836 P0000 60001 T10891133 11089 21122 58003 $"]
["PABE","2019-11-15T00:53:00",12,6.1,76.73,30,18,0,29.15,987.3,10,26,"CLR","M","M","M","M","M","M","M","M","M","M","M",27,30,"2019-11-15T00:32:00",-6.58,"PABE 150953Z 03018G26KT 10SM CLR M11/M14 A2915 RMK AO2 PK WND 03027/0932 SLP873 T11111144 $"]
["PABE","2019-11-15T07:53:00",12,7,79.93,30,15,0,29.16,987.8,10,"M","CLR","M","M","M","M","M","M","M","M","M","M","M","M","M","M",-5.15,"PABE 151653Z 03015KT 10SM CLR M11/M14 A2916 RMK AO2 SLP878 T11111139 $"]
["PABE","2019-11-15T22:53:00",10.9,3,69.89,20,20,0,29.21,989.3,10,32,"CLR","M","M","M","M","M","M","M","M","M","M","M",33,20,"2019-11-15T22:41:00",-8.89,"PABE 160753Z 02020G32KT 10SM CLR M12/M16 A2921 RMK AO2 PK WND 02033/0741 SLP893 T11171161 $"]
["PABE","2019-11-16T09:12:00",9,1.9,72.3,20,17,"T",29.29,"M",2.5,25,"OVC","M","M","M",2700,"M","M","M",{"$f":"-SN","v":{"$error":"#NAME?"}},"M","M","M",26,20,"2019-11-16T09:01:00",-10.06,"PABE 161812Z 02017G25KT 2 1/2SM -SN OVC027 M13/M17 A2929 RMK AO2 PK WND 02026/1801 P0000 T11281167 $"]
["PABE","2019-11-16T10:05:00",8.1,1,72.2,30,20,0,29.3,"M",10,26,"OVC","M","M","M",2900,"M","M","M","M","M","M","M",26,30,"2019-11-16T10:03:00",-12.6,"PABE 161905Z 03020G26KT 10SM OVC029 M13/M17 A2930 RMK AO2 PK WND 03026/1903 T11331172 $"]
["PABE","2019-11-17T02:32:00",8.1,3.9,82.58,350,8,0,29.44,"M",8,"M","OVC","M","M","M",1400,"M","M","M","M","M","M","M","M","M","M",-5.33,"PABE 171132Z 35008KT 8SM OVC014 M13/M16 A2944 RMK AO2 T11331156 $"]
["PABE","2019-11-17T05:53:00",8.1,5,86.86,350,6,"T",29.47,998.3,7,"M","BKN","OVC","M","M",1300,1900,"M","M",{"$f":"-SN","v":{"$error":"#NAME?"}},"M","M","M","M","M","M",-3.25,"PABE 171453Z AUTO 35006KT 7SM -SN BKN013 OVC019 M13/M15 A2947 RMK AO2 SLP983 P0000 60000 T11331150 51011 TSNO $"]
["PABE","2019-11-17T08:44:00",8.1,5,86.86,340,7,"T",29.51,"M",4,"M","SCT","OVC","M","M",1200,1800,"M","M",{"$f":"-SN BR","v":{"$error":"#NAME?"}},"M","M","M","M","M","M",-4.35,"PABE 171744Z 34007KT 4SM -SN BR SCT012 OVC018 M13/M15 A2951 RMK AO2 P0000 T11331150 $"]
["PABE","2019-11-17T15:53:00",10,5,79.76,350,6,0,29.63,1003.6,10,"M","OVC","M","M","M",1500,"M","M","M","M","M","M","M","M","M","M",-0.97,"PABE 180053Z 35006KT 10SM OVC015 M12/M15 A2963 RMK AO2 SLP036 T11221150 $"]
["PABE","2019-11-18T05:53:00",-0.9,-5.1,81.87,20,9,0,29.76,1007.9,10,"M","CLR","M","M","M","M","M","M","M","M","M","M","M","M","M","M",-17.4,"PABE 181453Z AUTO 02009KT 10SM CLR M18/M21 A2976 RMK AO2 SLP079 T11831206 58002 TSNO $"]
["PABE","2019-11-18T11:53:00",3,-2,79.14,30,16,0,29.74,1007.3,10,"M","CLR","M","M","M","M","M","M","M","M","M","M","M","M","M","M",-17.38,"PABE 182053Z 03016KT 10SM CLR M16/M19 A2974 RMK AO2 SLP073 T11611189 55002 $"]
["PABE","2019-11-18T22:53:00",7,1.9,79.13,30,17,"T",29.5,999.3,10,24,"CLR","M","M","M","M","M","M","M","M","M","M","M",27,40,"2019-11-18T22:38:00",-12.68,"PABE 190753Z 03017G24KT 10SM CLR M14/M17 A2950 RMK AO2 PK WND 04027/0738 SNB03E12 SLP993 P0000 T11391167 $"]
["PABE","2019-11-19T07:55:00",9,6.1,87.71,30,27,"T",29,"M",1.25,35,"OVC","M","M","M",1500,"M","M","M","SN BLSN","M","M","M",35,40,"2019-11-19T07:55:00",-14,"PABE 191655Z 03027G35KT 1 1/4SM R19R/4500VP6000FT SN BLSN OVC015 M13/M14 A2900 RMK AO2 PK WND 04035/1655 PRESFR P0000 T11281144 $"]
["PABE","2019-11-19T11:18:00",10,8.1,91.82,40,27,"T",28.83,"M",0.5,35,"BKN","OVC","M","M",600,1700,"M","M","SN BLSN","M","M","M",37,40,"2019-11-19T11:08:00",-12.64,"PABE 192018Z 04027G35KT 1/2SM R19R/3500V5500FT SN BLSN BKN006 OVC017 M12/M13 A2883 RMK AO2 PK WND 04037/2008 P0000 T11221133 $"]
["PABE","2019-11-19T12:48:00",14,10.4,85.28,50,20,0.02,28.8,"M",1.5,29,"BKN","BKN","OVC","M",1500,2200,3500,"M","SN BLSN","M","M","M",35,50,"2019-11-19T12:02:00",-4.77,"PABE 192148Z 05020G29KT 1 1/2SM SN BLSN BKN015 BKN022 OVC035 M10/M12 A2880 RMK AO2 PK WND 05035/2102 P0002 $"]
["PABE","2019-11-19T15:53:00",27,25,92.05,60,9,0.04,28.78,974.8,5,"M","OVC","M","M","M",1900,"M","M","M",{"$f":"-FZRA","v":{"$error":"#NAME?"}},0.02,"M","M","M","M","M",17.3,"PABE 200053Z 06009KT 5SM -FZRA OVC019 M03/M04 A2878 RMK AO2 SLP748 P0004 I1002 T10281039"]
["PABE","2019-11-20T07:53:00",18,15.1,88.2,10,10,0,28.83,976.4,10,"M","OVC","M","M","M",6500,"M","M","M","M","M","M","M","M","M","M",5.41,"PABE 201653Z 01010KT 10SM OVC065 M08/M09 A2883 RMK AO2 SLP764 T10781094"]
["PABE","2019-11-20T15:53:00",24.1,21.9,91.17,340,5,0,28.9,979,10,"M","OVC","M","M","M",1000,"M","M","M","M","M","M","M","M","M","M",17.01,"PABE 210053Z 34005KT 10SM OVC010 M04/M06 A2890 RMK AO2 SLP790 T10441056"]
["PABE","2019-11-20T20:40:00",21.9,19.9,91.86,0,0,0,28.93,"M",1.25,"M","BKN","OVC","M","M",500,1300,"M","M","BR",0.02,"M","M","M","M","M","M","PABE 210540Z 00000KT 1 1/4SM R19R/5500VP6000FT BR BKN005 OVC013 M06/M07 A2893 RMK AO2 I1002 T10561067"]
["PABE","2019-11-20T22:04:00",21.9,21,96.26,0,0,0,28.94,"M",1.25,"M","OVC","M","M","M",1000,"M","M","M","BR","M","M","M","M","M","M","M","PABE 210704Z 00000KT 1 1/4SM R19R/5000VP6000FT BR OVC010 M06/M06 A2894 RMK AO2 T10561061"]
["PABE","2019-11-21T03:53:00",28.9,28,96.38,110,5,0,28.89,978.6,10,"M","SCT","M","M","M",4600,"M","M","M","M","M","M","M","M","M","M",22.71,"PABE 211253Z 11005KT 10SM SCT046 M02/M02 A2889 RMK AO2 SLP786 T10171022"]
["PABE","2019-11-21T07:53:00",28.9,26.1,89.12,40,8,0,28.8,975.4,10,"M","BKN","OVC","M","M",4300,7500,"M","M","M","M","M","M","M","M","M",20.29,"PABE 211653Z 04008KT 10SM BKN043 OVC075 M02/M03 A2880 RMK AO2 SLP754 T10171033"]
["PABE","2019-11-21T15:22:00",26.1,26.1,100,360,9,0,28.65,"M",0.75,"M","OVC","M","M","M",200,"M","M","M","BR","T","M","M","M","M","M",16.18,"PABE 220022Z 36009KT 3/4SM R19R/3500V4000FT BR OVC002 M03/M03 A2865 RMK AO2 I1000 T10331033"]
["PABE","2019-11-21T19:33:00",25,24.1,96.31,350,13,0,28.62,"M",2,"M","OVC","M","M","M",200,"M","M","M","BR","T","M","M","M","M","M",12.6,"PABE 220433Z 35013KT 2SM R19R/5500VP6000FT BR OVC002 M04/M04 A2862 RMK AO2 VIS 1 1/4V3 I1000 T10391044"]
["PABE","2019-11-21T22:48:00",26.6,24.8,92.8,360,11,0,28.63,"M",1,"M","VV ","M","M","M",300,"M","M","M","BR",0.02,"M","M","M","M","M",15.64,"PABE 220748Z 36011KT 1SM R19R/5000V6000FT BR VV003 M03/M04 A2863 RMK AO2 I1002"]
["PABE","2019-11-22T06:53:00",24.1,21.9,91.17,290,8,0,28.75,973.7,4,"M","BKN","OVC","M","M",300,1600,"M","M","BR",0.01,"M","M","M","M","M",14.38,"PABE 221553Z AUTO 29008KT 4SM BR BKN003 OVC016 M04/M06 A2875 RMK AO2 SLP737 I1001 T10441056 TSNO $"]
["PABE","2019-11-22T08:53:00",24.1,21.9,91.17,280,10,0,28.8,975.4,2,"M","OVC","M","M","M",300,"M","M","M","BR",0.01,"M",0.11,"M","M","M",13.06,"PABE 221753Z 28010KT 2SM BR OVC003 M04/M06 A2880 RMK AO2 SLP754 I1001 I6011 T10441056 11028 21044 53025 $"]
["PABE","2019-11-22T16:53:00",24.1,21,87.76,230,7,"T",28.97,981.2,10,"M","OVC","M","M","M",1000,"M","M","M","M","M","M","M","M","M","M",15.15,"PABE 230153Z 23007KT 10SM OVC010 M04/M06 A2897 RMK AO2 SNE0058 SLP812 P0000 T10441061 $"]
["PABE","2019-11-22T23:53:00",17.1,15.1,91.68,170,6,"T",29.1,985.5,10,"M","BKN","M","M","M",4700,"M","M","M","M","M","M","M","M","M","M",7.59,"PABE 230853Z 17006KT 10SM BKN047 M08/M09 A2910 RMK AO2 UPB47E48 SLP855 P0000 60000 T10831094 410281083 53017 $"]
["PABE","2019-11-23T06:45:00",19.9,18,92.19,190,5,0.01,29.18,"M",4,"M","BKN","BKN","OVC","M",1100,1800,2300,"M",{"$f":"-SN BR","v":{"$error":"#NAME?"}},"M","M","M","M","M","M",12.03,"PABE 231545Z AUTO 19005KT 4SM -SN BR BKN011 BKN018 OVC023 M07/M08 A2918 RMK AO2 P0001 T10671078 TSNO $"]
["PABE","2019-11-23T07:53:00",16,15.1,96.16,200,8,"T",29.2,989.1,10,"M","SCT","M","M","M",4900,"M","M","M","M","M","M","M","M","M","M",4.4,"PABE 231653Z 20008KT 10SM SCT049 M09/M09 A2920 RMK AO2 UPB03E12SNE03 SLP891 P0000 T10891094 $"]
["PABE","2019-11-23T18:07:00",21.9,21,96.26,310,7,0,29.37,"M",8,"M","BKN","M","M","M",600,"M","M","M","M","M","M","M","M","M","M",12.47,"PABE 240307Z 31007KT 8SM BKN006 M06/M06 A2937 RMK AO2 CIG 003V009 T10561061 $"]
["PABE","2019-11-23T23:53:00",21,19,91.83,290,12,"T",29.57,1001.6,9,"M","OVC","M","M","M",4900,"M","M","M","M","M","M","M","M","M","M",8,"PABE 240853Z 29012KT 9SM OVC049 M06/M07 A2957 RMK AO2 UPB40E46SNE40 SLP016 P0000 60000 T10611072 410441100 53038 $"]
["PABE","2019-11-24T06:53:00",21.9,19.9,91.86,270,14,0,29.87,1011.6,10,"M","SCT","OVC","M","M",6000,8000,"M","M","M","M","M","M","M","M","M",8.14,"PABE 241553Z AUTO 27014KT 10SM SCT060 OVC080 M06/M07 A2987 RMK AO2 SLP116 T10561067 TSNO $"]
["PABE","2019-11-24T16:53:00",16,10.9,79.92,260,10,0,30.26,1024.9,10,"M","CLR","M","M","M","M","M","M","M","M","M","M","M","M","M","M",2.9,"PABE 250153Z 26010KT 10SM CLR M09/M12 A3026 RMK AO2 SLP249 T10891117 $"]
["PABE","2019-11-25T04:53:00",16,10.9,79.92,140,8,0,30.34,1027.7,10,"M","OVC","M","M","M",6500,"M","M","M","M","M","M","M","M","M","M",4.4,"PABE 251353Z AUTO 14008KT 10SM OVC065 M09/M12 A3034 RMK AO2 SLP277 T10891117 TSNO $"]
["PABE","2019-11-25T06:38:00",19,17.1,92.15,120,9,0.02,30.32,"M",2,"M","BKN","OVC","M","M",1000,2000,"M","M",{"$f":"-SN BR","v":{"$error":"#NAME?"}},"M","M","M","M","M","M",7.35,"PABE 251538Z AUTO 12009KT 2SM -SN BR BKN010 OVC020 M07/M08 A3032 RMK AO2 SNB02 P0002 T10721083 TSNO $"]
["PABE","2019-11-25T08:53:00",21.9,19.9,91.86,140,9,"T",30.3,1026.4,10,"M","OVC","M","M","M",1000,"M","M","M","M","M","M","M","M","M","M",10.96,"PABE 251753Z 14009KT 10SM OVC010 M06/M07 A3030 RMK AO2 SNE09 SLP264 P0000 60003 T10561067 11056 21122 58004 $"]
["PABE","2019-11-25T16:06:00",28.9,26.1,89.12,150,17,"T",30.18,"M",2,"M","OVC","M","M","M",800,"M","M","M",{"$f":"-SN BR","v":{"$error":"#NAME?"}},"M","M","M","M","M","M",16.01,"PABE 260106Z 15017KT 2SM -SN BR OVC008 M02/M03 A3018 RMK AO2 SNB02 P0000 T10171033 $"]
["PABE","2019-11-25T19:05:00",30.9,30,96.41,150,25,0.01,30.09,"M",1.25,32,"SCT","OVC","M","M",600,1000,"M","M",{"$f":"-SN BR","v":{"$error":"#NAME?"}},"M","M","M",34,160,"2019-11-25T18:55:00",16.32,"PABE 260405Z 15025G32KT 1 1/4SM -SN BR SCT006 OVC010 M01/M01 A3009 RMK AO2 PK WND 16034/0355 P0001 T10061011 $"]
["PABE","2019-11-26T07:53:00",35.1,33.1,92.32,170,36,0.07,29.89,1012.2,4,43,"BKN","OVC","M","M",800,1200,"M","M",{"$f":"-SN BR","v":{"$error":"#NAME?"}},"M","M","M",43,170,"2019-11-26T07:53:00",19.88,"PABE 261653Z 17036G43KT 4SM -SN BR BKN008 OVC012 02/01 A2989 RMK AO2 PK WND 17043/1653 SLP122 P0007 T00170006 $"]
["PABE","2019-11-26T15:13:00",37,35.1,92.76,180,28,0.01,29.87,"M",3,39,"BKN","OVC","M","M",1200,1700,"M","M",{"$f":"-RA BR","v":{"$error":"#NAME?"}},"M","M","M",39,180,"2019-11-26T15:06:00",23.96,"PABE 270013Z 18028G39KT 3SM -RA BR BKN012 OVC017 03/02 A2987 RMK AO2 PK WND 18039/0006 P0001 T00280017 $"]
["PABE","2019-11-26T18:27:00",37,36,96.13,170,20,0.02,29.84,"M",7,28,"OVC","M","M","M",800,"M","M","M",{"$f":"-SN","v":{"$error":"#NAME?"}},"M","M","M",31,170,"2019-11-26T18:03:00",25.78,"PABE 270327Z 17020G28KT 7SM -SN OVC008 03/02 A2984 RMK AO2 PK WND 17031/0303 RAE27SNB12 P0002 T00280022 $"]
["PABE","2019-11-26T22:02:00",37,37,100,170,17,0.01,29.79,"M",2.5,26,"OVC","M","M","M",600,"M","M","M",{"$f":"-RA BR","v":{"$error":"#NAME?"}},"M","M","M",26,170,"2019-11-26T21:56:00",26.63,"PABE 270702Z 17017G26KT 2 1/2SM -RA BR OVC006 03/03 A2979 RMK AO2 PK WND 17026/0656 RAB01SNE01 P0001 T00280028 $"]
["PABE","2019-11-27T02:29:00",36,36,100,210,6,0.07,29.73,"M",5,"M","OVC","M","M","M",1500,"M","M","M","RA BR","M","M","M","M","M","M",30.35,"PABE 271129Z 21006KT 5SM RA BR OVC015 02/02 A2973 RMK AO2 P0007 T00220022 $"]
["PABE","2019-11-27T07:01:00",32,30.9,95.65,340,9,0.01,29.59,"M",3,"M","OVC","M","M","M",1100,"M","M","M",{"$f":"-SN BR","v":{"$error":"#NAME?"}},"M","M","M","M","M","M",23.51,"PABE 271601Z 34009KT 3SM -SN BR OVC011 00/M01 A2959 RMK AO2 P0001 T00001006 $"]
["PABE","2019-11-27T10:53:00",30.9,30,96.41,340,12,"T",29.47,998.1,2,"M","OVC","M","M","M",500,"M","M","M","BR","T","M","M","M","M","M",20.6,"PABE 271953Z 34012KT 2SM BR OVC005 M01/M01 A2947 RMK AO2 SNE37 SLP981 P0000 I1000 T10061011"]
["PABE","2019-11-27T18:53:00",28,27,95.97,290,12,0,29.46,997.8,10,22,"OVC","M","M","M",400,"M","M","M","M","M","M","M","M","M","M",16.91,"PABE 280353Z 29012G22KT 10SM OVC004 M02/M03 A2946 RMK AO2 SLP978 T10221028"]
["PABE","2019-11-28T00:38:00",25,24.1,96.31,280,9,0,29.61,"M",2,"M","OVC","M","M","M",200,"M","M","M","BR","T","M","M","M","M","M",14.81,"PABE 280938Z 28009KT 2SM R19R/4000VP6000FT BR OVC002 M04/M04 A2961 RMK AO2 I1000 T10391044"]
["PABE","2019-11-28T12:53:00",21,19.9,95.43,250,8,0,29.75,1007.7,10,"M","CLR","M","M","M","M","M","M","M","M",0.01,"M","M","M","M","M",10.56,"PABE 282153Z 25008KT 10SM CLR M06/M07 A2975 RMK AO2 SLP077 I1001 T10611067"]
["PABE","2019-11-28T13:53:00",19.9,19,96.23,250,6,0,29.75,1007.5,10,"M","CLR","M","M","M","M","M","M","M","M",0.01,"M","M","M","M","M",10.96,"PABE 282253Z 25006KT 10SM CLR M07/M07 A2975 RMK AO2 SLP075 I1001 T10671072"]
["PABE","2019-11-28T21:11:00",12,10,91.49,320,5,0,29.81,"M",2.5,"M","OVC","M","M","M",200,"M","M","M","BR",0.01,"M","M","M","M","M",2.64,"PABE 290611Z 32005KT 2 1/2SM BR OVC002 M11/M12 A2981 RMK AO2 I1001 T11111122"]
["PABE","2019-11-28T22:53:00",14,10.9,87.2,330,8,0,29.83,1010.3,2.5,"M","OVC","M","M","M",300,"M","M","M","BR",0.01,"M","M","M","M","M",1.94,"PABE 290753Z 33008KT 2 1/2SM BR OVC003 M10/M12 A2983 RMK AO2 SLP103 I1001 T11001117"]
["PABE","2019-11-29T01:53:00",12.9,10,87.92,360,7,0,29.81,1009.7,5,"M","OVC","M","M","M",200,"M","M","M","BR",0.01,"M","M","M","M","M",1.5,"PABE 291053Z 36007KT 5SM BR OVC002 M11/M12 A2981 RMK AO2 SLP097 I1001 T11061122"]
["PABE","2019-11-29T06:20:00",7,3.9,86.8,0,0,0,29.79,"M",1.75,"M","OVC","M","M","M",200,"M","M","M","BR","M","M","M","M","M","M","M","PABE 291520Z AUTO 00000KT 1 3/4SM R19R/5500VP6000FT BR OVC002 M14/M16 A2979 RMK AO2 T11391156 TSNO"]
["PABE","2019-11-29T07:58:00",6.1,3,86.74,20,4,0,29.78,"M",2.5,"M","BKN","M","M","M",300,"M","M","M","BR","M","M","M","M","M","M",-2.82,"PABE 291658Z 02004KT 2 1/2SM R19R/5000VP6000FT BR BKN003 M14/M16 A2978 RMK AO2 T11441161"]
["PABE","2019-11-29T11:35:00",10,7,87.37,30,3,0,29.73,"M",0.25,"M","VV ","M","M","M",200,"M","M","M","FZFG","M","M","M","M","M","M",3.54,"PABE 292035Z 03003KT 1/4SM R19R/1400V1600FT FZFG VV002 M12/M14 A2973 RMK AO2 T11221139"]
["PABE","2019-11-29T19:53:00",17.1,14,87.38,80,7,0,29.56,1001.2,10,"M","OVC","M","M","M",9000,"M","M","M","M","T","M","M","M","M","M",6.62,"PABE 300453Z 08007KT 10SM OVC090 M08/M10 A2956 RMK AO2 SLP012 I1000 T10831100"]
["PABE","2019-11-30T02:35:00",21.9,19,88.4,340,5,"T",29.49,"M",3,"M","FEW","BKN","OVC","M",800,1500,6500,"M",{"$f":"-SN BR","v":{"$error":"#NAME?"}},"M","M","M","M","M","M",14.4,"PABE 301135Z 34005KT 3SM -SN BR FEW008 BKN015 OVC065 M06/M07 A2949 RMK AO2 UPE13SNB13 P0000 T10561072"]
["PABE","2019-11-30T02:53:00",21.9,19,88.4,290,5,"T",29.5,999,3,"M","FEW","FEW","OVC","M",1100,1800,3300,"M",{"$f":"-SN BR","v":{"$error":"#NAME?"}},"M","M",0.01,"M","M","M",14.4,"PABE 301153Z 29005KT 3SM -SN BR FEW011 FEW018 OVC033 M06/M07 A2950 RMK AO2 UPE13SNB13 SLP990 P0000 60003 70003 I6001 T10561072 11050 21083 53001"]
["PABE","2019-11-30T15:53:00",23,21,91.9,160,7,0.01,29.69,1005.7,10,"M","CLR","M","M","M","M","M","M","M","M","M","M","M","M","M","M",13.81,"PABE 010053Z 16007KT 10SM CLR M05/M06 A2969 RMK AO2 UPB2354E2358SNE2354 SLP057 P0001 T10501061"]
["PABE","2019-11-30T20:53:00",18,15.1,88.2,120,4,0,29.65,1004.3,10,"M","CLR","M","M","M","M","M","M","M","M","T","M","T","M","M","M",11.07,"PABE 010553Z 12004KT 10SM CLR M08/M09 A2965 RMK AO2 SLP043 60001 I1000 I6000 T10781094 11039 21089 58013"]
["PABE","2019-12-01T01:02:00",15.1,12,87.27,20,5,0,29.62,"M",4,"M","BKN","M","M","M",3300,"M","M","M","BR","M","M","M","M","M","M",6.32,"PABE 011002Z 02005KT 4SM BR BKN033 M09/M11 A2962 RMK AO2 T10941111"]
["PABE","2019-12-01T08:53:00",17.1,14,87.38,10,9,0,29.51,999.7,10,"M","CLR","M","M","M","M","M","M","M","M","T","M","T","M","M","M",4.99,"PABE 011753Z 01009KT 10SM CLR M08/M10 A2951 RMK AO2 SLP997 60000 I1000 I6000 T10831100 11083 21100 56009"]
["PABE","2019-12-01T13:53:00",15.1,12.9,90.81,340,8,0,29.55,1000.9,7,"M","BKN","M","M","M",200,"M","M","M","M",0.02,"M","M","M","M","M",3.3,"PABE 012253Z 34008KT 7SM BKN002 M09/M11 A2955 RMK AO2 SLP009 I1002 T10941106"]
["PABE","2019-12-01T23:03:00",5,1.9,86.68,260,5,0,29.62,"M",9,"M","FEW","M","M","M",100,"M","M","M","M","M","M","M","M","M","M",-5.67,"PABE 020803Z 26005KT 9SM FEW001 M15/M17 A2962 RMK AO2 T11501167"]
["PABE","2019-12-02T03:02:00",3.9,0,83.42,210,4,0,29.66,"M",6,"M","SCT","M","M","M",300,"M","M","M","BR","M","M","M","M","M","M",-5.39,"PABE 021202Z 21004KT 6SM BR SCT003 M16/M18 A2966 RMK AO2 T11561178"]
["PABE","2019-12-02T04:19:00",9,5,83.41,0,0,0,29.66,"M",2,"M","OVC","M","M","M",300,"M","M","M","BR","T","M","M","M","M","M","M","PABE 021319Z 00000KT 2SM BR OVC003 M13/M15 A2966 RMK AO2 I1000 T11281150"]
["PABE","2019-12-02T06:11:00",10,7,87.37,200,3,0,29.67,"M",2,"M","CLR","M","M","M","M","M","M","M","BR","M","M","M","M","M","M",3.54,"PABE 021511Z AUTO 20003KT 2SM BR CLR M12/M14 A2967 RMK AO2 T11221139 TSNO"]
["PABE","2019-12-02T11:53:00",3,0,86.96,0,0,0,29.72,1006.7,2,"M","OVC","M","M","M",300,"M","M","M","BR","M","T","M","M","M","M","M","PABE 022053Z 00000KT 2SM R19R/2600V3000FT BR OVC003 M16/M18 A2972 RMK AO2 SLP067 60000 I3000 T11611178 51003 $"]
["PABE","2019-12-02T14:24:00",8.1,5,86.86,0,0,0,29.73,"M",0.75,"M","VV ","M","M","M",100,"M","M","M","BR","M","M","M","M","M","M","M","PABE 022324Z 00000KT 3/4SM R19R/P6000FT BR VV001 M13/M15 A2973 RMK AO2 T11331150 $"]
["PABE","2019-12-02T19:53:00",3.9,1,87.42,40,6,0,29.74,1007.6,10,"M","CLR","M","M","M","M","M","M","M","VCFG","T","M","M","M","M","M",-8.31,"PABE 030453Z 04006KT 10SM VCFG CLR M16/M17 A2974 RMK AO2 SLP076 I1000 T11561172 $"]
["PABE","2019-12-03T10:53:00",1,-2.9,83.21,20,5,0,29.93,1013.7,10,"M","CLR","M","M","M","M","M","M","M","VCFG","M","M","M","M","M","M",-10.42,"PABE 031953Z 02005KT 10SM VCFG CLR M17/M19 A2993 RMK AO2 SLP137 T11721194"]
["PABE","2019-12-03T17:53:00",3,-0.9,83.36,10,8,0,30.05,1017.8,10,"M","CLR","M","M","M","M","M","M","M","M","M","M","M","M","M","M",-11.61,"PABE 040253Z 01008KT 10SM CLR M16/M18 A3005 RMK AO2 SLP178 T11611183 53017"]
["PABE","2019-12-04T03:53:00",-4,-9,78.48,30,5,0,30.14,1021.1,10,"M","CLR","M","M","M","M","M","M","M","M","M","M","M","M","M","M",-16.36,"PABE 041253Z 03005KT 10SM CLR M20/M23 A3014 RMK AO2 SLP211 T12001228"]
["PABE","2019-12-04T19:53:00",5,1.9,86.68,50,7,0,29.85,1011.3,10,"M","OVC","M","M","M",10000,"M","M","M","M","M","M","M","M","M","M",-8.13,"PABE 050453Z 05007KT 10SM OVC100 M15/M17 A2985 RMK AO2 SLP113 T11501167"]
["PABE","2019-12-04T20:53:00",7,3,83.27,50,9,0,29.83,1010.5,10,"M","OVC","M","M","M",8500,"M","M","M","M","M","M","M","M","M","M",-7.57,"PABE 050553Z 05009KT 10SM OVC085 M14/M16 A2983 RMK AO2 SLP105 T11391161 11139 21172 56027"]
["PABE","2019-12-05T07:53:00",14,10.9,87.2,40,11,"T",29.56,1001.2,4,"M","BKN","OVC","M","M",2900,8500,"M","M",{"$f":"-SN BR","v":{"$error":"#NAME?"}},"M","M","M","M","M","M",-0.28,"PABE 051653Z 04011KT 4SM -SN BR BKN029 OVC085 M10/M12 A2956 RMK AO2 SNE10B33 SLP012 P0000 T11001117"]
["PABE","2019-12-05T10:21:00",12.9,9,84.07,40,13,"T",29.56,"M",7,"M","BKN","OVC","M","M",3100,7000,"M","M","M","M","M","M","M","M","M",-2.9,"PABE 051921Z 04013KT 7SM BKN031 OVC070 M11/M13 A2956 RMK AO2 SNEMM P0000 T11061128 $"]
["PABE","2019-12-05T13:55:00",14,10.9,87.2,40,12,"T",29.56,"M",0.75,"M","VV ","M","M","M",1800,"M","M","M",{"$f":"-SN BR","v":{"$error":"#NAME?"}},"M","M","M","M","M","M",-0.91,"PABE 052255Z 04012KT 3/4SM R19R/4000VP6000FT -SN BR VV018 M10/M12 A2956 RMK AO2 P0000 T11001117 $"]
["PABE","2019-12-05T22:53:00",10.9,8.1,88.21,20,9,0,29.54,1000.6,10,"M","BKN","OVC","M","M",1000,2600,"M","M","M","M","M","M","M","M","M",-2.72,"PABE 060753Z 02009KT 10SM BKN010 OVC026 M12/M13 A2954 RMK AO2 SLP006 T11171133 $"]
["PABE","2019-12-06T02:53:00",8.1,5,86.86,30,15,0,29.48,998.7,10,"M","SCT","BKN","BKN","M",2800,3300,4000,"M","M","M","M",0.01,"M","M","M",-10.2,"PABE 061153Z 03015KT 10SM SCT028 BKN033 BKN040 M13/M15 A2948 RMK AO2 SLP987 70007 I6001 T11331150 11106 21133 58016 $"]
["PABE","2019-12-06T15:30:00",21,19.9,95.43,40,15,0.01,29.08,"M",0.75,"M","VV ","M","M","M",2000,"M","M","M",{"$f":"-SN BR","v":{"$error":"#NAME?"}},"M","M","M","M","M","M",6.52,"PABE 070030Z 04015KT 3/4SM R19R/5000VP6000FT -SN BR VV020 M06/M07 A2908 RMK AO2 P0001 T10611067"]
["PABE","2019-12-06T19:53:00",26.1,24.1,92.01,50,16,"T",28.95,980.4,10,"M","OVC","M","M","M",4000,"M","M","M","M","M","M","M","M","M","M",12.73,"PABE 070453Z 05016KT 10SM OVC040 M03/M04 A2895 RMK AO2 SNE0355 SLP804 P0000 T10331044"]
["PABE","2019-12-07T01:53:00",34,30,85.11,50,13,0.04,28.81,975.7,10,"M","OVC","M","M","M",4600,"M","M","M",{"$f":"-RA","v":{"$error":"#NAME?"}},"M","M","M","M","M","M",24.13,"PABE 071053Z 05013KT 10SM -RA OVC046 01/M01 A2881 RMK AO2 SLP757 P0004 T00111011"]
["PABE","2019-12-07T12:53:00",36,30.9,81.53,150,22,0,28.85,977,10,32,"BKN","OVC","M","M",3000,3800,"M","M","M","M","M","M",32,150,"2019-12-07T12:53:00",23.93,"PABE 072153Z 15022G32KT 10SM BKN030 OVC038 02/M01 A2885 RMK AO2 PK WND 15032/2153 SLP770 T00221006"]
["PABE","2019-12-07T22:53:00",32,28,84.98,160,12,0,29.1,985.7,10,"M","FEW","M","M","M",3900,"M","M","M","M","M","M","M","M","M","M",22,"PABE 080753Z 16012KT 10SM FEW039 00/M02 A2910 RMK AO2 SLP857 T00001022"]
["PABE","2019-12-08T14:53:00",30.9,24.1,75.59,70,7,0,29.5,999.2,10,"M","CLR","M","M","M","M","M","M","M","M","M","M","M","M","M","M",23.44,"PABE 082353Z 07007KT 10SM CLR M01/M04 A2950 RMK AO2 SLP992 T10061044 10006 21033 53005"]
["PABE","2019-12-08T19:53:00",26.1,21.9,83.89,10,10,0,29.37,994.9,10,"M","CLR","M","M","M","M","M","M","M","M","M","M","M","M","M","M",15.57,"PABE 090453Z 01010KT 10SM CLR M03/M06 A2937 RMK AO2 SLP949 T10331056"]
["PABE","2019-12-09T03:53:00",26.1,21.9,83.89,30,19,"T",28.85,977.1,10,28,"OVC","M","M","M",8000,"M","M","M","M","M","M","M",35,30,"2019-12-09T03:20:00",11.63,"PABE 091253Z 03019G28KT 10SM OVC080 M03/M06 A2885 RMK AO2 PK WND 03035/1220 SNE38 SLP771 P0000 T10331056"]
["PABE","2019-12-09T10:53:00",39,32,75.75,50,16,0,28.56,967.4,10,"M","FEW","M","M","M",12000,"M","M","M","M","M","M","M",27,70,"2019-12-09T09:55:00",29.54,"PABE 091953Z 05016KT 10SM FEW120 04/00 A2856 RMK AO2 PK WND 07027/1855 SLP674 T00390000"]
["PABE","2019-12-10T03:53:00",35.1,30,81.46,140,23,0,29,982.2,10,30,"CLR","M","M","M","M","M","M","M","M","M","M","M",30,130,"2019-12-10T03:50:00",22.48,"PABE 101253Z 14023G30KT 10SM CLR 02/M01 A2900 RMK AO2 PK WND 13030/1250 SLP822 T00171011"]
["PABE","2019-12-10T11:53:00",30,27,88.44,130,8,0,29.21,989.3,10,"M","SCT","M","M","M",12000,"M","M","M","M","M","M","M","M","M","M",21.65,"PABE 102053Z 13008KT 10SM SCT120 M01/M03 A2921 RMK AO2 SLP893 T10111028 51026"]
["PABE","2019-12-10T18:53:00",28,25,88.33,120,4,0,29.32,993.1,10,"M","CLR","M","M","M","M","M","M","M","M","M","M","M","M","M","M",22.75,"PABE 110353Z 12004KT 10SM CLR M02/M04 A2932 RMK AO2 SLP931 T10221039"]
["PABE","2019-12-11T08:53:00",30,28.9,95.61,20,11,0,29.35,994.1,10,"M","OVC","M","M","M",6500,"M","M","M","M","M","M","M","M","M","M",19.94,"PABE 111753Z 02011KT 10SM OVC065 M01/M02 A2935 RMK AO2 SLP941 T10111017 11006 21056 55008"]
["PABE","2019-12-11T20:53:00",25,19.9,80.66,40,11,0,29.2,988.9,10,"M","OVC","M","M","M",7500,"M","M","M","M","M","M","M","M","M","M",13.62,"PABE 120553Z 04011KT 10SM OVC075 M04/M07 A2920 RMK AO2 SLP889 60000 T10391067 11028 21039 56006"]
["PABE","2019-12-11T23:53:00",27,21.9,80.83,30,10,"T",29.19,988.8,10,"M","OVC","M","M","M",6000,"M","M","M","M","T",0.01,"M","M","M","M",16.7,"PABE 120853Z 03010KT 10SM OVC060 M03/M06 A2919 RMK AO2 FZRAE0756 SLP888 P0000 60001 I1000 I3001 T10281056 410061056 58000"]
["PABE","2019-12-12T10:31:00",24.1,21,87.76,30,11,"T",29.25,"M",9,"M","OVC","M","M","M",4400,"M","M","M",{"$f":"-FZRA","v":{"$error":"#NAME?"}},0.01,"M","M","M","M","M",12.48,"PABE 121931Z 03011KT 9SM -FZRA OVC044 M04/M06 A2925 RMK AO2 FZRAB29 P0000 I1001 T10441061"]
["PABE","2019-12-12T23:53:00",19.9,17.1,88.68,20,9,0,29.25,990.6,10,"M","OVC","M","M","M",5000,"M","M","M","M","M","M","M","M","M","M",8.47,"PABE 130853Z 02009KT 10SM OVC050 M07/M08 A2925 RMK AO2 SLP906 T10671083 410281067 53006"]
["PABE","2019-12-13T05:53:00",19,16,87.87,30,5,"T",29.26,991.1,10,"M","BKN","OVC","M","M",7500,9000,"M","M","M","M","M","M","M","M","M",10.96,"PABE 131453Z AUTO 03005KT 10SM BKN075 OVC090 M07/M09 A2926 RMK AO2 UPE1358 SLP911 P0000 60000 T10721089 51004 TSNO"]
["PABE","2019-12-13T12:53:00",24.1,23,95.49,130,4,0,29.37,994.9,10,"M","SCT","BKN","M","M",600,1000,"M","M","M","M","M","M","M","M","M",18.19,"PABE 132153Z 13004KT 10SM SCT006 BKN010 M04/M05 A2937 RMK AO2 SLP949 T10441050"]
["PABE","2019-12-13T20:53:00",28,28,100,60,5,0.01,29.41,996.3,4,"M","SCT","OVC","M","M",400,4200,"M","M","BR",0.01,"M",0.01,"M","M","M",21.64,"PABE 140553Z 06005KT 4SM BR SCT004 OVC042 M02/M02 A2941 RMK AO2 SNE0454 SLP963 P0001 60003 I1001 I6001 T10221022 11017 21028 58002"]
["PABE","2019-12-13T23:53:00",24.1,21.9,91.17,30,6,0,29.4,995.9,10,"M","OVC","M","M","M",300,"M","M","M","M","M","M","M","M","M","M",16.02,"PABE 140853Z 03006KT 10SM OVC003 M04/M06 A2940 RMK AO2 SLP959 T10441056 410171078 57004"]
["PABE","2019-12-14T12:53:00",28,23,81.25,50,10,0,29.27,991.5,10,"M","CLR","M","M","M","M","M","M","M","M","M","M","M","M","M","M",17.95,"PABE 142153Z 05010KT 10SM CLR M02/M05 A2927 RMK AO2 SLP915 T10221050"]
["PABE","2019-12-15T01:53:00",30.9,27,85.26,60,9,0,29.37,994.8,10,"M","CLR","M","M","M","M","M","M","M","M","M","M","M","M","M","M",22.15,"PABE 151053Z 06009KT 10SM CLR M01/M03 A2937 RMK AO2 SLP948 T10061028"]
["PABE","2019-12-15T05:53:00",24.1,21.9,91.17,10,8,0,29.36,994.5,10,"M","CLR","M","M","M","M","M","M","M","M","M","M","M","M","M","M",14.38,"PABE 151453Z AUTO 01008KT 10SM CLR M04/M06 A2936 RMK AO2 SLP945 T10441056 58005 TSNO"]
["PABE","2019-12-15T20:53:00",24.1,19,80.59,20,14,0,29.38,995,10,"M","BKN","OVC","M","M",5500,7000,"M","M","M","M","M","M","M","M","M",10.98,"PABE 160553Z 02014KT 10SM BKN055 OVC070 M04/M07 A2938 RMK AO2 SLP950 T10441072 11028 21044 50004"]
["PABE","2019-12-16T08:53:00",19,14,80.52,30,12,0,29.34,993.8,10,"M","OVC","M","M","M",8000,"M","M","M","M","M","M","M","M","M","M",5.46,"PABE 161753Z 03012KT 10SM OVC080 M07/M10 A2934 RMK AO2 SLP938 T10721100 11072 21078 58009"]
["PABE","2019-12-16T13:53:00",19.9,15.1,81.3,40,9,0,29.33,993.3,10,"M","BKN","OVC","M","M",9000,11000,"M","M","M","M","M","M","M","M","M",8.47,"PABE 162253Z 04009KT 10SM BKN090 OVC110 M07/M09 A2933 RMK AO2 SLP933 T10671094"]
["PABE","2019-12-16T23:53:00",16,12.9,87.32,20,8,0,29.28,991.6,10,"M","CLR","M","M","M","M","M","M","M","M","M","M","M","M","M","M",4.4,"PABE 170853Z 02008KT 10SM CLR M09/M11 A2928 RMK AO2 SLP916 T10891106 410611089 56006"]
["PABE","2019-12-17T16:53:00",10.9,6.1,80.57,30,13,0,29.26,991,10,"M","FEW","M","M","M",12000,"M","M","M","M","M","M","M","M","M","M",-5.46,"PABE 180153Z 03013KT 10SM FEW120 M12/M14 A2926 RMK AO2 SLP910 T11171144"]
["PABE","2019-12-18T01:53:00",7,3,83.27,20,15,0,29.32,993.1,10,"M","CLR","M","M","M","M","M","M","M","M","M","M","M","M","M","M",-11.63,"PABE 181053Z 02015KT 10SM CLR M14/M16 A2932 RMK AO2 SLP931 T11391161"]
["PABE","2019-12-18T13:53:00",7,1,75.88,10,16,0,29.43,997,10,"M","CLR","M","M","M","M","M","M","M","M","M","M","M","M","M","M",-12.17,"PABE 182253Z 01016KT 10SM CLR M14/M17 A2943 RMK AO2 SLP970 T11391172"]
["PABE","2019-12-18T16:53:00",6.1,-0.9,72.31,360,14,0,29.49,998.9,10,"M","CLR","M","M","M","M","M","M","M","M","M","M","M","M","M","M",-12.22,"PABE 190153Z 36014KT 10SM CLR M14/M18 A2949 RMK AO2 SLP989 T11441183"]
["PABE","2019-12-19T06:53:00",-0.9,-9.9,64.81,20,6,0,29.79,1009.3,10,"M","CLR","M","M","M","M","M","M","M","M","M","M","M","M","M","M",-14.09,"PABE 191553Z 02006KT 10SM CLR M18/M23 A2979 RMK AO2 SLP093 T11831233"]
["PABE","2019-12-19T21:53:00",-5.1,-14.1,64.21,50,9,0,29.8,1009.5,10,"M","CLR","M","M","M","M","M","M","M","M","M","M","M","M","M","M",-22.62,"PABE 200653Z 05009KT 10SM CLR M21/M26 A2980 RMK AO2 SLP095 T12061256"]
["PABE","2019-12-19T23:53:00",-4,-11,71.11,60,7,0,29.76,1008.1,10,"M","SCT","M","M","M",12000,"M","M","M","M","M","M","M","M","M","M",-19.1,"PABE 200853Z 06007KT 10SM SCT120 M20/M24 A2976 RMK AO2 SLP081 T12001239 411561211 56024"]
["PABE","2019-12-20T10:53:00",6.1,3,86.74,60,10,0.04,29.54,1000.6,0.75,"M","VV ","M","M","M",1200,"M","M","M",{"$f":"-SN BR","v":{"$error":"#NAME?"}},"M","M","M","M","M","M",-9.51,"PABE 201953Z 06010KT 3/4SM R19R/4000V5500FT -SN BR VV012 M14/M16 A2954 RMK AO2 SLP006 P0004 T11441161"]
["PABE","2019-12-20T15:53:00",10,6.1,83.87,10,3,"T",29.56,1001.2,10,"M","BKN","OVC","M","M",700,8000,"M","M","M","M","M","M","M","M","M",3.54,"PABE 210053Z 01003KT 10SM BKN007 OVC080 M12/M14 A2956 RMK AO2 SNE15 SLP012 P0000 T11221144"]
["PABE","2019-12-20T18:00:00",8.1,6.1,91.34,"M","M",0,29.59,"M",1,"M","OVC","M","M","M",300,"M","M","M","BR","M","M","M","M","M","M","M","PABE 210300Z 1SM R19R/3000VP6000FT BR OVC003 M13/M14 A2959 RMK AO2 T11331144 $"]
["PABE","2019-12-20T23:34:00",10.9,9,91.86,0,0,0,29.65,"M",0.5,"M","VV ","M","M","M",300,"M","M","M","FZFG","M","M","M","M","M","M","M","PABE 210834Z 00000KT 1/2SM R19R/2000V2400FT FZFG VV003 M12/M13 A2965 RMK AO2 T11171128 $"]
["PABE","2019-12-21T03:46:00",10,8.1,91.82,220,4,0,29.73,"M",0.25,"M","VV ","M","M","M",300,"M","M","M","FZFG","T","M","M","M","M","M",1.73,"PABE 211246Z 22004KT 1/4SM R19R/2000V2600FT FZFG VV003 M12/M13 A2973 RMK AO2 I1000 T11221133 $"]
["PABE","2019-12-21T05:19:00",7,3.9,86.8,230,7,0,29.76,"M",1,"M","VV ","M","M","M",400,"M","M","M","BR","M","M","M","M","M","M",-5.69,"PABE 211419Z AUTO 23007KT 1SM R19R/4000V5500FT BR VV004 M14/M16 A2976 RMK AO2 T11391156 TSNO $"]
["PABE","2019-12-21T08:53:00",10,6.1,83.87,250,7,"T",29.82,1010.2,9,"M","CLR","M","M","M","M","M","M","M","M","M","M","T","M","M","M",-2.04,"PABE 211753Z 25007KT 9SM CLR M12/M14 A2982 RMK AO2 SNB22E52 SLP102 P0000 60000 I6000 T11221144 11106 21172 53019 $"]
["PABE","2019-12-21T09:53:00",8.1,5,86.86,250,8,"T",29.85,1011,10,"M","CLR","M","M","M","M","M","M","M","M","M","M","M","M","M","M",-5.33,"PABE 211853Z 25008KT 10SM CLR M13/M15 A2985 RMK AO2 SNB1755E05B30E44 SLP110 P0000 T11331150 $"]
["PABE","2019-12-21T10:53:00",8.1,3.9,82.58,250,4,0,29.86,1011.4,10,"M","CLR","M","M","M","M","M","M","M","M","T","M","M","M","M","M",-0.49,"PABE 211953Z 25004KT 10SM CLR M13/M16 A2986 RMK AO2 SLP114 I1000 T11331156 $"]
["PABE","2019-12-21T11:20:00",-0.9,-6,78.4,200,3,0,29.87,"M",1.75,"M","CLR","M","M","M","M","M","M","M","HZ","M","M","M","M","M","M",-8.92,"PABE 212020Z 20003KT 1 3/4SM R19R/5000VP6000FT HZ CLR M18/M21 A2987 RMK AO2 T11831211 $"]
["PABE","2019-12-21T11:23:00",0,-5.1,78.48,190,4,0,29.87,"M",10,"M","CLR","M","M","M","M","M","M","M","M","M","M","M","M","M","M",-9.95,"PABE 212023Z 19004KT 10SM R19R/5000VP6000FT CLR M18/M21 A2987 RMK AO2 T11781206 $"]
["PABE","2019-12-21T11:53:00",1,-2.9,83.21,200,3,0,29.87,1011.9,10,"M","CLR","M","M","M","M","M","M","M","M","M","T","M","M","M","M",-6.75,"PABE 212053Z 20003KT 10SM CLR M17/M19 A2987 RMK AO2 SLP119 60000 I3000 T11721194 51017 $"]
["PABE","2019-12-21T12:53:00",1,-2.9,83.21,190,6,0,29.88,1012,10,"M","CLR","M","M","M","M","M","M","M","M","M","M","M","M","M","M",-11.81,"PABE 212153Z 19006KT 10SM CLR M17/M19 A2988 RMK SLP120 T11721194 $ VIA AUTODIAL"]
["PABE","2019-12-21T13:53:00",6.1,1.9,82.43,170,6,"T",29.86,1011.6,10,"M","CLR","M","M","M","M","M","M","M","M","M","M","M","M","M","M",-5.66,"PABE 212253Z 17006KT 10SM CLR M14/M17 A2986 RMK SNB08E17 SLP116 P0000 T11441167 $ VIA AUTODIAL"]
["PABE","2019-12-21T14:53:00",3.9,1,87.42,160,4,0,29.85,1011.1,3,"M","CLR","M","M","M","M","M","M","M","BR","M","M","T","M","M","M",-5.39,"PABE 212353Z 16004KT 3SM BR CLR M16/M17 A2985 RMK AO2 SLP111 60000 I6000 T11561172 11122 21189 58008 $"]
["PABE","2019-12-21T15:28:00",1,-2,86.84,160,5,0,29.85,"M",1.5,"M","OVC","M","M","M",300,"M","M","M","BR","M","M","M","M","M","M",-10.42,"PABE 220028Z 16005KT 1 1/2SM R19R/3500VP6000FT BR OVC003 M17/M19 A2985 RMK AO2 T11721189 $"]
["PABE","2019-12-21T15:53:00",1.9,-0.9,87.72,150,5,0,29.84,1010.9,1.5,"M","BKN","OVC","M","M",300,4900,"M","M","BR","M","M","M","M","M","M",-9.35,"PABE 220053Z AUTO 15005KT 1 1/2SM BR BKN003 OVC049 M17/M18 A2984 RMK AO2 SLP109 T11671183 TSNO $"]
["PABE","2019-12-21T16:53:00",8.1,3.9,82.58,150,5,0,29.84,1010.7,2.5,"M","OVC","M","M","M",5000,"M","M","M","BR","T","M","M","M","M","M",-1.99,"PABE 220153Z 15005KT 2 1/2SM BR OVC050 M13/M16 A2984 RMK AO2 SLP107 I1000 T11331156 $"]
["PABE","2019-12-21T17:16:00",7,3,83.27,140,4,"T",29.84,"M",1,"M","OVC","M","M","M",100,"M","M","M","BR","M","M","M","M","M","M",-1.77,"PABE 220216Z 14004KT 1SM R19R/P6000FT BR OVC001 M14/M16 A2984 RMK AO2 SNB02E16 P0000 T11391161 $"]
["PABE","2019-12-21T17:48:00",5,1.4,84.68,160,6,"T",29.83,"M",0.5,"M","VV ","M","M","M",200,"M","M","M","FZFG","M","M","M","M","M","M",-6.99,"PABE 220248Z 16006KT 1/2SM R19R/2600V3000FT FZFG VV002 M15/M17 A2983 RMK AO2 UPB19E21SNB02E16 P0000 $"]
["PABE","2019-12-21T17:53:00",3.9,1,87.42,160,7,"T",29.83,1010.4,0.5,"M","VV ","M","M","M",200,"M","M","M","FZFG","M","T","M","M","M","M",-9.47,"PABE 220253Z 16007KT 1/2SM R19R/2400V2800FT FZFG VV002 M16/M17 A2983 RMK AO2 UPB19E21SNB02E16 SLP104 P0000 60000 I3000 T11561172 58008 $"]
["PABE","2019-12-21T17:56:00",3.9,1,87.42,160,7,0,29.83,"M",0.5,"M","VV ","M","M","M",100,"M","M","M","FZFG","M","M","M","M","M","M",-9.47,"PABE 220256Z 16007KT 1/2SM R19R/2400V2800FT FZFG VV001 M16/M17 A2983 RMK AO2 T11561172 $"]
["PABE","2019-12-21T18:45:00",8.1,5,86.86,170,8,0,29.81,"M",0.25,"M","VV ","M","M","M",100,"M","M","M","FZFG","M","M","M","M","M","M",-5.33,"PABE 220345Z 17008KT 1/4SM R19R/1800V2200FT FZFG VV001 M13/M15 A2981 RMK AO2 T11331150 $"]
["PABE","2019-12-21T18:53:00",8.1,5,86.86,160,7,0,29.81,1009.7,0.5,"M","VV ","M","M","M",100,"M","M","M","FZFG","T","M","M","M","M","M",-4.35,"PABE 220353Z 16007KT 1/2SM R19R/2000V2200FT FZFG VV001 M13/M15 A2981 RMK AO2 SLP097 I1000 T11331150 $"]
["PABE","2019-12-21T19:06:00",8.1,6.1,91.34,160,6,0,29.8,"M",0.5,"M","VV ","M","M","M",100,"M","M","M","FZFG","M","M","M","M","M","M",-3.25,"PABE 220406Z 16006KT 1/2SM R19R/2200V3500FT FZFG VV001 M13/M14 A2980 RMK AO2 T11331144 $"]
["PABE","2019-12-21T19:31:00",3,0,86.96,140,5,0,29.78,"M",0.75,"M","VV ","M","M","M",200,"M","M","M","FZFG","M","M","M","M","M","M",-8.05,"PABE 220431Z 14005KT 3/4SM R19R/3500V4500FT FZFG VV002 M16/M18 A2978 RMK AO2 T11611178 $"]
["PABE","2019-12-21T19:42:00",3,-0.9,83.36,90,3,0,29.77,"M",1.75,"M","BKN","M","M","M",200,"M","M","M","FZFG","M","M","M","M","M","M",-4.46,"PABE 220442Z 09003KT 1 3/4SM R19R/5000VP6000FT FZFG BKN002 M16/M18 A2977 RMK AO2 T11611183 $"]
["PABE","2019-12-21T19:53:00",3,-0.9,83.36,110,3,0,29.77,1008.3,10,"M","SCT","M","M","M",200,"M","M","M","FZFG","M","M","M","M","M","M",-4.46,"PABE 220453Z 11003KT 10SM FZFG SCT002 M16/M18 A2977 RMK AO2 SLP083 T11611183 $"]
["PABE","2019-12-21T20:53:00",3.9,1,87.42,90,4,0,29.74,1007.4,10,"M","CLR","M","M","M","M","M","M","M","M","M","M","T","M","M","M",-5.39,"PABE 220553Z 09004KT 10SM CLR M16/M17 A2974 RMK AO2 SLP074 60000 I6000 T11561172 11128 21167 58029 $"]
["PABE","2019-12-21T21:53:00",1.9,-0.9,87.72,50,5,0,29.7,1005.9,10,"M","CLR","M","M","M","M","M","M","M","M","M","M","M","M","M","M",-9.35,"PABE 220653Z 05005KT 10SM CLR M17/M18 A2970 RMK AO2 SLP059 T11671183 $"]
["PABE","2019-12-21T22:53:00",1.9,-0.9,87.72,60,6,0,29.66,1004.8,10,"M","CLR","M","M","M","M","M","M","M","M","M","M","M","M","M","M",-10.72,"PABE 220753Z 06006KT 10SM CLR M17/M18 A2966 RMK AO2 SLP048 T11671183 $"]
["PABE","2019-12-21T23:53:00",1.9,-2,83.28,40,5,0,29.63,1003.9,10,"M","CLR","M","M","M","M","M","M","M","M","M","M","M","M","M","M",-9.35,"PABE 220853Z 04005KT 10SM CLR M17/M19 A2963 RMK AO2 SLP039 T11671189 411001189 56036 $"]
["PABE","2019-12-22T00:53:00",1.9,-0.9,87.72,30,8,0,29.59,1002.5,10,"M","CLR","M","M","M","M","M","M","M","M","M","M","M","M","M","M",-12.96,"PABE 220953Z 03008KT 10SM CLR M17/M18 A2959 RMK AO2 SLP025 T11671183 $"]
["PABE","2019-12-22T01:53:00",3,0,86.96,40,7,0,29.55,1000.9,10,"M","CLR","M","M","M","M","M","M","M","M","M","M","M","M","M","M",-10.57,"PABE 221053Z 04007KT 10SM CLR M16/M18 A2955 RMK AO2 SLP009 T11611178 $"]
["PABE","2019-12-22T02:53:00",1,-4,78.95,20,6,0,29.52,999.9,10,"M","CLR","M","M","M","M","M","M","M","M","M","M","M","M","M","M",-11.81,"PABE 221153Z 02006KT 10SM CLR M17/M20 A2952 RMK AO2 SLP999 T11721200 11150 21172 56040 $"]
["PABE","2019-12-22T03:53:00",3,-0.9,83.36,20,7,0,29.46,998.1,10,"M","CLR","M","M","M","M","M","M","M","M","M","M","M","M","M","M",-10.57,"PABE 221253Z 02007KT 10SM CLR M16/M18 A2946 RMK AO2 SLP981 T11611183 $"]
["PABE","2019-12-22T04:53:00",3.9,0,83.42,30,8,0,29.43,996.8,10,"M","CLR","M","M","M","M","M","M","M","M","M","M","M","M","M","M",-10.5,"PABE 221353Z AUTO 03008KT 10SM CLR M16/M18 A2943 RMK AO2 SLP968 T11561178 TSNO $"]
["PABE","2019-12-22T05:53:00",5,1,83.12,20,10,0,29.39,995.4,10,"M","CLR","M","M","M","M","M","M","M","M","M","M","M","M","M","M",-10.89,"PABE 221453Z AUTO 02010KT 10SM CLR M15/M17 A2939 RMK AO2 SLP954 T11501172 56044 TSNO $"]
["PABE","2019-12-22T06:53:00",6.1,1.9,82.43,20,10,0,29.34,993.8,10,"M","CLR","M","M","M","M","M","M","M","M","M","M","M","M","M","M",-9.51,"PABE 221553Z 02010KT 10SM CLR M14/M17 A2934 RMK AO2 SLP938 T11441167 $"]
["PABE","2019-12-22T07:53:00",8.1,5,86.86,30,13,0,29.3,992.6,10,"M","CLR","M","M","M","M","M","M","M","M","M","M","M","M","M","M",-9.05,"PABE 221653Z 03013KT 10SM CLR M13/M15 A2930 RMK AO2 SLP926 T11331150 $"]
["PABE","2019-12-22T08:53:00",7,3.9,86.8,40,14,0,29.27,991.6,10,"M","CLR","M","M","M","M","M","M","M","M","M","M","M","M","M","M",-11.06,"PABE 221753Z 04014KT 10SM CLR M14/M16 A2927 RMK AO2 SLP916 T11391156 11133 21172 56038 $"]
["PABE","2019-12-22T09:53:00",7,3.9,86.8,40,14,0,29.25,990.7,10,"M","CLR","M","M","M","M","M","M","M","M","M","M","M","M","M","M",-11.06,"PABE 221853Z 04014KT 10SM CLR M14/M16 A2925 RMK SLP907 T11391156 $ VIA AUTODIAL"]
["PABE","2019-12-22T10:53:00",6.1,3,86.74,30,17,0,29.23,990.1,10,"M","CLR","M","M","M","M","M","M","M","M","M","M","M","M","M","M",-13.86,"PABE 221953Z 03017KT 10SM CLR M14/M16 A2923 RMK SLP901 T11441161 $ VIA AUTODIAL"]
["PABE","2019-12-22T11:53:00",5,1.9,86.68,30,18,0,29.2,989.2,10,"M","OVC","M","M","M",11000,"M","M","M","M","M","M","M","M","M","M",-15.79,"PABE 222053Z 03018KT 10SM OVC110 M15/M17 A2920 RMK SLP892 T11501167 57023 $ VIA AUTODIAL"]
["PABE","2019-12-22T12:53:00",5,1,83.12,40,19,0,29.18,988.2,10,23,"OVC","M","M","M",8500,"M","M","M","M","M","M","M",26,40,"2019-12-22T12:39:00",-16.27,"PABE 222153Z 04019G23KT 10SM OVC085 M15/M17 A2918 RMK AO2 PK WND 04026/2139 SLP882 T11501172 $"]
["PABE","2019-12-22T13:53:00",5,1.9,86.68,40,19,0,29.15,987.4,10,28,"OVC","M","M","M",7000,"M","M","M","M","M","M","M",28,30,"2019-12-22T13:47:00",-16.27,"PABE 222253Z 04019G28KT 10SM OVC070 M15/M17 A2915 RMK AO2 PK WND 03028/2247 SLP874 T11501167 $"]
["PABE","2019-12-22T14:53:00",5,1.9,86.68,40,18,0,29.13,986.8,10,"M","BKN","M","M","M",4600,"M","M","M","M","M","M","M",26,40,"2019-12-22T14:03:00",-15.79,"PABE 222353Z 04018KT 10SM BKN046 M15/M17 A2913 RMK AO2 PK WND 04026/2303 SLP868 T11501167 11139 21150 56025 $"]
["PABE","2019-12-22T15:53:00",3.9,0,83.42,20,15,0,29.12,986.3,10,"M","FEW","M","M","M",5500,"M","M","M","M","M","M","M","M","M","M",-15.65,"PABE 230053Z 02015KT 10SM FEW055 M16/M18 A2912 RMK AO2 SLP863 T11561178 $"]
["PABE","2019-12-22T16:53:00",3,0,86.96,30,14,0,29.1,985.8,10,"M","SCT","BKN","M","M",8000,11000,"M","M","M","M","M","M","M","M","M",-16.22,"PABE 230153Z 03014KT 10SM SCT080 BKN110 M16/M18 A2910 RMK AO2 SLP858 T11611178 $"]
["PABE","2019-12-22T17:53:00",6.1,1.9,82.43,30,16,0,29.09,985.5,10,"M","OVC","M","M","M",5000,"M","M","M","M","M","M","M","M","M","M",-13.34,"PABE 230253Z 03016KT 10SM OVC050 M14/M17 A2909 RMK AO2 SLP855 T11441167 56012 $"]
["PABE","2019-12-22T18:53:00",3,-0.9,83.36,20,15,0,29.09,985.4,10,"M","OVC","M","M","M",4200,"M","M","M","M","M","M","M","M","M","M",-16.82,"PABE 230353Z 02015KT 10SM OVC042 M16/M18 A2909 RMK AO2 SLP854 T11611183 $"]
["PABE","2019-12-22T19:53:00",1,-4,78.95,20,17,0,29.09,985.3,10,"M","SCT","SCT","M","M",5000,6000,"M","M","M","M","M","M","M","M","M",-20.54,"PABE 230453Z 02017KT 10SM SCT050 SCT060 M17/M20 A2909 RMK AO2 SLP853 T11721200 $"]
["PABE","2019-12-22T20:53:00",0,-4,82.74,30,19,0,29.08,985.1,10,24,"BKN","OVC","M","M",7500,9500,"M","M","M","M","M","M","M","M","M",-22.88,"PABE 230553Z 03019G24KT 10SM BKN075 OVC095 M18/M20 A2908 RMK AO2 SLP851 T11781200 11144 21178 57004 $"]
["PABE","2019-12-22T21:53:00",-2,-7.1,78.29,30,18,0,29.08,985.1,10,25,"CLR","M","M","M","M","M","M","M","M","M","M","M","M","M","M",-25.01,"PABE 230653Z 03018G25KT 10SM CLR M19/M22 A2908 RMK AO2 SLP851 T11891217 $"]
["PABE","2019-12-22T22:53:00",-2,-7.1,78.29,20,18,0,29.07,984.9,10,"M","BKN","M","M","M",7500,"M","M","M","M","M","M","M","M","M","M",-25.01,"PABE 230753Z 02018KT 10SM BKN075 M19/M22 A2907 RMK AO2 SLP849 T11891217 $"]
["PABE","2019-12-22T23:53:00",-0.9,-6,78.4,20,18,0,29.07,984.8,10,22,"BKN","OVC","M","M",6500,8000,"M","M","M","M","M","M","M","M","M",-23.56,"PABE 230853Z 02018G22KT 10SM BKN065 OVC080 M18/M21 A2907 RMK AO2 SLP848 T11831211 411331189 56004 $"]
["PABE","2019-12-23T00:53:00",-0.9,-7.1,74.33,20,16,0,29.08,985,10,24,"FEW","SCT","OVC","M",4000,7000,8000,"M","M","M","M","M",26,20,"2019-12-23T00:02:00",-22.46,"PABE 230953Z 02016G24KT 10SM FEW040 SCT070 OVC080 M18/M22 A2908 RMK PK WND 02026/0902 SLP850 T11831217 $ VIA AUTODIAL"]
["PABE","2019-12-23T01:53:00",0,-4,82.74,20,20,"T",29.07,984.9,5,"M","OVC","M","M","M",3800,"M","M","M",{"$f":"-SN BR","v":{"$error":"#NAME?"}},"M","M","M","M","M","M",-23.36,"PABE 231053Z 02020KT 5SM -SN BR OVC038 M18/M20 A2907 RMK SNB32 SLP849 P0000 T11781200 $ VIA AUTODIAL"]
["PABE","2019-12-23T02:53:00",-0.9,-6,78.4,20,17,"T",29.07,984.9,8,"M","OVC","M","M","M",4600,"M","M","M",{"$f":"-SN","v":{"$error":"#NAME?"}},"M","M","M",26,20,"2019-12-23T02:18:00",-23.03,"PABE 231153Z 02017KT 8SM -SN OVC046 M18/M21 A2907 RMK PK WND 02026/1118 SLP849 P0000 60000 T11831211 11178 21189 50001 $ VIA AUTODIAL"]
["PABE","2019-12-23T03:53:00",-2,-7.1,78.29,20,15,"T",29.07,984.7,10,"M","BKN","M","M","M",12000,"M","M","M","M","M","M","M",26,20,"2019-12-23T03:08:00",-23.3,"PABE 231253Z 02015KT 10SM BKN120 M19/M22 A2907 RMK AO2 PK WND 02026/1208 SNE40 SLP847 P0000 T11891217 $"]
["PABE","2019-12-23T04:06:00",-2,-7.1,78.29,20,19,0,29.07,"M",10,"M","FEW","FEW","OVC","M",500,9500,12000,"M","M","M","M","M","M","M","M",-25.53,"PABE 231306Z AUTO 02019KT 10SM FEW005 FEW095 OVC120 M19/M22 A2907 RMK AO2 T11891217 TSNO $"]
["PABE","2019-12-23T04:53:00",-2,-7.1,78.29,30,16,0,29.07,984.9,10,22,"SCT","OVC","M","M",5000,7500,"M","M","M","M","M","M","M","M","M",-23.9,"PABE 231353Z AUTO 03016G22KT 10SM SCT050 OVC075 M19/M22 A2907 RMK AO2 SLP849 T11891217 TSNO $"]
["PABE","2019-12-23T05:53:00",-2,-7.1,78.29,10,16,"T",29.08,985,7,23,"SCT","OVC","M","M",2500,4400,"M","M","M","M","M","M","M","M","M",-23.9,"PABE 231453Z AUTO 01016G23KT 7SM SCT025 OVC044 M19/M22 A2908 RMK AO2 SNB20E49 SLP850 P0000 60000 T11891217 53001 TSNO $"]
["PABE","2019-12-23T06:53:00",-2,-7.1,78.29,20,21,0,29.08,985.1,10,26,"OVC","M","M","M",3700,"M","M","M","M","M","M","M",26,20,"2019-12-23T06:49:00",-26.49,"PABE 231553Z 02021G26KT 10SM OVC037 M19/M22 A2908 RMK AO2 PK WND 02026/1549 SLP851 T11891217 $"]
["PABE","2019-12-23T07:53:00",-2,-7.1,78.29,20,17,0,29.08,985,10,25,"OVC","M","M","M",3500,"M","M","M","M","M","M","M",26,20,"2019-12-23T06:59:00",-24.47,"PABE 231653Z 02017G25KT 10SM OVC035 M19/M22 A2908 RMK AO2 PK WND 02026/1559 SLP850 T11891217 $"]
["PABE","2019-12-23T08:53:00",-2,-7.1,78.29,10,17,0,29.09,985.4,10,23,"OVC","M","M","M",3200,"M","M","M","M","M","M","M","M","M","M",-24.47,"PABE 231753Z 01017G23KT 10SM OVC032 M19/M22 A2909 RMK AO2 SLP854 60000 T11891217 11183 21189 53005 $"]
["PABE","2019-12-23T09:53:00",-2,-7.1,78.29,20,18,0,29.11,986,10,26,"OVC","M","M","M",3200,"M","M","M","M","M","M","M",26,10,"2019-12-23T09:51:00",-25.01,"PABE 231853Z 02018G26KT 10SM OVC032 M19/M22 A2911 RMK AO2 PK WND 01026/1851 SLP860 T11891217 $"]
["PABE","2019-12-23T10:53:00",-2,-7.1,78.29,20,21,"T",29.13,986.7,6,"M","OVC","M","M","M",3300,"M","M","M",{"$f":"-SN","v":{"$error":"#NAME?"}},"M","M","M",29,10,"2019-12-23T10:31:00",-26.49,"PABE 231953Z 02021KT 6SM -SN OVC033 M19/M22 A2913 RMK AO2 PK WND 01029/1931 SNB00 SLP867 P0000 T11891217 $"]
["PABE","2019-12-23T11:53:00",-2,-8,74.93,10,17,"T",29.14,987.1,8,"M","OVC","M","M","M",3600,"M","M","M","M","M","M","M",27,20,"2019-12-23T10:54:00",-24.47,"PABE 232053Z 01017KT 8SM OVC036 M19/M22 A2914 RMK AO2 PK WND 02027/1954 SNE52 SLP871 P0000 60000 T11891222 51017 $"]
["PABE","2019-12-23T12:53:00",-2,-7.1,78.29,10,14,"T",29.15,987.6,4,"M","OVC","M","M","M",4000,"M","M","M",{"$f":"-SN","v":{"$error":"#NAME?"}},"M","M","M","M","M","M",-22.66,"PABE 232153Z 01014KT 4SM -SN OVC040 M19/M22 A2915 RMK AO2 SNB2057 SLP876 P0000 T11891217 $"]
["PABE","2019-12-23T13:53:00",-2,-8,74.93,10,16,"T",29.18,988.4,8,"M","BKN","M","M","M",4100,"M","M","M",{"$error":"#NAME?"},"M","M","M","M","M","M",-23.9,"PABE 232253Z 01016KT 8SM -SN BKN041 M19/M22 A2918 RMK AO2 SLP884 P0000 T11891222 $"]
["PABE","2019-12-23T14:46:00",-2,-8,74.93,10,15,"T",29.19,"M",6,23,"BKN","OVC","M","M",2300,6000,"M","M",{"$error":"#NAME?"},"M","M","M","M","M","M",-23.3,"PABE 232346Z 01015G23KT 6SM -SN BKN023 OVC060 M19/M22 A2919 RMK AO2 P0000 T11891222 $"]
["PABE","2019-12-23T14:53:00",-2,-8,74.93,10,15,"T",29.19,988.8,5,"M","BKN","OVC","M","M",2300,6000,"M","M",{"$error":"#NAME?"},"M","M","M","M","M","M",-23.3,"PABE 232353Z 01015KT 5SM -SN BKN023 OVC060 M19/M22 A2919 RMK AO2 SLP888 P0000 60000 T11891222 11189 21189 52017 $"]
["PABE","2019-12-23T15:53:00",-2,-7.1,78.29,10,16,"T",29.21,989.6,7,"M","BKN","OVC","M","M",2200,6000,"M","M",{"$error":"#NAME?"},"M","M","M","M","M","M",-23.9,"PABE 240053Z 01016KT 7SM -SN BKN022 OVC060 M19/M22 A2921 RMK AO2 SLP896 P0000 T11891217 $"]
["PABE","2019-12-23T16:53:00",-0.9,-6,78.4,10,16,"T",29.24,990.6,8,"M","BKN","OVC","M","M",2200,6000,"M","M",{"$error":"#NAME?"},"M","M","M","M","M","M",-22.46,"PABE 240153Z 01016KT 8SM -SN BKN022 OVC060 M18/M21 A2924 RMK AO2 SLP906 P0000 T11831211 $"]
["PABE","2019-12-23T17:53:00",-0.9,-6,78.4,360,16,"T",29.27,991.4,3,"M","BKN","OVC","M","M",2200,6000,"M","M",{"$error":"#NAME?"},"M","M","M","M","M","M",-22.46,"PABE 240253Z 36016KT 3SM -SN BKN022 OVC060 M18/M21 A2927 RMK AO2 SLP914 P0000 60000 T11831211 53026 $"]
["PABE","2019-12-23T18:53:00",0,-6,75.15,10,11,"T",29.29,992.3,7,"M","OVC","M","M","M",5500,"M","M","M",{"$error":"#NAME?"},"M","M","M","M","M","M",-17.97,"PABE 240353Z 01011KT 7SM -SN OVC055 M18/M21 A2929 RMK AO2 SLP923 P0000 T11781211 $"]
["PABE","2019-12-23T19:53:00",0,-5.1,78.48,360,9,"T",29.31,993.1,10,"M","OVC","M","M","M",8500,"M","M","M","M","M","M","M","M","M","M",-16.28,"PABE 240453Z 36009KT 10SM OVC085 M18/M21 A2931 RMK AO2 SNE41 SLP931 P0000 T11781206 $"]
["PABE","2019-12-23T20:53:00",0,-5.1,78.48,350,7,0,29.34,993.8,10,"M","OVC","M","M","M",8500,"M","M","M","M","M","M","M","M","M","M",-14.23,"PABE 240553Z 35007KT 10SM OVC085 M18/M21 A2934 RMK AO2 SLP938 60000 T11781206 11178 21189 51024 $"]
["PABE","2019-12-23T21:53:00",0,-5.1,78.48,340,7,0,29.36,994.7,10,"M","OVC","M","M","M",8500,"M","M","M","M","M","M","M","M","M","M",-14.23,"PABE 240653Z 34007KT 10SM OVC085 M18/M21 A2936 RMK SLP947 T11781206 $ VIA AUTODIAL"]
["PABE","2019-12-23T22:53:00",-2.9,-7.1,81.71,330,5,0,29.39,995.5,10,"M","CLR","M","M","M","M","M","M","M","M","M","M","M","M","M","M",-15.05,"PABE 240753Z 33005KT 10SM CLR M19/M22 A2939 RMK SLP955 T11941217 $ VIA AUTODIAL"]
["PABE","2019-12-23T23:53:00",-7.1,-11,82.58,300,6,0,29.41,996.3,10,"M","CLR","M","M","M","M","M","M","M","M","M","M","M","M","M","M",-21.56,"PABE 240853Z 30006KT 10SM CLR M22/M24 A2941 RMK AO2 SLP963 T12171239 411781217 51025 $"]
["PABE","2019-12-24T00:53:00",-7.1,-11.9,78.97,300,7,0,29.43,997.1,10,"M","CLR","M","M","M","M","M","M","M","M","M","M","M","M","M","M",-22.88,"PABE 240953Z 30007KT 10SM CLR M22/M24 A2943 RMK AO2 SLP971 T12171244 $"]
["PABE","2019-12-24T01:53:00",-6,-11.9,74.87,300,8,0,29.46,997.9,10,"M","CLR","M","M","M","M","M","M","M","M","M","M","M","M","M","M",-22.7,"PABE 241053Z 30008KT 10SM CLR M21/M24 A2946 RMK AO2 SLP979 T12111244 $"]
["PABE","2019-12-24T02:53:00",-8,-11.9,82.51,300,6,0,29.48,998.6,10,"M","CLR","M","M","M","M","M","M","M","M","M","M","M","M","M","M",-22.64,"PABE 241153Z 30006KT 10SM CLR M22/M24 A2948 RMK AO2 SLP986 T12221244 11178 21222 51023 $"]
["PABE","2019-12-24T03:53:00",-8,-11.9,82.51,310,5,0,29.49,999.2,10,"M","CLR","M","M","M","M","M","M","M","M","T","M","M","M","M","M",-21.11,"PABE 241253Z 31005KT 10SM CLR M22/M24 A2949 RMK AO2 SLP992 I1000 T12221244 $"]
["PABE","2019-12-24T04:53:00",-9,-13,82.02,300,6,0,29.51,999.6,10,"M","CLR","M","M","M","M","M","M","M","M","T","M","M","M","M","M",-23.85,"PABE 241353Z 30006KT 10SM CLR M23/M25 A2951 RMK AO2 SLP996 I1000 T12281250 $"]
["PABE","2019-12-24T05:53:00",-9,-13,82.02,280,7,0,29.53,1000.2,10,"M","CLR","M","M","M","M","M","M","M","M","M","T","M","M","M","M",-25.2,"PABE 241453Z AUTO 28007KT 10SM CLR M23/M25 A2953 RMK AO2 SLP002 I3000 T12281250 53016 TSNO $"]
["PABE","2019-12-24T06:53:00",-9.9,-14.1,81.12,300,5,0,29.53,1000.3,10,"M","CLR","M","M","M","M","M","M","M","M","M","M","M","M","M","M",-23.37,"PABE 241553Z 30005KT 10SM CLR M23/M26 A2953 RMK AO2 SLP003 T12331256 $"]
["PABE","2019-12-24T07:53:00",-9.9,-14.1,81.12,300,7,0,29.54,1000.6,10,"M","CLR","M","M","M","M","M","M","M","M","M","M","M","M","M","M",-26.29,"PABE 241653Z 30007KT 10SM CLR M23/M26 A2954 RMK AO2 SLP006 T12331256 $"]
["PABE","2019-12-24T08:53:00",-9.9,-14.1,81.12,300,5,0,29.55,1001,10,"M","CLR","M","M","M","M","M","M","M","M","M","M","T","M","M","M",-23.37,"PABE 241753Z 30005KT 10SM CLR M23/M26 A2955 RMK AO2 SLP010 I6000 T12331256 11222 21233 53008 $"]
["PABE","2019-12-24T09:53:00",-9.9,-14.1,81.12,300,4,0,29.56,1001.4,10,"M","CLR","M","M","M","M","M","M","M","M","T","M","M","M","M","M",-21.51,"PABE 241853Z 30004KT 10SM CLR M23/M26 A2956 RMK AO2 SLP014 I1000 T12331256 $"]
["PABE","2019-12-24T10:53:00",-11,-15,81.85,280,4,0,29.56,1001.5,10,"M","CLR","M","M","M","M","M","M","M","M","T","M","M","M","M","M",-22.79,"PABE 241953Z 28004KT 10SM CLR M24/M26 A2956 RMK AO2 SLP015 I1000 T12391261 $"]
["PABE","2019-12-24T11:53:00",-9.9,-14.1,81.12,290,3,0,29.57,1001.7,3,"M","CLR","M","M","M","M","M","M","M","BR","M","T","M","M","M","M",-19.21,"PABE 242053Z 29003KT 3SM R19R/4000VP6000FT BR CLR M23/M26 A2957 RMK AO2 SLP017 I3000 T12331256 51007 $"]
["PABE","2019-12-24T12:53:00",-9,-13,82.02,0,0,0,29.58,1001.9,10,"M","CLR","M","M","M","M","M","M","M","M","M","M","M","M","M","M","M","PABE 242153Z 00000KT 10SM CLR M23/M25 A2958 RMK AO2 SLP019 T12281250 $"]
["PABE","2019-12-24T13:53:00",-9,-13,82.02,0,0,0,29.57,1001.7,10,"M","CLR","M","M","M","M","M","M","M","M","M","M","M","M","M","M","M","PABE 242253Z 00000KT 10SM CLR M23/M25 A2957 RMK AO2 SLP017 T12281250 $"]
["PABE","2019-12-24T14:53:00",-9,-13,82.02,0,0,0,29.56,1001.5,10,"M","CLR","M","M","M","M","M","M","M","M","M","M","T","M","M","M","M","PABE 242353Z 00000KT 10SM CLR M23/M25 A2956 RMK AO2 SLP015 I6000 T12281250 11222 21239 58003 $"]
["PABE","2019-12-24T15:53:00",-9.9,-14.1,81.12,0,0,0,29.55,1001.2,10,"M","CLR","M","M","M","M","M","M","M","M","M","M","M","M","M","M","M","PABE 250053Z 00000KT 10SM CLR M23/M26 A2955 RMK AO2 SLP012 T12331256 $"]
["PABE","2019-12-24T16:53:00",-11,-16.1,77.41,0,0,0,29.55,1001.1,10,"M","CLR","M","M","M","M","M","M","M","M","M","M","M","M","M","M","M","PABE 250153Z 00000KT 10SM CLR M24/M27 A2955 RMK AO2 SLP011 T12391267 $"]
["PABE","2019-12-24T17:53:00",-15,-18.9,81.93,50,4,0,29.54,1000.8,10,"M","CLR","M","M","M","M","M","M","M","M","M","M","M","M","M","M",-27.46,"PABE 250253Z 05004KT 10SM CLR M26/M28 A2954 RMK AO2 SLP008 T12611283 57008 $"]
["PABE","2019-12-24T18:53:00",-17,-20.9,81.77,30,5,0,29.54,1000.8,10,"M","CLR","M","M","M","M","M","M","M","M","M","M","M","M","M","M",-31.8,"PABE 250353Z 03005KT 10SM CLR M27/M29 A2954 RMK AO2 SLP008 T12721294 $"]
["PABE","2019-12-24T19:53:00",-16.1,-20.9,78.1,20,6,0,29.53,1000.5,10,"M","CLR","M","M","M","M","M","M","M","M","T","M","M","M","M","M",-32.4,"PABE 250453Z 02006KT 10SM CLR M27/M29 A2953 RMK AO2 SLP005 I1000 T12671294 $"]
["PABE","2019-12-24T20:53:00",-16.1,-20,81.84,20,8,0,29.52,1000,10,"M","CLR","M","M","M","M","M","M","M","M","T","M","T","M","M","M",-35.14,"PABE 250553Z 02008KT 10SM CLR M27/M29 A2952 RMK AO2 SLP000 I1000 I6000 T12671289 11228 21272 58007 $"]
["PABE","2019-12-24T21:53:00",-13,-18,77.6,20,9,0,29.5,999.6,10,"M","CLR","M","M","M","M","M","M","M","M","T","M","M","M","M","M",-32.44,"PABE 250653Z 02009KT 10SM CLR M25/M28 A2950 RMK AO2 SLP996 I1000 T12501278 $"]
["PABE","2019-12-24T22:53:00",-11.9,-18,73.46,10,9,0,29.5,999.4,10,"M","CLR","M","M","M","M","M","M","M","M","M","M","M","M","M","M",-31.07,"PABE 250753Z 01009KT 10SM CLR M24/M28 A2950 RMK AO2 SLP994 T12441278 $"]
["PABE","2019-12-24T23:53:00",-11.9,-17,77.32,10,12,0,29.5,999.3,10,"M","CLR","M","M","M","M","M","M","M","M","M","T","M","M","M","M",-33.87,"PABE 250853Z 01012KT 10SM CLR M24/M27 A2950 RMK AO2 SLP993 I3000 T12441272 412111272 56007 $"]
["PABE","2019-12-25T00:53:00",-11,-16.1,77.41,20,14,0,29.48,998.7,10,"M","CLR","M","M","M","M","M","M","M","M","T","M","M","M","M","M",-34.26,"PABE 250953Z 02014KT 10SM CLR M24/M27 A2948 RMK AO2 SLP987 I1000 T12391267 $"]
["PABE","2019-12-25T01:53:00",-11,-14.1,85.65,10,15,0,29.48,998.7,10,"M","CLR","M","M","M","M","M","M","M","M","M","M","M","M","M","M",-34.97,"PABE 251053Z 01015KT 10SM CLR M24/M26 A2948 RMK AO2 SLP987 T12391256 $"]
["PABE","2019-12-25T02:53:00",-11.9,-17,77.32,10,14,0,29.48,998.8,10,"M","CLR","M","M","M","M","M","M","M","M","M","M","T","M","M","M",-35.42,"PABE 251153Z 01014KT 10SM CLR M24/M27 A2948 RMK AO2 SLP988 I6000 T12441272 11233 21267 55005 $"]
["PABE","2019-12-25T03:53:00",-13,-18,77.6,20,13,0,29.49,998.9,10,"M","CLR","M","M","M","M","M","M","M","M","M","M","M","M","M","M",-36.08,"PABE 251253Z 02013KT 10SM CLR M25/M28 A2949 RMK AO2 SLP989 T12501278 $"]
["PABE","2019-12-25T04:53:00",-13,-18,77.6,10,10,0,29.49,999.2,10,"M","CLR","M","M","M","M","M","M","M","M","M","M","M","M","M","M",-33.46,"PABE 251353Z 01010KT 10SM CLR M25/M28 A2949 RMK AO2 SLP992 T12501278 $"]
["PABE","2019-12-25T05:53:00",-13,-18,77.6,360,11,0,29.5,999.4,10,"M","CLR","M","M","M","M","M","M","M","M","M","M","M","M","M","M",-34.4,"PABE 251453Z AUTO 36011KT 10SM CLR M25/M28 A2950 RMK AO2 SLP994 T12501278 51006 TSNO $"]
["PABE","2019-12-25T06:53:00",-13,-18.9,74.09,360,11,0,29.51,999.7,10,"M","CLR","M","M","M","M","M","M","M","M","M","M","M","M","M","M",-34.4,"PABE 251553Z 36011KT 10SM CLR M25/M28 A2951 RMK AO2 SLP997 T12501283 $"]
["PABE","2019-12-25T07:53:00",-11.9,-18,73.46,10,13,0,29.51,999.7,10,"M","CLR","M","M","M","M","M","M","M","M","M","M","M","M","M","M",-34.67,"PABE 251653Z 01013KT 10SM CLR M24/M28 A2951 RMK AO2 SLP997 T12441278 $"]
["PABE","2019-12-25T08:53:00",-13,-18.9,74.09,360,12,0,29.53,1000.4,10,"M","CLR","M","M","M","M","M","M","M","M","M","M","M","M","M","M",-35.27,"PABE 251753Z 36012KT 10SM CLR M25/M28 A2953 RMK AO2 SLP004 T12501283 11244 21250 53010 $"]
["PABE","2019-12-25T09:53:00",-14.1,-20,73.96,350,11,0,29.56,1001.4,10,"M","CLR","M","M","M","M","M","M","M","M","M","M","M","M","M","M",-35.79,"PABE 251853Z 35011KT 10SM CLR M26/M29 A2956 RMK AO2 SLP014 T12561289 $"]
["PABE","2019-12-25T10:53:00",-14.1,-20,73.96,350,9,0,29.59,1002.3,10,"M","CLR","M","M","M","M","M","M","M","M","M","M","M","M","M","M",-33.81,"PABE 251953Z 35009KT 10SM CLR M26/M29 A2959 RMK AO2 SLP023 T12561289 $"]
["PABE","2019-12-25T11:53:00",-14.1,-20,73.96,340,10,0,29.61,1003.1,10,"M","CLR","M","M","M","M","M","M","M","M","M","M","M","M","M","M",-34.84,"PABE 252053Z 34010KT 10SM CLR M26/M29 A2961 RMK AO2 SLP031 T12561289 51028 $"]
["PABE","2019-12-25T12:53:00",-14.1,-20,73.96,330,11,0,29.62,1003.6,10,"M","CLR","M","M","M","M","M","M","M","M","M","M","M","M","M","M",-35.79,"PABE 252153Z 33011KT 10SM CLR M26/M29 A2962 RMK AO2 SLP036 T12561289 $"]
["PABE","2019-12-25T13:53:00",-14.1,-20,73.96,330,8,0,29.64,1004.3,10,"M","CLR","M","M","M","M","M","M","M","M","M","M","M","M","M","M",-32.67,"PABE 252253Z 33008KT 10SM CLR M26/M29 A2964 RMK AO2 SLP043 T12561289 $"]
["PABE","2019-12-25T14:53:00",-13,-18.9,74.09,330,10,0,29.67,1005,10,"M","CLR","M","M","M","M","M","M","M","M","M","M","M","M","M","M",-33.46,"PABE 252353Z 33010KT 10SM CLR M25/M28 A2967 RMK AO2 SLP050 T12501283 11250 21261 53019 $"]
["PABE","2019-12-25T15:53:00",-14.1,-20,73.96,330,8,0,29.68,1005.7,10,"M","CLR","M","M","M","M","M","M","M","M","M","M","M","M","M","M",-32.67,"PABE 260053Z AUTO 33008KT 10SM CLR M26/M29 A2968 RMK AO2 SLP057 T12561289 TSNO $"]
["PABE","2019-12-25T16:53:00",-15,-20,77.4,320,7,0,29.71,1006.6,10,"M","CLR","M","M","M","M","M","M","M","M","M","M","M","M","M","M",-32.51,"PABE 260153Z 32007KT 10SM CLR M26/M29 A2971 RMK AO2 SLP066 T12611289 $"]
["PABE","2019-12-25T17:53:00",-14.1,-20,73.96,300,8,0,29.75,1007.8,10,"M","CLR","M","M","M","M","M","M","M","M","M","M","M","M","M","M",-32.67,"PABE 260253Z 30008KT 10SM CLR M26/M29 A2975 RMK AO2 SLP078 T12561289 53027 $"]
["PABE","2019-12-25T18:53:00",-14.1,-18.9,78.3,310,9,0,29.76,1008.4,10,"M","CLR","M","M","M","M","M","M","M","M","M","M","M","M","M","M",-33.81,"PABE 260353Z 31009KT 10SM CLR M26/M28 A2976 RMK AO2 SLP084 T12561283 $"]
["PABE","2019-12-25T19:53:00",-13,-18,77.6,310,8,0,29.78,1009,10,"M","CLR","M","M","M","M","M","M","M","M","M","M","M","M","M","M",-31.32,"PABE 260453Z 31008KT 10SM CLR M25/M28 A2978 RMK AO2 SLP090 T12501278 $"]
["PABE","2019-12-25T20:53:00",-14.1,-18,82.01,310,7,0,29.8,1009.6,10,"M","CLR","M","M","M","M","M","M","M","M","M","M","M","M","M","M",-31.41,"PABE 260553Z 31007KT 10SM CLR M26/M28 A2980 RMK AO2 SLP096 T12561278 11250 21261 51019 $"]
["PABE","2019-12-25T21:53:00",-14.1,-18.9,78.3,300,6,0,29.82,1010.2,10,"M","CLR","M","M","M","M","M","M","M","M","M","M","M","M","M","M",-29.99,"PABE 260653Z 30006KT 10SM CLR M26/M28 A2982 RMK SLP102 T12561283 $ VIA AUTODIAL"]
["PABE","2019-12-25T22:53:00",-15,-18.9,81.93,310,7,0,29.83,1010.5,10,"M","CLR","M","M","M","M","M","M","M","M","M","M","M","M","M","M",-32.51,"PABE 260753Z 31007KT 10SM CLR M26/M28 A2983 RMK SLP105 T12611283 $ VIA AUTODIAL"]
["PABE","2019-12-25T23:53:00",-14.1,-18.9,78.3,310,8,0,29.84,1011,10,"M","CLR","M","M","M","M","M","M","M","M","T","T","M","M","M","M",-32.67,"PABE 260853Z 31008KT 10SM CLR M26/M28 A2984 RMK AO2 SLP110 I1000 I3000 T12561283 412331261 51014 $"]
["PABE","2019-12-26T00:53:00",-14.1,-18.9,78.3,310,9,0,29.85,1011.4,10,"M","CLR","M","M","M","M","M","M","M","M","M","M","M","M","M","M",-33.81,"PABE 260953Z 31009KT 10SM CLR M26/M28 A2985 RMK AO2 SLP114 T12561283 $"]
["PABE","2019-12-26T01:53:00",-14.1,-18.9,78.3,300,9,0,29.88,1012.4,10,"M","CLR","M","M","M","M","M","M","M","M","M","M","M","M","M","M",-33.81,"PABE 261053Z 30009KT 10SM CLR M26/M28 A2988 RMK AO2 SLP124 T12561283 $"]
["PABE","2019-12-26T02:53:00",-15,-20,77.4,310,7,0,29.9,1012.9,10,"M","CLR","M","M","M","M","M","M","M","M","M","M","T","M","M","M",-32.51,"PABE 261153Z 31007KT 10SM CLR M26/M29 A2990 RMK AO2 SLP129 I6000 T12611289 11256 21267 53019 $"]
["PABE","2019-12-26T03:53:00",-14.1,-18.9,78.3,300,8,0,29.92,1013.6,10,"M","CLR","M","M","M","M","M","M","M","M","M","M","M","M","M","M",-32.67,"PABE 261253Z 30008KT 10SM CLR M26/M28 A2992 RMK SLP136 T12561283 $ VIA AUTODIAL"]
["PABE","2019-12-26T04:53:00",-14.1,-18.9,78.3,310,7,0,29.92,1013.8,10,"M","CLR","M","M","M","M","M","M","M","M","T","M","M","M","M","M",-31.41,"PABE 261353Z 31007KT 10SM CLR M26/M28 A2992 RMK SLP138 I1000 T12561283 $ VIA AUTODIAL"]
["PABE","2019-12-26T05:53:00",-13,-18,77.6,300,8,0,29.94,1014.2,10,"M","CLR","M","M","M","M","M","M","M","M","M","T","M","M","M","M",-31.32,"PABE 261453Z AUTO 30008KT 10SM CLR M25/M28 A2994 RMK AO2 SLP142 I3000 T12501278 51014 TSNO $"]
["PABE","2019-12-26T06:53:00",-14.1,-18.9,78.3,320,7,0,29.94,1014.2,10,"M","CLR","M","M","M","M","M","M","M","M","M","M","M","M","M","M",-31.41,"PABE 261553Z 32007KT 10SM CLR M26/M28 A2994 RMK AO2 SLP142 T12561283 $"]
["PABE","2019-12-26T07:53:00",-14.1,-18.9,78.3,310,6,0,29.94,1014.4,10,"M","CLR","M","M","M","M","M","M","M","M","M","M","M","M","M","M",-29.99,"PABE 261653Z 31006KT 10SM CLR M26/M28 A2994 RMK AO2 SLP144 T12561283 $"]
["PABE","2019-12-26T08:53:00",-14.1,-18.9,78.3,320,5,0,29.94,1014.3,10,"M","CLR","M","M","M","M","M","M","M","M","M","M","T","M","M","M",-28.35,"PABE 261753Z 32005KT 10SM CLR M26/M28 A2994 RMK AO2 SLP143 I6000 T12561283 11244 21267 50001 $"]
["PABE","2019-12-26T09:53:00",-14.1,-18.9,78.3,350,3,0,29.94,1014.5,10,"M","CLR","M","M","M","M","M","M","M","M","M","M","M","M","M","M",-24.01,"PABE 261853Z 35003KT 10SM CLR M26/M28 A2994 RMK AO2 SLP145 T12561283 $"]
["PABE","2019-12-26T10:53:00",-15,-20,77.4,300,5,0,29.96,1015,10,"M","CLR","M","M","M","M","M","M","M","M","M","M","M","M","M","M",-29.42,"PABE 261953Z 30005KT 10SM CLR M26/M29 A2996 RMK AO2 SLP150 T12611289 $"]
["PABE","2019-12-26T11:53:00",-14.1,-18,82.01,300,8,0,29.96,1015,10,"M","CLR","M","M","M","M","M","M","M","M","M","M","M","M","M","M",-32.67,"PABE 262053Z 30008KT 10SM CLR M26/M28 A2996 RMK AO2 SLP150 T12561278 50007 $"]
["PABE","2019-12-26T12:53:00",-13,-17,81.68,320,8,0,29.96,1015.1,10,"M","CLR","M","M","M","M","M","M","M","M","M","M","M","M","M","M",-31.32,"PABE 262153Z 32008KT 10SM CLR M25/M27 A2996 RMK AO2 SLP151 T12501272 $"]
["PABE","2019-12-26T13:53:00",-11.9,-17,77.32,330,10,0,29.97,1015.3,10,"M","CLR","M","M","M","M","M","M","M","M","M","M","M","M","M","M",-32.08,"PABE 262253Z 33010KT 10SM CLR M24/M27 A2997 RMK AO2 SLP153 T12441272 $"]
["PABE","2019-12-26T14:53:00",-14.1,-18.9,78.3,340,9,0,29.95,1014.8,10,"M","CLR","M","M","M","M","M","M","M","M","M","M","M","M","M","M",-33.81,"PABE 262353Z 34009KT 10SM CLR M26/M28 A2995 RMK AO2 SLP148 T12561283 11244 21267 58001 $"]
["PABE","2019-12-26T15:53:00",-15,-20,77.4,360,7,0,29.95,1014.7,10,"M","CLR","M","M","M","M","M","M","M","M","M","M","M","M","M","M",-32.51,"PABE 270053Z 36007KT 10SM CLR M26/M29 A2995 RMK AO2 SLP147 T12611289 $"]
["PABE","2019-12-26T16:53:00",-16.1,-20.9,78.1,350,5,0,29.95,1014.8,10,"M","CLR","M","M","M","M","M","M","M","M","T","M","M","M","M","M",-30.73,"PABE 270153Z 35005KT 10SM CLR M27/M29 A2995 RMK AO2 SLP148 I1000 T12671294 $"]
["PABE","2019-12-26T17:53:00",-18,-23.1,76.69,340,7,0,29.96,1015,10,"M","CLR","M","M","M","M","M","M","M","M","T","T","M","M","M","M",-36.17,"PABE 270253Z 34007KT 10SM CLR M28/M31 A2996 RMK AO2 SLP150 I1000 I3000 T12781306 53001 $"]
["PABE","2019-12-26T18:53:00",-17,-22,77.2,330,5,0,29.96,1015.1,10,"M","CLR","M","M","M","M","M","M","M","M","M","M","M","M","M","M",-31.8,"PABE 270353Z 33005KT 10SM CLR M27/M30 A2996 RMK AO2 SLP151 T12721300 $"]
["PABE","2019-12-26T19:53:00",-18,-23.1,76.69,340,9,0,29.95,1014.7,10,"M","CLR","M","M","M","M","M","M","M","M","T","M","M","M","M","M",-38.66,"PABE 270453Z 34009KT 10SM CLR M28/M31 A2995 RMK AO2 SLP147 I1000 T12781306 $"]
["PABE","2019-12-26T20:53:00",-18,-24,73.12,340,9,0,29.95,1014.6,10,"M","CLR","M","M","M","M","M","M","M","M","M","M","T","M","M","M",-38.66,"PABE 270553Z 34009KT 10SM CLR M28/M31 A2995 RMK AO2 SLP146 I6000 T12781311 11256 21283 58004 $"]
["PABE","2019-12-26T21:53:00",-16.1,-20.9,78.1,360,12,0,29.94,1014.2,10,"M","CLR","M","M","M","M","M","M","M","M","M","M","M","M","M","M",-39.22,"PABE 270653Z 36012KT 10SM CLR M27/M29 A2994 RMK AO2 SLP142 T12671294 $"]
["PABE","2019-12-26T22:53:00",-16.1,-20.9,78.1,10,11,0,29.92,1013.7,10,"M","CLR","M","M","M","M","M","M","M","M","M","M","M","M","M","M",-38.32,"PABE 270753Z 01011KT 10SM CLR M27/M29 A2992 RMK AO2 SLP137 T12671294 $"]
["PABE","2019-12-26T23:53:00",-17,-23.1,72.86,20,9,0,29.93,1013.8,10,"M","CLR","M","M","M","M","M","M","M","M","M","M","M","M","M","M",-37.41,"PABE 270853Z 02009KT 10SM CLR M27/M31 A2993 RMK AO2 SLP138 T12721306 412441283 55007 $"]
["PABE","2019-12-27T00:53:00",-17,-23.1,72.86,10,9,0,29.91,1013.5,10,"M","CLR","M","M","M","M","M","M","M","M","M","M","M","M","M","M",-37.41,"PABE 270953Z 01009KT 10SM CLR M27/M31 A2991 RMK AO2 SLP135 T12721306 $"]
["PABE","2019-12-27T01:53:00",-17,-22,77.2,10,12,0,29.91,1013.2,10,"M","CLR","M","M","M","M","M","M","M","M","M","M","M","M","M","M",-40.36,"PABE 271053Z 01012KT 10SM CLR M27/M30 A2991 RMK AO2 SLP132 T12721300 $"]
["PABE","2019-12-27T02:53:00",-17,-23.1,72.86,10,12,0,29.9,1013,10,"M","CLR","M","M","M","M","M","M","M","M","M","M","M","M","M","M",-40.36,"PABE 271153Z 01012KT 10SM CLR M27/M31 A2990 RMK AO2 SLP130 T12721306 11261 21283 56009 $"]
["PABE","2019-12-27T03:53:00",-18,-24,73.12,10,11,0,29.89,1012.7,10,"M","CLR","M","M","M","M","M","M","M","M","M","M","M","M","M","M",-40.72,"PABE 271253Z 01011KT 10SM CLR M28/M31 A2989 RMK SLP127 T12781311 $ VIA AUTODIAL"]
["PABE","2019-12-27T04:53:00",-17,-24,69.47,360,15,0,29.87,1012.1,10,"M","CLR","M","M","M","M","M","M","M","M","M","M","M","M","M","M",-42.74,"PABE 271353Z 36015KT 10SM CLR M27/M31 A2987 RMK SLP121 T12721311 $ VIA AUTODIAL"]
["PABE","2019-12-27T05:53:00",-17,-24,69.47,10,16,0,29.86,1011.6,10,"M","CLR","M","M","M","M","M","M","M","M","M","M","M","M","M","M",-43.45,"PABE 271453Z AUTO 01016KT 10SM CLR M27/M31 A2986 RMK SLP116 T12721311 58013 TSNO $ VIA AUTODIAL"]
["PABE","2019-12-27T06:53:00",-18,-24,73.12,10,16,0,29.83,1010.8,10,25,"CLR","M","M","M","M","M","M","M","M","M","M","M","M","M","M",-44.75,"PABE 271553Z 01016G25KT 10SM CLR M28/M31 A2983 RMK SLP108 T12781311 $ VIA AUTODIAL"]
["PABE","2019-12-27T07:53:00",-18,-26,65.73,20,18,0,29.81,1010.1,10,"M","CLR","M","M","M","M","M","M","M","M","M","M","M","M","M","M",-46.07,"PABE 271653Z 02018KT 10SM CLR M28/M32 A2981 RMK SLP101 T12781322 $ VIA AUTODIAL"]
["PABE","2019-12-27T08:53:00",-18.9,-26,68.85,20,21,0,29.79,1009.2,10,27,"CLR","M","M","M","M","M","M","M","M","M","M","M",27,10,"2019-12-27T08:51:00",-49.03,"PABE 271753Z 02021G27KT 10SM CLR M28/M32 A2979 RMK PK WND 01027/1751 SLP092 T12831322 11272 21283 57024 $ VIA AUTODIAL"]
["PABE","2019-12-27T09:53:00",-18,-26,65.73,20,18,"T",29.78,1008.9,9,28,"CLR","M","M","M","M","M","M","M",{"$f":"-SN","v":{"$error":"#NAME?"}},"M","M","M",30,20,"2019-12-27T09:29:00",-46.07,"PABE 271853Z 02018G28KT 9SM -SN CLR M28/M32 A2978 RMK PK WND 02030/1829 SNB07E14B39 SLP089 P0000 T12781322 $ VIA AUTODIAL"]
["PABE","2019-12-27T10:53:00",-18.9,-26,68.85,30,21,"T",29.79,1009.1,10,27,"CLR","M","M","M","M","M","M","M",{"$f":"-SN","v":{"$error":"#NAME?"}},"M","M","M",29,20,"2019-12-27T10:01:00",-49.03,"PABE 271953Z 03021G27KT 10SM -SN CLR M28/M32 A2979 RMK PK WND 02029/1901 SNE21B49 SLP091 P0000 T12831322 $ VIA AUTODIAL"]
["PABE","2019-12-27T11:53:00",-18.9,-27,65.25,20,18,"T",29.77,1008.7,9,29,"CLR","M","M","M","M","M","M","M",{"$f":"-SN","v":{"$error":"#NAME?"}},"M","M","M",29,20,"2019-12-27T11:45:00",-47.26,"PABE 272053Z 02018G29KT 9SM -SN CLR M28/M33 A2977 RMK AO2 PK WND 02029/2045 SNE08B45 SLP087 P0000 60000 T12831328 58005 $"]
["PABE","2019-12-27T12:53:00",-18,-26,65.73,20,24,"T",29.76,1008.3,10,32,"CLR","M","M","M","M","M","M","M","M","M","M","M",32,20,"2019-12-27T12:45:00",-49.4,"PABE 272153Z 02024G32KT 10SM CLR M28/M32 A2976 RMK AO2 PK WND 02032/2145 SNE2057 SLP083 P0000 T12781322 $"]
["PABE","2019-12-27T13:53:00",-18,-26,65.73,20,24,0,29.74,1007.7,10,31,"CLR","M","M","M","M","M","M","M","M","M","M","M",32,10,"2019-12-27T13:08:00",-49.4,"PABE 272253Z 02024G31KT 10SM CLR M28/M32 A2974 RMK AO2 PK WND 01032/2208 SLP077 T12781322 $"]
["PABE","2019-12-27T14:53:00",-18,-26,65.73,20,23,0,29.72,1007,10,29,"CLR","M","M","M","M","M","M","M","M","M","M","M",29,20,"2019-12-27T14:52:00",-48.89,"PABE 272353Z 02023G29KT 10SM CLR M28/M32 A2972 RMK AO2 PK WND 02029/2352 SLP070 60000 T12781322 11278 21283 58017 $"]
["PABE","2019-12-27T15:53:00",-18,-26,65.73,10,22,0,29.71,1006.7,10,29,"CLR","M","M","M","M","M","M","M","M","M","M","M",32,20,"2019-12-27T14:54:00",-48.37,"PABE 280053Z AUTO 01022G29KT 10SM CLR M28/M32 A2971 RMK AO2 PK WND 02032/2354 SLP067 T12781322 TSNO $"]
["PABE","2019-12-27T16:53:00",-17,-26,62.45,20,23,0,29.7,1006,10,30,"CLR","M","M","M","M","M","M","M","M","M","M","M",33,20,"2019-12-27T16:41:00",-47.55,"PABE 280153Z 02023G30KT 10SM CLR M27/M32 A2970 RMK AO2 PK WND 02033/0141 SLP060 T12721322 $"]
["PABE","2019-12-27T17:53:00",-17,-25.1,65.53,10,23,0,29.68,1005.6,10,28,"CLR","M","M","M","M","M","M","M","M","M","M","M",32,10,"2019-12-27T17:15:00",-47.55,"PABE 280253Z 01023G28KT 10SM CLR M27/M32 A2968 RMK AO2 PK WND 01032/0215 SLP056 T12721317 58014 $"]
["PABE","2019-12-27T18:53:00",-17,-25.1,65.53,20,20,0,29.67,1005.1,10,28,"CLR","M","M","M","M","M","M","M","M","M","M","M",29,20,"2019-12-27T18:32:00",-45.94,"PABE 280353Z 02020G28KT 10SM CLR M27/M32 A2967 RMK AO2 PK WND 02029/0332 SLP051 T12721317 $"]
["PABE","2019-12-27T19:53:00",-17,-26,62.45,20,20,0,29.66,1004.9,10,26,"CLR","M","M","M","M","M","M","M","M","M","M","M",27,20,"2019-12-27T19:12:00",-45.94,"PABE 280453Z 02020G26KT 10SM CLR M27/M32 A2966 RMK AO2 PK WND 02027/0412 SLP049 T12721322 $"]
["PABE","2019-12-27T20:53:00",-17,-26,62.45,10,17,"T",29.65,1004.4,10,24,"CLR","M","M","M","M","M","M","M","M","M","M","M",27,20,"2019-12-27T20:20:00",-44.12,"PABE 280553Z 01017G24KT 10SM CLR M27/M32 A2965 RMK AO2 PK WND 02027/0520 SNB17E28 SLP044 P0000 60000 T12721322 11267 21278 56013 $"]
["PABE","2019-12-27T21:53:00",-16.1,-24,66.36,10,22,0,29.62,1003.5,10,29,"CLR","M","M","M","M","M","M","M","M","M","M","M",29,10,"2019-12-27T21:50:00",-45.83,"PABE 280653Z 01022G29KT 10SM CLR M27/M31 A2962 RMK AO2 PK WND 01029/0650 SLP035 T12671311 $"]
["PABE","2019-12-27T22:53:00",-15,-24,62.75,10,23,"T",29.59,1002.4,9,32,"CLR","M","M","M","M","M","M","M",{"$f":"-SN","v":{"$error":"#NAME?"}},"M","M","M",32,20,"2019-12-27T22:47:00",-44.86,"PABE 280753Z 01023G32KT 9SM -SN CLR M26/M31 A2959 RMK AO2 PK WND 02032/0747 SNB48 SLP024 P0000 T12611311 $"]
["PABE","2019-12-27T23:53:00",-14.1,-24,59.97,10,22,"T",29.57,1001.8,10,29,"CLR","M","M","M","M","M","M","M","M","M","M","M",29,20,"2019-12-27T23:53:00",-43.15,"PABE 280853Z 01022G29KT 10SM CLR M26/M31 A2957 RMK AO2 PK WND 02029/0853 SNE0759B26E39 SLP018 P0000 60000 T12561311 412561283 56026 $"]
["PABE","2019-12-28T00:53:00",-14.1,-24,59.97,10,22,0,29.57,1001.7,10,27,"CLR","M","M","M","M","M","M","M","M","M","M","M",29,360,"2019-12-28T00:43:00",-43.15,"PABE 280953Z 01022G27KT 10SM CLR M26/M31 A2957 RMK AO2 PK WND 36029/0943 SLP017 T12561311 $"]
["PABE","2019-12-28T01:53:00",-14.1,-24,59.97,360,16,0,29.56,1001.4,10,24,"CLR","M","M","M","M","M","M","M","M","M","M","M",30,20,"2019-12-28T01:25:00",-39.67,"PABE 281053Z 36016G24KT 10SM CLR M26/M31 A2956 RMK AO2 PK WND 02030/1025 SLP014 T12561311 $"]
["PABE","2019-12-28T02:53:00",-14.1,-24,59.97,360,17,0,29.56,1001.4,10,"M","CLR","M","M","M","M","M","M","M","M","M","M","M","M","M","M",-40.32,"PABE 281153Z 36017KT 10SM CLR M26/M31 A2956 RMK AO2 SLP014 60000 T12561311 11250 21272 56004 $"]
["PABE","2019-12-28T03:53:00",-13,-24,56.75,10,20,0,29.57,1001.7,10,27,"CLR","M","M","M","M","M","M","M","M","M","M","M",27,10,"2019-12-28T03:51:00",-40.63,"PABE 281253Z 01020G27KT 10SM CLR M25/M31 A2957 RMK AO2 PK WND 01027/1251 SLP017 T12501311 $"]
["PABE","2019-12-28T04:53:00",-13,-24,56.75,360,16,0,29.56,1001.4,10,"M","CLR","M","M","M","M","M","M","M","M","M","M","M",30,10,"2019-12-28T04:19:00",-38.24,"PABE 281353Z AUTO 36016KT 10SM CLR M25/M31 A2956 RMK AO2 PK WND 01030/1319 SLP014 T12501311 TSNO $"]
["PABE","2019-12-28T05:53:00",-16.1,-24,66.36,340,15,0,29.56,1001.5,10,"M","CLR","M","M","M","M","M","M","M","M","M","M","M","M","M","M",-41.58,"PABE 281453Z AUTO 34015KT 10SM CLR M27/M31 A2956 RMK AO2 SLP015 T12671311 51001 TSNO $"]
["PABE","2019-12-28T06:53:00",-16.1,-24,66.36,340,17,0,29.55,1001.2,10,"M","CLR","M","M","M","M","M","M","M","M","M","M","M","M","M","M",-42.94,"PABE 281553Z AUTO 34017KT 10SM CLR M27/M31 A2955 RMK AO2 SLP012 T12671311 TSNO $"]
["PABE","2019-12-28T07:53:00",-16.1,-24,66.36,350,15,0,29.56,1001.6,10,"M","CLR","M","M","M","M","M","M","M","M","M","M","M","M","M","M",-41.58,"PABE 281653Z 35015KT 10SM CLR M27/M31 A2956 RMK AO2 SLP016 T12671311 $"]
["PABE","2019-12-28T08:53:00",-16.1,-24,66.36,350,16,0,29.55,1001.2,10,"M","CLR","M","M","M","M","M","M","M","M","M","M","M","M","M","M",-42.28,"PABE 281753Z 35016KT 10SM CLR M27/M31 A2955 RMK AO2 SLP012 T12671311 11250 21267 58002 $"]
["PABE","2019-12-28T09:53:00",-16.1,-24,66.36,350,15,0,29.55,1001.2,10,"M","CLR","M","M","M","M","M","M","M","M","M","M","M","M","M","M",-41.58,"PABE 281853Z 35015KT 10SM CLR M27/M31 A2955 RMK AO2 SLP012 T12671311 $"]
["PABE","2019-12-28T10:53:00",-16.1,-25.1,62.59,350,14,0,29.56,1001.5,10,"M","CLR","M","M","M","M","M","M","M","M","M","M","M","M","M","M",-40.84,"PABE 281953Z 35014KT 10SM CLR M27/M32 A2956 RMK AO2 SLP015 T12671317 $"]
["PABE","2019-12-28T11:53:00",-16.1,-24,66.36,340,15,0,29.57,1001.7,10,"M","CLR","M","M","M","M","M","M","M","M","M","M","M","M","M","M",-41.58,"PABE 282053Z 34015KT 10SM CLR M27/M31 A2957 RMK AO2 SLP017 T12671311 53005 $"]
["PABE","2019-12-28T12:53:00",-15,-24,62.75,340,14,0,29.57,1001.6,10,"M","CLR","M","M","M","M","M","M","M","M","M","M","M","M","M","M",-39.42,"PABE 282153Z 34014KT 10SM CLR M26/M31 A2957 RMK AO2 SLP016 T12611311 $"]
["PABE","2019-12-28T13:53:00",-15,-24,62.75,340,17,0,29.56,1001.4,10,"M","CLR","M","M","M","M","M","M","M","M","M","M","M","M","M","M",-41.5,"PABE 282253Z 34017KT 10SM CLR M26/M31 A2956 RMK AO2 SLP014 T12611311 $"]
["PABE","2019-12-28T14:53:00",-15,-23.1,65.81,350,15,0,29.54,1000.8,10,"M","CLR","M","M","M","M","M","M","M","M","M","M","M","M","M","M",-40.15,"PABE 282353Z 35015KT 10SM CLR M26/M31 A2954 RMK AO2 SLP008 T12611306 11256 21267 58009 $"]
["PABE","2019-12-28T15:53:00",-15,-24,62.75,350,15,0,29.54,1000.8,10,"M","CLR","M","M","M","M","M","M","M","M","M","M","M","M","M","M",-40.15,"PABE 290053Z 35015KT 10SM CLR M26/M31 A2954 RMK AO2 SLP008 T12611311 $"]
["PABE","2019-12-28T16:53:00",-13,-23.1,59.51,360,16,0,29.53,1000.4,10,"M","OVC","M","M","M",8500,"M","M","M","M","M","M","M","M","M","M",-38.24,"PABE 290153Z 36016KT 10SM OVC085 M25/M31 A2953 RMK AO2 SLP004 T12501306 $"]
["PABE","2019-12-28T17:53:00",-13,-20,69.99,350,12,"T",29.53,1000.3,5,"M","OVC","M","M","M",2900,"M","M","M",{"$f":"-SN","v":{"$error":"#NAME?"}},"M","M","M","M","M","M",-35.27,"PABE 290253Z 35012KT 5SM -SN OVC029 M25/M29 A2953 RMK AO2 SNB27 SLP003 P0000 60000 T12501289 58005 $"]
["PABE","2019-12-28T18:31:00",-13,-20,69.99,20,13,"T",29.51,"M",2.5,"M","OVC","M","M","M",1900,"M","M","M",{"$f":"-SN","v":{"$error":"#NAME?"}},"M","M","M","M","M","M",-36.08,"PABE 290331Z 02013KT 2 1/2SM -SN OVC019 M25/M29 A2951 RMK AO2 SNE00B29 P0000 T12501289 $"]
["PABE","2019-12-28T18:33:00",-13,-20,69.99,20,14,"T",29.51,"M",3,"M","BKN","OVC","M","M",1900,8000,"M","M",{"$f":"-SN","v":{"$error":"#NAME?"}},"M","M","M","M","M","M",-36.84,"PABE 290333Z 02014KT 3SM -SN BKN019 OVC080 M25/M29 A2951 RMK AO2 SNE00B29 P0000 T12501289 $"]
["PABE","2019-12-28T18:53:00",-14.1,-23.1,62.89,20,14,"T",29.51,999.9,9,"M","FEW","SCT","OVC","M",1300,1900,8000,"M","M","M","M","M","M","M","M",-38.26,"PABE 290353Z 02014KT 9SM FEW013 SCT019 OVC080 M26/M31 A2951 RMK AO2 SNE00B29E38 SLP999 P0000 T12561306 $"]
["PABE","2019-12-28T19:02:00",-15,-23.1,65.81,20,11,0,29.51,"M",10,"M","FEW","BKN","BKN","M",1400,1900,8000,"M","M","M","M","M","M","M","M",-36.93,"PABE 290402Z 02011KT 10SM FEW014 BKN019 BKN080 M26/M31 A2951 RMK AO2 T12611306 $"]
["PABE","2019-12-28T19:12:00",-14.1,-22,66.64,20,13,0,29.51,"M",8,"M","SCT","BKN","OVC","M",1700,5500,8000,"M","M","M","M","M","M","M","M",-37.49,"PABE 290412Z 02013KT 8SM SCT017 BKN055 OVC080 M26/M30 A2951 RMK AO2 T12561300 $"]
["PABE","2019-12-28T19:53:00",-14.1,-22,66.64,30,14,0,29.5,999.4,9,"M","OVC","M","M","M",5500,"M","M","M","M","M","M","M","M","M","M",-38.26,"PABE 290453Z 03014KT 9SM OVC055 M26/M30 A2950 RMK AO2 SLP994 T12561300 $"]
["PABE","2019-12-28T20:51:00",-14.8,-22,69.03,30,12,0,29.5,"M",3,"M","BKN","OVC","M","M",1400,6000,"M","M","HZ","M","M","M","M","M","M",-37.56,"PABE 290551Z 03012KT 3SM HZ BKN014 OVC060 M26/M30 A2950 RMK $ VIA AUTODIAL"]
["PABE","2019-12-28T20:53:00",-15,-22,69.73,30,9,0,29.5,999.3,3,"M","BKN","OVC","M","M",1400,6000,"M","M","HZ","M","M","M","M","M","M",-34.93,"PABE 290553Z 03009KT 3SM HZ BKN014 OVC060 M26/M30 A2950 RMK SLP993 60000 T12611300 11250 21261 56006 $ VIA AUTODIAL"]
["PABE","2019-12-28T21:53:00",-16.1,-24,66.36,20,9,0,29.48,998.8,10,"M","BKN","M","M","M",1500,"M","M","M","M","M","M","M","M","M","M",-36.3,"PABE 290653Z 02009KT 10SM BKN015 M27/M31 A2948 RMK AO2 SLP988 T12671311 $"]
["PABE","2019-12-28T22:53:00",-18.9,-25.1,72.24,20,5,0,29.47,998.3,10,"M","FEW","M","M","M",2400,"M","M","M","M","M","M","M","M","M","M",-34.05,"PABE 290753Z 02005KT 10SM FEW024 M28/M32 A2947 RMK AO2 SLP983 T12831317 $"]
["PABE","2019-12-28T23:07:00",-18.9,-25.1,72.24,20,5,0,29.47,"M",10,"M","BKN","M","M","M",1700,"M","M","M","M","M","M","M","M","M","M",-34.05,"PABE 290807Z 02005KT 10SM BKN017 M28/M32 A2947 RMK AO2 T12831317 $"]
["PABE","2019-12-28T23:53:00",-20,-26,72.88,30,6,0,29.46,997.9,10,"M","SCT","M","M","M",1600,"M","M","M","M","M","M","M","M","M","M",-37.1,"PABE 290853Z 03006KT 10SM SCT016 M29/M32 A2946 RMK AO2 SLP979 T12891322 412501289 56014 $"]
["PABE","2019-12-29T00:53:00",-22,-27.9,73.04,40,5,0,29.44,997.5,10,"M","CLR","M","M","M","M","M","M","M","M","M","M","M","M","M","M",-37.74,"PABE 290953Z 04005KT 10SM CLR M30/M33 A2944 RMK AO2 SLP975 T13001333 $"]
["PABE","2019-12-29T01:53:00",-24,-29,76.46,50,5,0,29.44,997.3,10,"M","CLR","M","M","M","M","M","M","M","M","M","M","M","M","M","M",-40.11,"PABE 291053Z 05005KT 10SM CLR M31/M34 A2944 RMK AO2 SLP973 T13111339 $"]
["PABE","2019-12-29T02:53:00",-25.1,-31,72.66,30,6,0,29.42,996.8,10,"M","CLR","M","M","M","M","M","M","M","M","M","M","M","M","M","M",-43.24,"PABE 291153Z 03006KT 10SM CLR M32/M35 A2942 RMK AO2 SLP968 T13171350 11261 21322 58013 $"]
["PABE","2019-12-29T03:53:00",-27,-33,72.02,30,7,0,29.4,996.2,10,"M","CLR","M","M","M","M","M","M","M","M","M","M","M","M","M","M",-47.14,"PABE 291253Z 03007KT 10SM CLR M33/M36 A2940 RMK AO2 SLP962 T13281361 $"]
["PABE","2019-12-29T04:53:00",-27,-33,72.02,40,6,0,29.38,995.5,10,"M","CLR","M","M","M","M","M","M","M","M","M","M","M","M","M","M",-45.53,"PABE 291353Z 04006KT 10SM CLR M33/M36 A2938 RMK AO2 SLP955 T13281361 $"]
["PABE","2019-12-29T05:53:00",-27,-33,72.02,30,6,0,29.36,994.8,10,"M","CLR","M","M","M","M","M","M","M","M","M","T","M","M","M","M",-45.53,"PABE 291453Z AUTO 03006KT 10SM CLR M33/M36 A2936 RMK AO2 SLP948 I3000 T13281361 58019 TSNO $"]
["PABE","2019-12-29T06:53:00",-27,-33,72.02,20,6,0,29.34,994,10,"M","CLR","M","M","M","M","M","M","M","M","M","M","M","M","M","M",-45.53,"PABE 291553Z AUTO 02006KT 10SM CLR M33/M36 A2934 RMK AO2 SLP940 T13281361 TSNO $"]
["PABE","2019-12-29T07:53:00",-27,-33,72.02,20,7,0,29.32,993.3,10,"M","CLR","M","M","M","M","M","M","M","M","M","M","M","M","M","M",-47.14,"PABE 291653Z 02007KT 10SM CLR M33/M36 A2932 RMK AO2 SLP933 T13281361 $"]
["PABE","2019-12-29T08:53:00",-27,-34.1,67.74,20,7,0,29.28,991.9,10,"M","CLR","M","M","M","M","M","M","M","M","M","M","T","M","M","M",-47.14,"PABE 291753Z 02007KT 10SM CLR M33/M37 A2928 RMK AO2 SLP919 I6000 T13281367 11317 21333 58028 $"]
["PABE","2019-12-29T09:53:00",-25.1,-32.1,68.38,20,10,0,29.27,991.7,10,"M","CLR","M","M","M","M","M","M","M","M","M","M","M","M","M","M",-48.64,"PABE 291853Z 02010KT 10SM CLR M32/M36 A2927 RMK AO2 SLP917 T13171356 $"]
["PABE","2019-12-29T10:53:00",-24,-31,68.53,20,8,0,29.25,990.9,10,"M","CLR","M","M","M","M","M","M","M","M","M","M","M","M","M","M",-44.87,"PABE 291953Z 02008KT 10SM CLR M31/M35 A2925 RMK AO2 SLP909 T13111350 $"]
["PABE","2019-12-29T11:53:00",-20.9,-29,64.96,30,13,0,29.23,990.3,10,"M","CLR","M","M","M","M","M","M","M","M","M","M","M","M","M","M",-46.2,"PABE 292053Z 03013KT 10SM CLR M29/M34 A2923 RMK AO2 SLP903 T12941339 58017 $"]
["PABE","2019-12-29T12:53:00",-20,-27,69.07,20,15,0,29.19,989.1,10,21,"CLR","M","M","M","M","M","M","M","M","M","M","M","M","M","M",-46.63,"PABE 292153Z 02015G21KT 10SM CLR M29/M33 A2919 RMK AO2 SLP891 T12891328 $"]
["PABE","2019-12-29T13:53:00",-18,-26,65.73,20,15,0,29.17,988.3,10,"M","CLR","M","M","M","M","M","M","M","M","M","M","M","M","M","M",-44.04,"PABE 292253Z 02015KT 10SM CLR M28/M32 A2917 RMK AO2 SLP883 T12781322 $"]
["PABE","2019-12-29T14:53:00",-18,-25.1,68.97,20,14,0,29.15,987.7,10,"M","CLR","M","M","M","M","M","M","M","M","M","M","M","M","M","M",-43.29,"PABE 292353Z 02014KT 10SM CLR M28/M32 A2915 RMK SLP877 T12781317 11278 21328 56025 $ VIA AUTODIAL"]
["PABE","2019-12-29T15:53:00",-17,-24,69.47,10,15,0,29.12,986.5,10,"M","CLR","M","M","M","M","M","M","M","M","M","M","M","M","M","M",-42.74,"PABE 300053Z 01015KT 10SM CLR M27/M31 A2912 RMK SLP865 T12721311 $ VIA AUTODIAL"]
["PABE","2019-12-29T16:53:00",-17,-23.1,72.86,10,14,0,29.1,985.9,10,"M","CLR","M","M","M","M","M","M","M","M","M","M","M","M","M","M",-42,"PABE 300153Z 01014KT 10SM CLR M27/M31 A2910 RMK SLP859 T12721306 $ VIA AUTODIAL"]
["PABE","2019-12-29T17:53:00",-16.1,-23.1,69.59,360,13,0,29.09,985.7,10,"M","CLR","M","M","M","M","M","M","M","M","M","M","M","M","M","M",-40.05,"PABE 300253Z 36013KT 10SM CLR M27/M31 A2909 RMK SLP857 T12671306 56020 $ VIA AUTODIAL"]
["PABE","2019-12-29T18:53:00",-15,-20.9,73.86,360,12,0,29.08,985.2,10,"M","CLR","M","M","M","M","M","M","M","M","M","M","M","M","M","M",-37.82,"PABE 300353Z 36012KT 10SM CLR M26/M29 A2908 RMK AO2 SLP852 T12611294 $"]
["PABE","2019-12-29T19:53:00",-15,-20,77.4,360,12,0,29.08,985.1,10,"M","CLR","M","M","M","M","M","M","M","M","M","M","M","M","M","M",-37.82,"PABE 300453Z 36012KT 10SM CLR M26/M29 A2908 RMK AO2 SLP851 T12611289 $"]
["PABE","2019-12-29T20:53:00",-15,-20.9,73.86,330,10,0,29.08,985.3,10,"M","CLR","M","M","M","M","M","M","M","M","M","M","M","M","M","M",-35.97,"PABE 300553Z 33010KT 10SM CLR M26/M29 A2908 RMK AO2 SLP853 T12611294 11261 21278 55004 $"]
["PABE","2019-12-29T21:53:00",-15,-20.9,73.86,330,10,0,29.08,985.2,10,"M","BKN","M","M","M",4200,"M","M","M","M","M","M","M","M","M","M",-35.97,"PABE 300653Z 33010KT 10SM BKN042 M26/M29 A2908 RMK AO2 SLP852 T12611294 $"]
["PABE","2019-12-29T22:53:00",-11.9,-18,73.46,340,10,0,29.08,985.3,10,"M","OVC","M","M","M",4000,"M","M","M","M","M","M","M","M","M","M",-32.08,"PABE 300753Z 34010KT 10SM OVC040 M24/M28 A2908 RMK AO2 SLP853 T12441278 $"]
["PABE","2019-12-29T23:53:00",-9.9,-16.1,73.31,340,10,0,29.08,985.2,10,"M","OVC","M","M","M",4700,"M","M","M","M","M","M","M","M","M","M",-29.57,"PABE 300853Z 34010KT 10SM OVC047 M23/M27 A2908 RMK AO2 SLP852 T12331267 412331333 50000 $"]
["PABE","2019-12-30T00:53:00",-9.9,-15,77.52,340,8,0,29.08,985.3,10,"M","OVC","M","M","M",4500,"M","M","M","M","M","M","M","M","M","M",-27.5,"PABE 300953Z 34008KT 10SM OVC045 M23/M26 A2908 RMK AO2 SLP853 T12331261 $"]
["PABE","2019-12-30T01:53:00",-11,-15,81.85,310,6,0,29.09,985.5,10,"M","FEW","M","M","M",4400,"M","M","M","M","M","M","M","M","M","M",-26.26,"PABE 301053Z 31006KT 10SM FEW044 M24/M26 A2909 RMK AO2 SLP855 T12391261 $"]
["PABE","2019-12-30T02:53:00",-13,-18,77.6,300,7,0,29.09,985.5,10,"M","CLR","M","M","M","M","M","M","M","M","M","M","M","M","M","M",-30.07,"PABE 301153Z 30007KT 10SM CLR M25/M28 A2909 RMK AO2 SLP855 T12501278 11228 21272 51003 $"]
["PABE","2019-12-30T03:53:00",-13,-18,77.6,300,6,0,29.1,985.9,10,"M","FEW","M","M","M",4400,"M","M","M","M","M","M","M","M","M","M",-28.67,"PABE 301253Z 30006KT 10SM FEW044 M25/M28 A2910 RMK AO2 SLP859 T12501278 $"]
["PABE","2019-12-30T04:53:00",-11,-16.1,77.41,310,7,0,29.1,985.9,10,"M","OVC","M","M","M",4600,"M","M","M","M","M","M","M","M","M","M",-27.63,"PABE 301353Z 31007KT 10SM OVC046 M24/M27 A2910 RMK AO2 SLP859 T12391267 $"]
["PABE","2019-12-30T05:53:00",-9.9,-15,77.52,300,4,0,29.11,986.3,10,"M","OVC","M","M","M",4800,"M","M","M","M","M","M","M","M","M","M",-21.51,"PABE 301453Z AUTO 30004KT 10SM OVC048 M23/M26 A2911 RMK AO2 SLP863 T12331261 51008 TSNO $"]
["PABE","2019-12-30T06:53:00",-8,-13,78.1,300,3,"T",29.12,986.6,10,"M","OVC","M","M","M",4900,"M","M","M","M","M","M","M","M","M","M",-17.04,"PABE 301553Z 30003KT 10SM OVC049 M22/M25 A2912 RMK AO2 SNB16E34 SLP866 P0000 T12221250 $"]
["PABE","2019-12-30T07:53:00",-9,-14.1,77.61,280,4,0,29.13,986.7,10,"M","SCT","M","M","M",5500,"M","M","M","M","M","M","M","M","M","M",-20.46,"PABE 301653Z 28004KT 10SM SCT055 M23/M26 A2913 RMK AO2 SLP867 T12281256 $"]
["PABE","2019-12-30T08:53:00",-11.9,-16.1,80.95,260,4,0,29.14,987.3,6,"M","BKN","M","M","M",4400,"M","M","M","BR","M","M","M","M","M","M",-23.84,"PABE 301753Z 26004KT 6SM BR BKN044 M24/M27 A2914 RMK AO2 SLP873 60000 T12441267 11222 21250 53010 $"]
["PABE","2019-12-30T09:53:00",-14.1,-18,82.01,210,5,0,29.16,987.9,10,"M","CLR","M","M","M","M","M","M","M","M","M","M","M","M","M","M",-28.35,"PABE 301853Z 21005KT 10SM CLR M26/M28 A2916 RMK AO2 SLP879 T12561278 $"]
["PABE","2019-12-30T10:53:00",-14.1,-18.9,78.3,240,4,0,29.18,988.4,10,"M","CLR","M","M","M","M","M","M","M","M","T","M","M","M","M","M",-26.41,"PABE 301953Z 24004KT 10SM CLR M26/M28 A2918 RMK AO2 SLP884 I1000 T12561283 $"]
["PABE","2019-12-30T11:53:00",-11,-16.1,77.41,270,5,0,29.19,988.9,4,"M","CLR","M","M","M","M","M","M","M","HZ","M","T","M","M","M","M",-24.67,"PABE 302053Z 27005KT 4SM R19R/4000VP6000FT HZ CLR M24/M27 A2919 RMK AO2 SLP889 I3000 T12391267 51016 $"]
["PABE","2019-12-30T12:53:00",-9.9,-14.1,81.12,290,4,0,29.19,988.9,10,"M","SCT","M","M","M",12000,"M","M","M","M","M","M","M","M","M","M",-21.51,"PABE 302153Z 29004KT 10SM R19R/3000VP6000FT SCT120 M23/M26 A2919 RMK AO2 SLP889 T12331256 $"]
["PABE","2019-12-30T13:53:00",-9,-14.1,77.61,310,5,0,29.19,989,10,"M","CLR","M","M","M","M","M","M","M","M","M","M","M","M","M","M",-22.3,"PABE 302253Z 31005KT 10SM CLR M23/M26 A2919 RMK AO2 SLP890 T12281256 $"]
["PABE","2019-12-30T14:53:00",-8,-11.9,82.51,330,7,0,29.19,988.8,10,"M","CLR","M","M","M","M","M","M","M","M","M","M","T","M","M","M",-23.98,"PABE 302353Z 33007KT 10SM CLR M22/M24 A2919 RMK AO2 SLP888 I6000 T12221244 11222 21267 58001 $"]
["PABE","2019-12-30T15:53:00",-8,-11.9,82.51,330,7,0,29.19,988.9,10,"M","CLR","M","M","M","M","M","M","M","M","M","M","M","M","M","M",-23.98,"PABE 310053Z 33007KT 10SM CLR M22/M24 A2919 RMK AO2 SLP889 T12221244 $"]
["PABE","2019-12-30T16:53:00",-8,-11.9,82.51,330,10,0,29.19,988.8,10,"M","CLR","M","M","M","M","M","M","M","M","M","M","M","M","M","M",-27.19,"PABE 310153Z 33010KT 10SM CLR M22/M24 A2919 RMK AO2 SLP888 T12221244 $"]
["PABE","2019-12-30T17:53:00",-7.1,-11,82.58,330,12,0,29.19,989,10,"M","CLR","M","M","M","M","M","M","M","M","M","M","M","M","M","M",-27.76,"PABE 310253Z 33012KT 10SM CLR M22/M24 A2919 RMK AO2 SLP890 T12171239 53003 $"]
["PABE","2019-12-30T18:53:00",-6,-9.9,82.67,330,14,0,29.2,989,10,"M","CLR","M","M","M","M","M","M","M","M","T","M","M","M","M","M",-27.82,"PABE 310353Z 33014KT 10SM CLR M21/M23 A2920 RMK AO2 SLP890 I1000 T12111233 $"]
["PABE","2019-12-30T19:53:00",-7.1,-11.9,78.97,330,15,0,29.2,989.2,10,"M","CLR","M","M","M","M","M","M","M","M","M","M","M","M","M","M",-29.91,"PABE 310453Z 33015KT 10SM CLR M22/M24 A2920 RMK AO2 SLP892 T12171244 $"]
["PABE","2019-12-30T20:53:00",-8,-13,78.1,340,14,0,29.21,989.5,10,"M","CLR","M","M","M","M","M","M","M","M","M","M","T","M","M","M",-30.4,"PABE 310553Z 34014KT 10SM CLR M22/M25 A2921 RMK AO2 SLP895 I6000 T12221250 11211 21228 53004 $"]
["PABE","2019-12-30T21:53:00",-9,-14.1,77.61,330,15,0,29.23,990.2,10,"M","CLR","M","M","M","M","M","M","M","M","M","M","M","M","M","M",-32.37,"PABE 310653Z 33015KT 10SM CLR M23/M26 A2923 RMK AO2 SLP902 T12281256 $"]
["PABE","2019-12-30T22:53:00",-9.9,-15,77.52,340,11,0,29.25,990.9,10,"M","CLR","M","M","M","M","M","M","M","M","M","M","M","M","M","M",-30.48,"PABE 310753Z 34011KT 10SM CLR M23/M26 A2925 RMK AO2 SLP909 T12331261 $"]
["PABE","2019-12-30T23:53:00",-9.9,-15,77.52,320,14,0,29.26,991.3,10,"M","CLR","M","M","M","M","M","M","M","M","M","M","M","M","M","M",-32.85,"PABE 310853Z 32014KT 10SM CLR M23/M26 A2926 RMK AO2 SLP913 T12331261 412111267 51017 $"]

{"sheet":"tmy_55.062_-131.540_2006_2015","index":4,"n_rows":8789,"n_cols":27,"rows_kept":4500,"cut":true,"merged":[[15,10,15,13],[16,18,16,19],[16,20,16,21],[16,25,16,26]],"bounds":{"rows_first":2000,"rows_last":500,"rows_between":2000,"halvings":0}}
["Latitude (decimal degrees): 55.062"]
["Longitude (decimal degrees): -131.540"]
["Elevation (m): 10.0"]
["month","year"]
[1,2009]
[2,2006]
[3,2007]
[4,2009]
[5,2009]
[6,2010]
[7,2011]
[8,2011]
[9,2009]
[10,2007]
[11,2009]
[12,2007,{"$nulls":8},"Date and Time, UCT",{"$nulls":3},"Time zone adj. - ",-8,"hours from UTC"]
["time(UTC)","T2m","RH","G(h)","Gb(n)","Gd(h)","IR(h)","WS10m","WD10m","SP","Year","Month","Day","Hour","Text string","Excel date and Time, AKST","Temperature, °F",null,{"$f":"setChartAxis(\"tmy_55.062_-131.540_2006_2015\",\"chart 2\",\"Min\",\"X\",\"Primary\",T18)","v":"X Primary Min: 43815"},null,{"$f":"setChartAxis(\"tmy_55.062_-131.540_2006_2015\",\"chart 2\",\"Max\",\"X\",\"Primary\",T19)","v":"X Primary Max: 43816"},{"$nulls":4},"Straight Line"]
["20070101:0000",1.71,91.29,18,{"v":0,"d":"0.00"},18,266.89,6.26,272,100358,{"$f":"'Bethel TMY 3'!$D$5","v":2019},{"$f":"MID(A18,5,2)","v":"01"},{"$f":"MID(A18,7,2)","v":"01"},{"$f":"MID(A18,10,2)","v":"00"},{"$f":"L18&\"/\"&M18&\"/\"&K18&\" \"&N18&\":00\"","v":"01/01/2019 00:00"},{"$f":"(DATEVALUE(O18)+TIMEVALUE(O18))+($P$16/24)","v":"2018-12-31T16:00:00"},{"$f":"((9/5)*B18)+32","v":35.078},null,"Min",{"$f":"V18","v":43815},null,"2019-12-16",{"$nulls":3},"X","Y"]
["20070101:0100",{"v":1.5,"d":"1.50"},90.05,0,{"v":0,"d":"0.00"},0,262.61,5.85,270,100454,{"$f":"'Bethel TMY 3'!$D$5","v":2019},{"$f":"MID(A19,5,2)","v":"01"},{"$f":"MID(A19,7,2)","v":"01"},{"$f":"MID(A19,10,2)","v":"01"},{"$f":"L19&\"/\"&M19&\"/\"&K19&\" \"&N19&\":00\"","v":"01/01/2019 01:00"},{"$f":"(DATEVALUE(O19)+TIMEVALUE(O19))+($P$16/24)","v":"2018-12-31T17:00:00"},{"$f":"((9/5)*B19)+32","v":34.7},null,"Max",{"$f":"V19","v":43816},null,"2019-12-17",{"$nulls":3},-30,-30]
["20070101:0200",1.29,88.81,0,{"v":0,"d":"0.00"},0,258.34,5.45,268,100551,{"$f":"'Bethel TMY 3'!$D$5","v":2019},"01","01","02","01/01/2019 02:00","2018-12-31T18:00:00",34.322,{"$nulls":8},110,110]
["20070101:0300",1.07,87.58,0,{"v":0,"d":"0.00"},0,254.07,5.04,266,100547,{"$f":"'Bethel TMY 3'!$D$5","v":2019},"01","01","03","01/01/2019 03:00","2018-12-31T19:00:00",33.926]
["20070101:0400",0.86,86.34,0,{"v":0,"d":"0.00"},0,249.79,4.63,264,100544,{"$f":"'Bethel TMY 3'!$D$5","v":2019},"01","01","04","01/01/2019 04:00","2018-12-31T20:00:00",33.548]
["20070101:0500",0.64,{"v":85.1,"d":"85.10"},0,{"v":0,"d":"0.00"},0,245.52,4.22,262,100541,{"$f":"'Bethel TMY 3'!$D$5","v":2019},"01","01","05","01/01/2019 05:00","2018-12-31T21:00:00",33.152]
["20070101:0600",0.43,83.86,0,{"v":0,"d":"0.00"},0,241.25,3.82,261,100537,{"$f":"'Bethel TMY 3'!$D$5","v":2019},"01","01","06","01/01/2019 06:00","2018-12-31T22:00:00",32.774]
["20070101:0700",0.22,82.63,0,{"v":0,"d":"0.00"},0,236.97,3.41,261,100534,{"$f":"'Bethel TMY 3'!$D$5","v":2019},"01","01","07","01/01/2019 07:00","2018-12-31T23:00:00",32.396]
["20070101:0800",0.57,95.08,0,{"v":0,"d":"0.00"},0,246.65,4.36,260,100531,{"$f":"'Bethel TMY 3'!$D$5","v":2019},"01","01","08","01/01/2019 08:00","2019-01-01",33.026]
["20070101:0900",0.57,96.72,0,{"v":0,"d":"0.00"},0,246.73,{"v":4.2,"d":"4.20"},264,100527,{"$f":"'Bethel TMY 3'!$D$5","v":2019},"01","01","09","01/01/2019 09:00","2019-01-01T01:00:00",33.026]
["20070101:1000",0.57,98.36,0,{"v":0,"d":"0.00"},0,246.82,4.05,267,100524,{"$f":"'Bethel TMY 3'!$D$5","v":2019},"01","01","10","01/01/2019 10:00","2019-01-01T02:00:00",33.026]
["20070101:1100",0.57,{"v":100,"d":"100.00"},0,{"v":0,"d":"0.00"},0,{"v":246.9,"d":"246.90"},3.89,270,100521,{"$f":"'Bethel TMY 3'!$D$5","v":2019},"01","01","11","01/01/2019 11:00","2019-01-01T03:00:00",33.026]
["20070101:1200",0.34,{"v":97,"d":"97.00"},0,{"v":0,"d":"0.00"},0,242.63,2.66,315,100554,{"$f":"'Bethel TMY 3'!$D$5","v":2019},"01","01","12","01/01/2019 12:00","2019-01-01T04:00:00",32.612]
["20070101:1300",0.11,{"v":94,"d":"94.00"},0,{"v":0,"d":"0.00"},0,238.37,1.43,0,100587,{"$f":"'Bethel TMY 3'!$D$5","v":2019},"01","01","13","01/01/2019 13:00","2019-01-01T05:00:00",32.198]
["20070101:1400",-0.13,{"v":91,"d":"91.00"},0,{"v":0,"d":"0.00"},0,{"v":234.1,"d":"234.10"},0.19,45,100621,{"$f":"'Bethel TMY 3'!$D$5","v":2019},"01","01","14","01/01/2019 14:00","2019-01-01T06:00:00",31.766]
["20070101:1500",{"v":-0.1,"d":"-0.10"},90.93,0,{"v":0,"d":"0.00"},0,{"v":234.9,"d":"234.90"},0.24,76,100614,{"$f":"'Bethel TMY 3'!$D$5","v":2019},"01","01","15","01/01/2019 15:00","2019-01-01T07:00:00",31.82]
["20070101:1600",-0.08,90.85,0,{"v":0,"d":"0.00"},0,{"v":235.7,"d":"235.70"},0.29,107,100607,{"$f":"'Bethel TMY 3'!$D$5","v":2019},"01","01","16","01/01/2019 16:00","2019-01-01T08:00:00",31.856]
["20070101:1700",-0.06,90.78,0,{"v":0,"d":"0.00"},0,{"v":236.5,"d":"236.50"},0.33,138,100601,{"$f":"'Bethel TMY 3'!$D$5","v":2019},"01","01","17","01/01/2019 17:00","2019-01-01T09:00:00",31.892]
["20070101:1800",0.18,88.03,47,275.86,28,237.28,0.34,148,100591,{"$f":"'Bethel TMY 3'!$D$5","v":2019},"01","01","18","01/01/2019 18:00","2019-01-01T10:00:00",32.324]
["20070101:1900",0.42,85.29,120,{"v":494.6,"d":"494.60"},47,238.07,0.36,157,100581,{"$f":"'Bethel TMY 3'!$D$5","v":2019},"01","01","19","01/01/2019 19:00","2019-01-01T11:00:00",32.756]
["20070101:2000",0.66,82.54,109,190.31,72,238.85,0.37,166,100571,{"$f":"'Bethel TMY 3'!$D$5","v":2019},"01","01","20","01/01/2019 20:00","2019-01-01T12:00:00",33.188]
["20070101:2100",0.66,83.15,45,{"v":0,"d":"0.00"},45,240.63,0.47,137,100551,{"$f":"'Bethel TMY 3'!$D$5","v":2019},"01","01","21","01/01/2019 21:00","2019-01-01T13:00:00",33.188]
["20070101:2200",0.67,83.75,74,32.97,68,242.42,0.57,108,100531,{"$f":"'Bethel TMY 3'!$D$5","v":2019},"01","01","22","01/01/2019 22:00","2019-01-01T14:00:00",33.206]
["20070101:2300",0.68,84.36,45,8.09,44,{"v":244.2,"d":"244.20"},0.68,78,100511,{"$f":"'Bethel TMY 3'!$D$5","v":2019},"01","01","23","01/01/2019 23:00","2019-01-01T15:00:00",33.224000000000004]
["20070102:0000",0.17,84.76,11,{"v":0,"d":"0.00"},11,243.53,1.95,79,100551,{"$f":"'Bethel TMY 3'!$D$5","v":2019},"01","02","00","01/02/2019 00:00","2019-01-01T16:00:00",32.306]
["20070102:0100",-0.35,85.17,0,{"v":0,"d":"0.00"},0,242.87,3.23,79,100591,{"$f":"'Bethel TMY 3'!$D$5","v":2019},"01","02","01","01/02/2019 01:00","2019-01-01T17:00:00",31.37]
["20070102:0200",-0.86,85.57,0,{"v":0,"d":"0.00"},0,{"v":242.2,"d":"242.20"},4.51,80,100631,{"$f":"'Bethel TMY 3'!$D$5","v":2019},"01","02","02","01/02/2019 02:00","2019-01-01T18:00:00",30.451999999999998]
["20070102:0300",-0.88,{"v":86.5,"d":"86.50"},0,{"v":0,"d":"0.00"},0,237.82,4.48,83,100621,{"$f":"'Bethel TMY 3'!$D$5","v":2019},"01","02","03","01/02/2019 03:00","2019-01-01T19:00:00",30.416]
["20070102:0400",-0.89,87.43,0,{"v":0,"d":"0.00"},0,233.43,4.46,87,100611,{"$f":"'Bethel TMY 3'!$D$5","v":2019},"01","02","04","01/02/2019 04:00","2019-01-01T20:00:00",30.398]
["20070102:0500",-0.91,88.36,0,{"v":0,"d":"0.00"},0,229.05,4.43,91,100601,{"$f":"'Bethel TMY 3'!$D$5","v":2019},"01","02","05","01/02/2019 05:00","2019-01-01T21:00:00",30.362]
["20070102:0600",{"v":-0.9,"d":"-0.90"},89.34,0,{"v":0,"d":"0.00"},0,{"v":228.2,"d":"228.20"},{"v":4.4,"d":"4.40"},93,100604,{"$f":"'Bethel TMY 3'!$D$5","v":2019},"01","02","06","01/02/2019 06:00","2019-01-01T22:00:00",30.38]
["20070102:0700",{"v":-0.9,"d":"-0.90"},90.33,0,{"v":0,"d":"0.00"},0,227.35,4.37,96,100607,{"$f":"'Bethel TMY 3'!$D$5","v":2019},"01","02","07","01/02/2019 07:00","2019-01-01T23:00:00",30.38]
["20070102:0800",{"v":-0.9,"d":"-0.90"},91.31,0,{"v":0,"d":"0.00"},0,{"v":226.5,"d":"226.50"},4.34,98,100611,{"$f":"'Bethel TMY 3'!$D$5","v":2019},"01","02","08","01/02/2019 08:00","2019-01-02",30.38]
["20070102:0900",-0.91,93.71,0,{"v":0,"d":"0.00"},0,227.13,{"v":4.5,"d":"4.50"},101,100597,{"$f":"'Bethel TMY 3'!$D$5","v":2019},"01","02","09","01/02/2019 09:00","2019-01-02T01:00:00",30.362]
["20070102:1000",-0.92,96.11,0,{"v":0,"d":"0.00"},0,227.77,4.65,104,100584,{"$f":"'Bethel TMY 3'!$D$5","v":2019},"01","02","10","01/02/2019 10:00","2019-01-02T02:00:00",30.344]
["20070102:1100",-0.93,98.51,0,{"v":0,"d":"0.00"},0,{"v":228.4,"d":"228.40"},{"v":4.8,"d":"4.80"},107,100571,{"$f":"'Bethel TMY 3'!$D$5","v":2019},"01","02","11","01/02/2019 11:00","2019-01-02T03:00:00",30.326]
["20070102:1200",-0.96,96.51,0,{"v":0,"d":"0.00"},0,{"v":235.7,"d":"235.70"},5.27,108,100564,{"$f":"'Bethel TMY 3'!$D$5","v":2019},"01","02","12","01/02/2019 12:00","2019-01-02T04:00:00",30.272]
["20070102:1300",-0.99,94.51,0,{"v":0,"d":"0.00"},0,{"v":243,"d":"243.00"},5.74,109,100557,{"$f":"'Bethel TMY 3'!$D$5","v":2019},"01","02","13","01/02/2019 13:00","2019-01-02T05:00:00",30.218]
["20070102:1400",-1.03,92.51,0,{"v":0,"d":"0.00"},0,{"v":250.3,"d":"250.30"},6.21,110,100551,{"$f":"'Bethel TMY 3'!$D$5","v":2019},"01","02","14","01/02/2019 14:00","2019-01-02T06:00:00",30.146]
["20070102:1500",-0.97,94.68,0,{"v":0,"d":"0.00"},0,252.92,6.19,113,100554,{"$f":"'Bethel TMY 3'!$D$5","v":2019},"01","02","15","01/02/2019 15:00","2019-01-02T07:00:00",30.254]
["20070102:1600",-0.91,96.85,0,{"v":0,"d":"0.00"},0,255.53,6.18,117,100557,{"$f":"'Bethel TMY 3'!$D$5","v":2019},"01","02","16","01/02/2019 16:00","2019-01-02T08:00:00",30.362]
["20070102:1700",-0.85,99.02,0,{"v":0,"d":"0.00"},0,258.15,6.17,121,100561,{"$f":"'Bethel TMY 3'!$D$5","v":2019},"01","02","17","01/02/2019 17:00","2019-01-02T09:00:00",30.47]
["20070102:1800",-0.59,99.35,4,{"v":0,"d":"0.00"},4,258.25,6.15,127,100544,{"$f":"'Bethel TMY 3'!$D$5","v":2019},"01","02","18","01/02/2019 18:00","2019-01-02T10:00:00",30.938]
["20070102:1900",-0.34,99.67,10,{"v":0,"d":"0.00"},10,258.35,6.14,132,100527,{"$f":"'Bethel TMY 3'!$D$5","v":2019},"01","02","19","01/02/2019 19:00","2019-01-02T11:00:00",31.387999999999998]
["20070102:2000",-0.08,{"v":100,"d":"100.00"},44,{"v":0,"d":"0.00"},44,258.45,6.12,137,100511,{"$f":"'Bethel TMY 3'!$D$5","v":2019},"01","02","20","01/02/2019 20:00","2019-01-02T12:00:00",31.856]
["20070102:2100",{"v":0.1,"d":"0.10"},{"v":100,"d":"100.00"},17,{"v":0,"d":"0.00"},17,262.68,6.09,143,100477,{"$f":"'Bethel TMY 3'!$D$5","v":2019},"01","02","21","01/02/2019 21:00","2019-01-02T13:00:00",32.18]
["20070102:2200",0.28,{"v":100,"d":"100.00"},82,{"v":65.3,"d":"65.30"},70,266.92,6.06,148,100444,{"$f":"'Bethel TMY 3'!$D$5","v":2019},"01","02","22","01/02/2019 22:00","2019-01-02T14:00:00",32.504]
["20070102:2300",0.46,{"v":100,"d":"100.00"},5,{"v":0,"d":"0.00"},5,271.15,6.03,154,100411,{"$f":"'Bethel TMY 3'!$D$5","v":2019},"01","02","23","01/02/2019 23:00","2019-01-02T15:00:00",32.828]
["20070103:0000",0.43,{"v":100,"d":"100.00"},1,{"v":0,"d":"0.00"},1,269.52,6.33,150,100424,{"$f":"'Bethel TMY 3'!$D$5","v":2019},"01","03","00","01/03/2019 00:00","2019-01-02T16:00:00",32.774]
["20070103:0100",{"v":0.4,"d":"0.40"},{"v":100,"d":"100.00"},0,{"v":0,"d":"0.00"},0,267.88,6.63,146,100438,{"$f":"'Bethel TMY 3'!$D$5","v":2019},"01","03","01","01/03/2019 01:00","2019-01-02T17:00:00",32.72]
["20070103:0200",0.37,{"v":100,"d":"100.00"},0,{"v":0,"d":"0.00"},0,266.25,6.92,142,100451,{"$f":"'Bethel TMY 3'!$D$5","v":2019},"01","03","02","01/03/2019 02:00","2019-01-02T18:00:00",32.666]
["20070103:0300",0.45,{"v":100,"d":"100.00"},0,{"v":0,"d":"0.00"},0,266.05,6.57,150,100431,{"$f":"'Bethel TMY 3'!$D$5","v":2019},"01","03","03","01/03/2019 03:00","2019-01-02T19:00:00",32.81]
["20070103:0400",0.54,{"v":100,"d":"100.00"},0,{"v":0,"d":"0.00"},0,265.85,6.21,157,100411,{"$f":"'Bethel TMY 3'!$D$5","v":2019},"01","03","04","01/03/2019 04:00","2019-01-02T20:00:00",32.972]
["20070103:0500",0.62,{"v":100,"d":"100.00"},0,{"v":0,"d":"0.00"},0,265.65,5.85,165,100391,{"$f":"'Bethel TMY 3'!$D$5","v":2019},"01","03","05","01/03/2019 05:00","2019-01-02T21:00:00",33.116]
["20070103:0600",0.78,{"v":100,"d":"100.00"},0,{"v":0,"d":"0.00"},0,270.07,5.27,187,100401,{"$f":"'Bethel TMY 3'!$D$5","v":2019},"01","03","06","01/03/2019 06:00","2019-01-02T22:00:00",33.404]
["20070103:0700",0.94,{"v":100,"d":"100.00"},0,{"v":0,"d":"0.00"},0,274.48,4.69,208,100411,{"$f":"'Bethel TMY 3'!$D$5","v":2019},"01","03","07","01/03/2019 07:00","2019-01-02T23:00:00",33.692]
["20070103:0800",{"v":1.1,"d":"1.10"},{"v":100,"d":"100.00"},0,{"v":0,"d":"0.00"},0,{"v":278.9,"d":"278.90"},4.11,229,100421,{"$f":"'Bethel TMY 3'!$D$5","v":2019},"01","03","08","01/03/2019 08:00","2019-01-03",33.98]
["20070103:0900",1.09,{"v":100,"d":"100.00"},0,{"v":0,"d":"0.00"},0,{"v":274.5,"d":"274.50"},4.53,238,100467,{"$f":"'Bethel TMY 3'!$D$5","v":2019},"01","03","09","01/03/2019 09:00","2019-01-03T01:00:00",33.962]
["20070103:1000",1.08,{"v":100,"d":"100.00"},0,{"v":0,"d":"0.00"},0,{"v":270.1,"d":"270.10"},4.96,248,100514,{"$f":"'Bethel TMY 3'!$D$5","v":2019},"01","03","10","01/03/2019 10:00","2019-01-03T02:00:00",33.944]
["20070103:1100",1.07,{"v":100,"d":"100.00"},0,{"v":0,"d":"0.00"},0,{"v":265.7,"d":"265.70"},5.38,257,100561,{"$f":"'Bethel TMY 3'!$D$5","v":2019},"01","03","11","01/03/2019 11:00","2019-01-03T03:00:00",33.926]
["20070103:1200",1.14,{"v":100,"d":"100.00"},0,{"v":0,"d":"0.00"},0,{"v":263.8,"d":"263.80"},{"v":5,"d":"5.00"},251,100604,{"$f":"'Bethel TMY 3'!$D$5","v":2019},"01","03","12","01/03/2019 12:00","2019-01-03T04:00:00",34.052]
["20070103:1300",1.22,{"v":100,"d":"100.00"},0,{"v":0,"d":"0.00"},0,{"v":261.9,"d":"261.90"},4.62,245,100647,{"$f":"'Bethel TMY 3'!$D$5","v":2019},"01","03","13","01/03/2019 13:00","2019-01-03T05:00:00",34.196]
["20070103:1400",1.29,{"v":100,"d":"100.00"},0,{"v":0,"d":"0.00"},0,{"v":260,"d":"260.00"},4.23,238,100691,{"$f":"'Bethel TMY 3'!$D$5","v":2019},"01","03","14","01/03/2019 14:00","2019-01-03T06:00:00",34.322]
["20070103:1500",1.25,{"v":100,"d":"100.00"},0,{"v":0,"d":"0.00"},0,263.05,{"v":4.4,"d":"4.40"},234,100730,{"$f":"'Bethel TMY 3'!$D$5","v":2019},"01","03","15","01/03/2019 15:00","2019-01-03T07:00:00",34.25]
["20070103:1600",{"v":1.2,"d":"1.20"},{"v":100,"d":"100.00"},0,{"v":0,"d":"0.00"},0,{"v":266.1,"d":"266.10"},4.56,230,100770,{"$f":"'Bethel TMY 3'!$D$5","v":2019},"01","03","16","01/03/2019 16:00","2019-01-03T08:00:00",34.16]
["20070103:1700",1.15,{"v":100,"d":"100.00"},0,{"v":0,"d":"0.00"},0,269.15,4.72,226,100810,{"$f":"'Bethel TMY 3'!$D$5","v":2019},{"$f":"MID(A83,5,2)","v":"01"},{"$f":"MID(A83,7,2)","v":"03"},{"$f":"MID(A83,10,2)","v":"17"},{"$f":"L83&\"/\"&M83&\"/\"&K83&\" \"&N83&\":00\"","v":"01/03/2019 17:00"},{"$f":"(DATEVALUE(O83)+TIMEVALUE(O83))+($P$16/24)","v":"2019-01-03T09:00:00"},{"$f":"((9/5)*B83)+32","v":34.07}]
["20070103:1800",1.38,{"v":100,"d":"100.00"},19,{"v":0,"d":"0.00"},19,266.12,{"v":5.2,"d":"5.20"},219,100827,{"$f":"'Bethel TMY 3'!$D$5","v":2019},"01","03","18","01/03/2019 18:00","2019-01-03T10:00:00",34.484]
["20070103:1900",1.62,{"v":100,"d":"100.00"},50,{"v":0,"d":"0.00"},50,263.08,5.67,212,100844,{"$f":"'Bethel TMY 3'!$D$5","v":2019},"01","03","19","01/03/2019 19:00","2019-01-03T11:00:00",34.916]
["20070103:2000",1.85,{"v":100,"d":"100.00"},14,{"v":0,"d":"0.00"},14,260.05,6.15,205,100860,{"$f":"'Bethel TMY 3'!$D$5","v":2019},"01","03","20","01/03/2019 20:00","2019-01-03T12:00:00",35.33]
["20070103:2100",1.93,{"v":100,"d":"100.00"},10,{"v":0,"d":"0.00"},10,{"v":264.5,"d":"264.50"},6.31,200,100844,{"$f":"'Bethel TMY 3'!$D$5","v":2019},"01","03","21","01/03/2019 21:00","2019-01-03T13:00:00",35.474]
["20070103:2200",2.02,{"v":100,"d":"100.00"},22,{"v":0,"d":"0.00"},22,268.95,6.47,195,100827,{"$f":"'Bethel TMY 3'!$D$5","v":2019},"01","03","22","01/03/2019 22:00","2019-01-03T14:00:00",35.636]
["20070103:2300",2.11,{"v":100,"d":"100.00"},11,{"v":0,"d":"0.00"},11,{"v":273.4,"d":"273.40"},6.63,190,100810,{"$f":"'Bethel TMY 3'!$D$5","v":2019},"01","03","23","01/03/2019 23:00","2019-01-03T15:00:00",35.798]
["20070104:0000",{"v":2.2,"d":"2.20"},{"v":100,"d":"100.00"},2,{"v":0,"d":"0.00"},2,283.27,6.89,182,100797,{"$f":"'Bethel TMY 3'!$D$5","v":2019},"01","04","00","01/04/2019 00:00","2019-01-03T16:00:00",35.96]
["20070104:0100",{"v":2.3,"d":"2.30"},{"v":100,"d":"100.00"},0,{"v":0,"d":"0.00"},0,293.13,7.14,174,100784,{"$f":"'Bethel TMY 3'!$D$5","v":2019},"01","04","01","01/04/2019 01:00","2019-01-03T17:00:00",36.14]
["20070104:0200",2.39,{"v":100,"d":"100.00"},0,{"v":0,"d":"0.00"},0,{"v":303,"d":"303.00"},7.39,166,100770,{"$f":"'Bethel TMY 3'!$D$5","v":2019},"01","04","02","01/04/2019 02:00","2019-01-03T18:00:00",36.302]
["20070104:0300",2.61,{"v":100,"d":"100.00"},0,{"v":0,"d":"0.00"},0,306.77,8.67,164,100664,{"$f":"'Bethel TMY 3'!$D$5","v":2019},"01","04","03","01/04/2019 03:00","2019-01-03T19:00:00",36.698]
["20070104:0400",2.84,{"v":100,"d":"100.00"},0,{"v":0,"d":"0.00"},0,310.53,9.95,162,100557,{"$f":"'Bethel TMY 3'!$D$5","v":2019},"01","04","04","01/04/2019 04:00","2019-01-03T20:00:00",37.112]
["20070104:0500",3.06,{"v":100,"d":"100.00"},0,{"v":0,"d":"0.00"},0,{"v":314.3,"d":"314.30"},11.23,160,100451,{"$f":"'Bethel TMY 3'!$D$5","v":2019},"01","04","05","01/04/2019 05:00","2019-01-03T21:00:00",37.508]
["20070104:0600",3.31,{"v":100,"d":"100.00"},0,{"v":0,"d":"0.00"},0,318.13,{"v":13,"d":"13.00"},159,100321,{"$f":"'Bethel TMY 3'!$D$5","v":2019},"01","04","06","01/04/2019 06:00","2019-01-03T22:00:00",37.958]
["20070104:0700",3.56,{"v":100,"d":"100.00"},0,{"v":0,"d":"0.00"},0,321.97,14.78,158,100191,{"$f":"'Bethel TMY 3'!$D$5","v":2019},"01","04","07","01/04/2019 07:00","2019-01-03T23:00:00",38.408]
["20070104:0800",3.81,{"v":100,"d":"100.00"},0,{"v":0,"d":"0.00"},0,{"v":325.8,"d":"325.80"},16.55,158,100061,{"$f":"'Bethel TMY 3'!$D$5","v":2019},"01","04","08","01/04/2019 08:00","2019-01-04",38.858000000000004]
["20070104:0900",3.94,{"v":100,"d":"100.00"},0,{"v":0,"d":"0.00"},0,{"v":327,"d":"327.00"},18.61,156,99865,{"$f":"'Bethel TMY 3'!$D$5","v":2019},"01","04","09","01/04/2019 09:00","2019-01-04T01:00:00",39.092]
["20070104:1000",4.07,{"v":100,"d":"100.00"},0,{"v":0,"d":"0.00"},0,{"v":328.2,"d":"328.20"},20.66,154,99668,{"$f":"'Bethel TMY 3'!$D$5","v":2019},"01","04","10","01/04/2019 10:00","2019-01-04T02:00:00",39.326]
["20070104:1100",{"v":4.2,"d":"4.20"},{"v":100,"d":"100.00"},0,{"v":0,"d":"0.00"},0,{"v":329.4,"d":"329.40"},22.72,152,99472,{"$f":"'Bethel TMY 3'!$D$5","v":2019},"01","04","11","01/04/2019 11:00","2019-01-04T03:00:00",39.56]
["20070104:1200",4.25,{"v":100,"d":"100.00"},0,{"v":0,"d":"0.00"},0,330.38,24.43,148,99226,{"$f":"'Bethel TMY 3'!$D$5","v":2019},"01","04","12","01/04/2019 12:00","2019-01-04T04:00:00",39.65]
["20070104:1300",{"v":4.3,"d":"4.30"},{"v":100,"d":"100.00"},0,{"v":0,"d":"0.00"},0,331.37,26.15,144,98979,{"$f":"'Bethel TMY 3'!$D$5","v":2019},"01","04","13","01/04/2019 13:00","2019-01-04T05:00:00",39.74]
["20070104:1400",4.35,{"v":100,"d":"100.00"},0,{"v":0,"d":"0.00"},0,332.35,27.86,140,98733,{"$f":"'Bethel TMY 3'!$D$5","v":2019},"01","04","14","01/04/2019 14:00","2019-01-04T06:00:00",39.83]
["20070104:1500",4.66,{"v":100,"d":"100.00"},0,{"v":0,"d":"0.00"},0,333.93,26.64,142,98417,{"$f":"'Bethel TMY 3'!$D$5","v":2019},"01","04","15","01/04/2019 15:00","2019-01-04T07:00:00",40.388]
["20070104:1600",4.96,{"v":100,"d":"100.00"},0,{"v":0,"d":"0.00"},0,335.52,25.42,144,98100,{"$f":"'Bethel TMY 3'!$D$5","v":2019},"01","04","16","01/04/2019 16:00","2019-01-04T08:00:00",40.928]
["20070104:1700",5.26,{"v":100,"d":"100.00"},0,{"v":0,"d":"0.00"},0,{"v":337.1,"d":"337.10"},24.19,147,97784,{"$f":"'Bethel TMY 3'!$D$5","v":2019},"01","04","17","01/04/2019 17:00","2019-01-04T09:00:00",41.468]
["20070104:1800",{"v":5.7,"d":"5.70"},{"v":100,"d":"100.00"},2,{"v":0,"d":"0.00"},2,337.77,20.67,159,97548,{"$f":"'Bethel TMY 3'!$D$5","v":2019},"01","04","18","01/04/2019 18:00","2019-01-04T10:00:00",42.26]
["20070104:1900",6.13,{"v":100,"d":"100.00"},6,{"v":0,"d":"0.00"},6,338.43,17.14,171,97311,{"$f":"'Bethel TMY 3'!$D$5","v":2019},"01","04","19","01/04/2019 19:00","2019-01-04T11:00:00",43.034]
["20070104:2000",6.57,{"v":100,"d":"100.00"},6,{"v":0,"d":"0.00"},6,{"v":339.1,"d":"339.10"},13.61,183,97075,{"$f":"'Bethel TMY 3'!$D$5","v":2019},"01","04","20","01/04/2019 20:00","2019-01-04T12:00:00",43.826]
["20070104:2100",6.47,{"v":100,"d":"100.00"},13,{"v":0,"d":"0.00"},13,339.55,13.37,188,97038,{"$f":"'Bethel TMY 3'!$D$5","v":2019},"01","04","21","01/04/2019 21:00","2019-01-04T13:00:00",43.646]
["20070104:2200",6.37,{"v":100,"d":"100.00"},102,{"v":165.2,"d":"165.20"},71,{"v":340,"d":"340.00"},13.13,193,97002,{"$f":"'Bethel TMY 3'!$D$5","v":2019},"01","04","22","01/04/2019 22:00","2019-01-04T14:00:00",43.466]
["20070104:2300",6.28,{"v":100,"d":"100.00"},5,{"v":0,"d":"0.00"},5,340.45,12.88,198,96965,{"$f":"'Bethel TMY 3'!$D$5","v":2019},"01","04","23","01/04/2019 23:00","2019-01-04T15:00:00",43.304]
["20070105:0000",6.08,{"v":100,"d":"100.00"},1,{"v":0,"d":"0.00"},1,339.93,11.82,197,97078,{"$f":"'Bethel TMY 3'!$D$5","v":2019},"01","05","00","01/05/2019 00:00","2019-01-04T16:00:00",42.944]
["20070105:0100",5.87,{"v":100,"d":"100.00"},0,{"v":0,"d":"0.00"},0,339.42,10.76,196,97191,{"$f":"'Bethel TMY 3'!$D$5","v":2019},"01","05","01","01/05/2019 01:00","2019-01-04T17:00:00",42.566]
["20070105:0200",5.67,{"v":100,"d":"100.00"},0,{"v":0,"d":"0.00"},0,{"v":338.9,"d":"338.90"},{"v":9.7,"d":"9.70"},195,97305,{"$f":"'Bethel TMY 3'!$D$5","v":2019},"01","05","02","01/05/2019 02:00","2019-01-04T18:00:00",42.206]
["20070105:0300",5.62,{"v":100,"d":"100.00"},0,{"v":0,"d":"0.00"},0,337.55,9.07,203,97368,{"$f":"'Bethel TMY 3'!$D$5","v":2019},"01","05","03","01/05/2019 03:00","2019-01-04T19:00:00",42.116]
["20070105:0400",5.57,{"v":100,"d":"100.00"},0,{"v":0,"d":"0.00"},0,{"v":336.2,"d":"336.20"},8.45,211,97431,{"$f":"'Bethel TMY 3'!$D$5","v":2019},"01","05","04","01/05/2019 04:00","2019-01-04T20:00:00",42.026]
["20070105:0500",5.52,{"v":100,"d":"100.00"},0,{"v":0,"d":"0.00"},0,334.85,7.82,219,97494,{"$f":"'Bethel TMY 3'!$D$5","v":2019},"01","05","05","01/05/2019 05:00","2019-01-04T21:00:00",41.936]
["20070105:0600",5.43,{"v":100,"d":"100.00"},0,{"v":0,"d":"0.00"},0,333.57,8.41,235,97641,{"$f":"'Bethel TMY 3'!$D$5","v":2019},"01","05","06","01/05/2019 06:00","2019-01-04T22:00:00",41.774]
["20070105:0700",5.33,{"v":100,"d":"100.00"},0,{"v":0,"d":"0.00"},0,332.28,{"v":9,"d":"9.00"},252,97787,{"$f":"'Bethel TMY 3'!$D$5","v":2019},"01","05","07","01/05/2019 07:00","2019-01-04T23:00:00",41.594]
["20070105:0800",5.23,{"v":100,"d":"100.00"},0,{"v":0,"d":"0.00"},0,{"v":331,"d":"331.00"},9.59,269,97934,{"$f":"'Bethel TMY 3'!$D$5","v":2019},"01","05","08","01/05/2019 08:00","2019-01-05",41.414]
["20070105:0900",4.55,{"v":100,"d":"100.00"},0,{"v":0,"d":"0.00"},0,329.67,10.13,273,98170,{"$f":"'Bethel TMY 3'!$D$5","v":2019},"01","05","09","01/05/2019 09:00","2019-01-05T01:00:00",40.19]
["20070105:1000",3.86,{"v":100,"d":"100.00"},0,{"v":0,"d":"0.00"},0,328.33,10.68,278,98407,{"$f":"'Bethel TMY 3'!$D$5","v":2019},"01","05","10","01/05/2019 10:00","2019-01-05T02:00:00",38.948]
["20070105:1100",3.18,{"v":100,"d":"100.00"},0,{"v":0,"d":"0.00"},0,{"v":327,"d":"327.00"},11.23,282,98643,{"$f":"'Bethel TMY 3'!$D$5","v":2019},"01","05","11","01/05/2019 11:00","2019-01-05T03:00:00",37.724000000000004]
["20070105:1200",2.94,{"v":100,"d":"100.00"},0,{"v":0,"d":"0.00"},0,320.05,10.86,276,98789,{"$f":"'Bethel TMY 3'!$D$5","v":2019},"01","05","12","01/05/2019 12:00","2019-01-05T04:00:00",37.292]
["20070105:1300",2.71,{"v":100,"d":"100.00"},0,{"v":0,"d":"0.00"},0,{"v":313.1,"d":"313.10"},10.48,270,98936,{"$f":"'Bethel TMY 3'!$D$5","v":2019},"01","05","13","01/05/2019 13:00","2019-01-05T05:00:00",36.878]
["20070105:1400",2.47,{"v":100,"d":"100.00"},0,{"v":0,"d":"0.00"},0,306.15,10.11,265,99082,{"$f":"'Bethel TMY 3'!$D$5","v":2019},"01","05","14","01/05/2019 14:00","2019-01-05T06:00:00",36.446]
["20070105:1500",2.24,{"v":100,"d":"100.00"},0,{"v":0,"d":"0.00"},0,307.42,9.75,261,99192,{"$f":"'Bethel TMY 3'!$D$5","v":2019},"01","05","15","01/05/2019 15:00","2019-01-05T07:00:00",36.032000000000004]
["20070105:1600",{"v":2,"d":"2.00"},{"v":100,"d":"100.00"},0,{"v":0,"d":"0.00"},0,308.68,9.38,257,99302,{"$f":"'Bethel TMY 3'!$D$5","v":2019},"01","05","16","01/05/2019 16:00","2019-01-05T08:00:00",35.6]
["20070105:1700",1.76,{"v":100,"d":"100.00"},0,{"v":0,"d":"0.00"},0,309.95,9.02,253,99412,{"$f":"'Bethel TMY 3'!$D$5","v":2019},"01","05","17","01/05/2019 17:00","2019-01-05T09:00:00",35.168]
["20070105:1800",1.75,{"v":100,"d":"100.00"},16,{"v":0,"d":"0.00"},16,308.08,8.99,252,99492,{"$f":"'Bethel TMY 3'!$D$5","v":2019},"01","05","18","01/05/2019 18:00","2019-01-05T10:00:00",35.15]
["20070105:1900",1.73,{"v":100,"d":"100.00"},41,{"v":0,"d":"0.00"},41,306.22,8.97,250,99572,{"$f":"'Bethel TMY 3'!$D$5","v":2019},"01","05","19","01/05/2019 19:00","2019-01-05T11:00:00",35.114]
["20070105:2000",1.72,{"v":100,"d":"100.00"},14,{"v":0,"d":"0.00"},14,304.35,8.94,248,99652,{"$f":"'Bethel TMY 3'!$D$5","v":2019},"01","05","20","01/05/2019 20:00","2019-01-05T12:00:00",35.096000000000004]
["20070105:2100",1.61,{"v":100,"d":"100.00"},90,42.26,81,301.45,8.71,248,99692,{"$f":"'Bethel TMY 3'!$D$5","v":2019},"01","05","21","01/05/2019 21:00","2019-01-05T13:00:00",34.898]
["20070105:2200",{"v":1.5,"d":"1.50"},{"v":100,"d":"100.00"},40,{"v":0,"d":"0.00"},40,298.55,8.49,248,99732,{"$f":"'Bethel TMY 3'!$D$5","v":2019},"01","05","22","01/05/2019 22:00","2019-01-05T14:00:00",34.7]
["20070105:2300",{"v":1.4,"d":"1.40"},{"v":100,"d":"100.00"},12,{"v":0,"d":"0.00"},12,295.65,8.26,248,99772,{"$f":"'Bethel TMY 3'!$D$5","v":2019},"01","05","23","01/05/2019 23:00","2019-01-05T15:00:00",34.52]
["20070106:0000",1.37,{"v":100,"d":"100.00"},3,{"v":0,"d":"0.00"},3,290.12,7.77,246,99832,{"$f":"'Bethel TMY 3'!$D$5","v":2019},"01","06","00","01/06/2019 00:00","2019-01-05T16:00:00",34.466]
["20070106:0100",1.33,{"v":100,"d":"100.00"},0,{"v":0,"d":"0.00"},0,284.58,7.29,245,99891,{"$f":"'Bethel TMY 3'!$D$5","v":2019},"01","06","01","01/06/2019 01:00","2019-01-05T17:00:00",34.394]
["20070106:0200",{"v":1.3,"d":"1.30"},{"v":100,"d":"100.00"},0,{"v":0,"d":"0.00"},0,279.05,{"v":6.8,"d":"6.80"},243,99951,{"$f":"'Bethel TMY 3'!$D$5","v":2019},"01","06","02","01/06/2019 02:00","2019-01-05T18:00:00",34.34]
["20070106:0300",{"v":1.3,"d":"1.30"},{"v":100,"d":"100.00"},0,{"v":0,"d":"0.00"},0,{"v":275.9,"d":"275.90"},6.73,239,99978,{"$f":"'Bethel TMY 3'!$D$5","v":2019},"01","06","03","01/06/2019 03:00","2019-01-05T19:00:00",34.34]
["20070106:0400",1.31,{"v":100,"d":"100.00"},0,{"v":0,"d":"0.00"},0,272.75,6.65,234,100005,{"$f":"'Bethel TMY 3'!$D$5","v":2019},"01","06","04","01/06/2019 04:00","2019-01-05T20:00:00",34.358]
["20070106:0500",1.31,{"v":100,"d":"100.00"},0,{"v":0,"d":"0.00"},0,{"v":269.6,"d":"269.60"},6.58,229,100031,{"$f":"'Bethel TMY 3'!$D$5","v":2019},"01","06","05","01/06/2019 05:00","2019-01-05T21:00:00",34.358]
["20070106:0600",1.46,{"v":100,"d":"100.00"},0,{"v":0,"d":"0.00"},0,272.82,6.62,229,100025,{"$f":"'Bethel TMY 3'!$D$5","v":2019},"01","06","06","01/06/2019 06:00","2019-01-05T22:00:00",34.628]
["20070106:0700",1.61,{"v":100,"d":"100.00"},0,{"v":0,"d":"0.00"},0,276.03,6.66,228,100018,{"$f":"'Bethel TMY 3'!$D$5","v":2019},"01","06","07","01/06/2019 07:00","2019-01-05T23:00:00",34.898]
["20070106:0800",1.75,{"v":100,"d":"100.00"},0,{"v":0,"d":"0.00"},0,279.25,{"v":6.7,"d":"6.70"},228,100011,{"$f":"'Bethel TMY 3'!$D$5","v":2019},"01","06","08","01/06/2019 08:00","2019-01-06",35.15]
["20070106:0900",1.83,{"v":100,"d":"100.00"},0,{"v":0,"d":"0.00"},0,285.12,6.27,231,100011,{"$f":"'Bethel TMY 3'!$D$5","v":2019},{"$f":"MID(A147,5,2)","v":"01"},{"$f":"MID(A147,7,2)","v":"06"},{"$f":"MID(A147,10,2)","v":"09"},{"$f":"L147&\"/\"&M147&\"/\"&K147&\" \"&N147&\":00\"","v":"01/06/2019 09:00"},{"$f":"(DATEVALUE(O147)+TIMEVALUE(O147))+($P$16/24)","v":"2019-01-06T01:00:00"},{"$f":"((9/5)*B147)+32","v":35.294}]
["20070106:1000",1.91,{"v":100,"d":"100.00"},0,{"v":0,"d":"0.00"},0,290.98,5.83,233,100011,{"$f":"'Bethel TMY 3'!$D$5","v":2019},"01","06","10","01/06/2019 10:00","2019-01-06T02:00:00",35.438]
["20070106:1100",1.99,{"v":100,"d":"100.00"},0,{"v":0,"d":"0.00"},0,296.85,5.39,235,100011,{"$f":"'Bethel TMY 3'!$D$5","v":2019},"01","06","11","01/06/2019 11:00","2019-01-06T03:00:00",35.582]
["20070106:1200",2.13,{"v":100,"d":"100.00"},0,{"v":0,"d":"0.00"},0,{"v":299.1,"d":"299.10"},4.71,226,99935,{"$f":"'Bethel TMY 3'!$D$5","v":2019},"01","06","12","01/06/2019 12:00","2019-01-06T04:00:00",35.834]
["20070106:1300",2.27,{"v":100,"d":"100.00"},0,{"v":0,"d":"0.00"},0,301.35,4.03,217,99858,{"$f":"'Bethel TMY 3'!$D$5","v":2019},"01","06","13","01/06/2019 13:00","2019-01-06T05:00:00",36.086]
["20070106:1400",2.41,{"v":100,"d":"100.00"},0,{"v":0,"d":"0.00"},0,{"v":303.6,"d":"303.60"},3.35,208,99782,{"$f":"'Bethel TMY 3'!$D$5","v":2019},"01","06","14","01/06/2019 14:00","2019-01-06T06:00:00",36.338]
["20070106:1500",2.23,{"v":100,"d":"100.00"},0,{"v":0,"d":"0.00"},0,306.23,2.84,200,99728,{"$f":"'Bethel TMY 3'!$D$5","v":2019},"01","06","15","01/06/2019 15:00","2019-01-06T07:00:00",36.014]
["20070106:1600",2.05,{"v":100,"d":"100.00"},0,{"v":0,"d":"0.00"},0,308.87,2.32,193,99675,{"$f":"'Bethel TMY 3'!$D$5","v":2019},"01","06","16","01/06/2019 16:00","2019-01-06T08:00:00",35.69]
["20070106:1700",1.87,{"v":100,"d":"100.00"},0,{"v":0,"d":"0.00"},0,{"v":311.5,"d":"311.50"},1.81,186,99622,{"$f":"'Bethel TMY 3'!$D$5","v":2019},"01","06","17","01/06/2019 17:00","2019-01-06T09:00:00",35.366]
["20070106:1800",1.82,{"v":100,"d":"100.00"},19,{"v":0,"d":"0.00"},19,313.62,1.96,244,99572,{"$f":"'Bethel TMY 3'!$D$5","v":2019},"01","06","18","01/06/2019 18:00","2019-01-06T10:00:00",35.276]
["20070106:1900",1.77,{"v":100,"d":"100.00"},47,{"v":0,"d":"0.00"},47,315.73,2.11,301,99522,{"$f":"'Bethel TMY 3'!$D$5","v":2019},"01","06","19","01/06/2019 19:00","2019-01-06T11:00:00",35.186]
["20070106:2000",1.72,{"v":100,"d":"100.00"},18,{"v":0,"d":"0.00"},18,317.85,2.26,359,99472,{"$f":"'Bethel TMY 3'!$D$5","v":2019},"01","06","20","01/06/2019 20:00","2019-01-06T12:00:00",35.096000000000004]
["20070106:2100",1.68,{"v":100,"d":"100.00"},45,{"v":0,"d":"0.00"},45,318.07,3.24,2,99399,{"$f":"'Bethel TMY 3'!$D$5","v":2019},"01","06","21","01/06/2019 21:00","2019-01-06T13:00:00",35.024]
["20070106:2200",1.64,{"v":100,"d":"100.00"},15,{"v":0,"d":"0.00"},15,318.28,4.21,5,99325,{"$f":"'Bethel TMY 3'!$D$5","v":2019},"01","06","22","01/06/2019 22:00","2019-01-06T14:00:00",34.952]
["20070106:2300",1.61,{"v":100,"d":"100.00"},58,{"v":52,"d":"52.00"},51,{"v":318.5,"d":"318.50"},5.19,8,99252,{"$f":"'Bethel TMY 3'!$D$5","v":2019},"01","06","23","01/06/2019 23:00","2019-01-06T15:00:00",34.898]
["20070107:0000",1.72,{"v":100,"d":"100.00"},17,{"v":0,"d":"0.00"},17,316.55,4.69,14,99249,{"$f":"'Bethel TMY 3'!$D$5","v":2019},"01","07","00","01/07/2019 00:00","2019-01-06T16:00:00",35.096000000000004]
["20070107:0100",1.83,{"v":100,"d":"100.00"},0,{"v":0,"d":"0.00"},0,{"v":314.6,"d":"314.60"},4.19,19,99246,{"$f":"'Bethel TMY 3'!$D$5","v":2019},"01","07","01","01/07/2019 01:00","2019-01-06T17:00:00",35.294]
["20070107:0200",1.94,{"v":100,"d":"100.00"},0,{"v":0,"d":"0.00"},0,312.65,{"v":3.7,"d":"3.70"},24,99242,{"$f":"'Bethel TMY 3'!$D$5","v":2019},"01","07","02","01/07/2019 02:00","2019-01-06T18:00:00",35.492]
["20070107:0300",{"v":1.8,"d":"1.80"},{"v":100,"d":"100.00"},0,{"v":0,"d":"0.00"},0,308.67,3.75,16,99242,{"$f":"'Bethel TMY 3'!$D$5","v":2019},"01","07","03","01/07/2019 03:00","2019-01-06T19:00:00",35.24]
["20070107:0400",1.67,{"v":100,"d":"100.00"},0,{"v":0,"d":"0.00"},0,304.68,3.81,7,99242,{"$f":"'Bethel TMY 3'!$D$5","v":2019},"01","07","04","01/07/2019 04:00","2019-01-06T20:00:00",35.006]
["20070107:0500",1.53,{"v":100,"d":"100.00"},0,{"v":0,"d":"0.00"},0,{"v":300.7,"d":"300.70"},3.86,358,99242,{"$f":"'Bethel TMY 3'!$D$5","v":2019},"01","07","05","01/07/2019 05:00","2019-01-06T21:00:00",34.754]
["20070107:0600",1.43,{"v":100,"d":"100.00"},0,{"v":0,"d":"0.00"},0,{"v":298.9,"d":"298.90"},3.87,355,99256,{"$f":"'Bethel TMY 3'!$D$5","v":2019},"01","07","06","01/07/2019 06:00","2019-01-06T22:00:00",34.574]
["20070107:0700",1.32,{"v":100,"d":"100.00"},0,{"v":0,"d":"0.00"},0,{"v":297.1,"d":"297.10"},3.87,353,99269,{"$f":"'Bethel TMY 3'!$D$5","v":2019},"01","07","07","01/07/2019 07:00","2019-01-06T23:00:00",34.376]
["20070107:0800",1.21,{"v":100,"d":"100.00"},0,{"v":0,"d":"0.00"},0,{"v":295.3,"d":"295.30"},3.88,351,99282,{"$f":"'Bethel TMY 3'!$D$5","v":2019},"01","07","08","01/07/2019 08:00","2019-01-07",34.178]
["20070107:0900",0.92,{"v":100,"d":"100.00"},0,{"v":0,"d":"0.00"},0,296.37,3.75,351,99335,{"$f":"'Bethel TMY 3'!$D$5","v":2019},"01","07","09","01/07/2019 09:00","2019-01-07T01:00:00",33.656]
["20070107:1000",0.62,{"v":100,"d":"100.00"},0,{"v":0,"d":"0.00"},0,297.43,3.62,352,99389,{"$f":"'Bethel TMY 3'!$D$5","v":2019},"01","07","10","01/07/2019 10:00","2019-01-07T02:00:00",33.116]
["20070107:1100",0.33,{"v":100,"d":"100.00"},0,{"v":0,"d":"0.00"},0,{"v":298.5,"d":"298.50"},3.49,353,99442,{"$f":"'Bethel TMY 3'!$D$5","v":2019},"01","07","11","01/07/2019 11:00","2019-01-07T03:00:00",32.594]
["20070107:1200",0.53,{"v":100,"d":"100.00"},0,{"v":0,"d":"0.00"},0,301.05,3.02,10,99452,{"$f":"'Bethel TMY 3'!$D$5","v":2019},"01","07","12","01/07/2019 12:00","2019-01-07T04:00:00",32.954]
["20070107:1300",0.74,{"v":100,"d":"100.00"},0,{"v":0,"d":"0.00"},0,{"v":303.6,"d":"303.60"},2.54,26,99462,{"$f":"'Bethel TMY 3'!$D$5","v":2019},"01","07","13","01/07/2019 13:00","2019-01-07T05:00:00",33.332]
["20070107:1400",0.94,{"v":100,"d":"100.00"},0,{"v":0,"d":"0.00"},0,306.15,2.07,42,99472,{"$f":"'Bethel TMY 3'!$D$5","v":2019},"01","07","14","01/07/2019 14:00","2019-01-07T06:00:00",33.692]
["20070107:1500",0.97,{"v":100,"d":"100.00"},0,{"v":0,"d":"0.00"},0,305.05,2.12,35,99489,{"$f":"'Bethel TMY 3'!$D$5","v":2019},"01","07","15","01/07/2019 15:00","2019-01-07T07:00:00",33.746]
["20070107:1600",{"v":1,"d":"1.00"},{"v":100,"d":"100.00"},0,{"v":0,"d":"0.00"},0,303.95,2.17,28,99505,{"$f":"'Bethel TMY 3'!$D$5","v":2019},"01","07","16","01/07/2019 16:00","2019-01-07T08:00:00",33.8]
["20070107:1700",1.03,{"v":100,"d":"100.00"},0,{"v":0,"d":"0.00"},0,302.85,2.22,21,99522,{"$f":"'Bethel TMY 3'!$D$5","v":2019},"01","07","17","01/07/2019 17:00","2019-01-07T09:00:00",33.854]
["20070107:1800",1.19,{"v":100,"d":"100.00"},24,{"v":0,"d":"0.00"},24,{"v":301.8,"d":"301.80"},2.57,12,99535,{"$f":"'Bethel TMY 3'!$D$5","v":2019},"01","07","18","01/07/2019 18:00","2019-01-07T10:00:00",34.142]
["20070107:1900",1.35,{"v":100,"d":"100.00"},60,25.77,56,300.75,2.93,3,99549,{"$f":"'Bethel TMY 3'!$D$5","v":2019},"01","07","19","01/07/2019 19:00","2019-01-07T11:00:00",34.43]
["20070107:2000",1.51,{"v":100,"d":"100.00"},107,142.33,78,{"v":299.7,"d":"299.70"},3.28,355,99562,{"$f":"'Bethel TMY 3'!$D$5","v":2019},"01","07","20","01/07/2019 20:00","2019-01-07T12:00:00",34.718]
["20070107:2100",1.42,{"v":100,"d":"100.00"},118,156.61,84,298.72,3.72,352,99569,{"$f":"'Bethel TMY 3'!$D$5","v":2019},"01","07","21","01/07/2019 21:00","2019-01-07T13:00:00",34.556]
["20070107:2200",1.33,{"v":100,"d":"100.00"},85,56.59,74,297.73,4.16,349,99575,{"$f":"'Bethel TMY 3'!$D$5","v":2019},"01","07","22","01/07/2019 22:00","2019-01-07T14:00:00",34.394]
["20070107:2300",1.25,{"v":100,"d":"100.00"},52,21.87,49,296.75,4.59,346,99582,{"$f":"'Bethel TMY 3'!$D$5","v":2019},"01","07","23","01/07/2019 23:00","2019-01-07T15:00:00",34.25]
["20070108:0000",0.67,{"v":100,"d":"100.00"},16,{"v":0,"d":"0.00"},16,282.57,5.04,345,99675,{"$f":"'Bethel TMY 3'!$D$5","v":2019},"01","08","00","01/08/2019 00:00","2019-01-07T16:00:00",33.206]
["20070108:0100",0.08,{"v":100,"d":"100.00"},0,{"v":0,"d":"0.00"},0,268.38,5.49,344,99768,{"$f":"'Bethel TMY 3'!$D$5","v":2019},"01","08","01","01/08/2019 01:00","2019-01-07T17:00:00",32.144]
["20070108:0200",{"v":-0.5,"d":"-0.50"},{"v":100,"d":"100.00"},0,{"v":0,"d":"0.00"},0,{"v":254.2,"d":"254.20"},5.93,344,99862,{"$f":"'Bethel TMY 3'!$D$5","v":2019},"01","08","02","01/08/2019 02:00","2019-01-07T18:00:00",31.1]
["20070108:0300",-0.62,{"v":100,"d":"100.00"},0,{"v":0,"d":"0.00"},0,255.42,6.18,340,99928,{"$f":"'Bethel TMY 3'!$D$5","v":2019},"01","08","03","01/08/2019 03:00","2019-01-07T19:00:00",30.884]
["20070108:0400",-0.73,{"v":100,"d":"100.00"},0,{"v":0,"d":"0.00"},0,256.63,6.44,337,99995,{"$f":"'Bethel TMY 3'!$D$5","v":2019},"01","08","04","01/08/2019 04:00","2019-01-07T20:00:00",30.686]
["20070108:0500",-0.85,{"v":100,"d":"100.00"},0,{"v":0,"d":"0.00"},0,257.85,6.69,333,100061,{"$f":"'Bethel TMY 3'!$D$5","v":2019},"01","08","05","01/08/2019 05:00","2019-01-07T21:00:00",30.47]
["20070108:0600",-0.87,{"v":100,"d":"100.00"},0,{"v":0,"d":"0.00"},0,250.07,6.98,331,100131,{"$f":"'Bethel TMY 3'!$D$5","v":2019},"01","08","06","01/08/2019 06:00","2019-01-07T22:00:00",30.434]
["20070108:0700",{"v":-0.9,"d":"-0.90"},{"v":100,"d":"100.00"},0,{"v":0,"d":"0.00"},0,242.28,7.28,329,100201,{"$f":"'Bethel TMY 3'!$D$5","v":2019},"01","08","07","01/08/2019 07:00","2019-01-07T23:00:00",30.38]
["20070108:0800",-0.93,{"v":100,"d":"100.00"},0,{"v":0,"d":"0.00"},0,{"v":234.5,"d":"234.50"},7.57,327,100271,{"$f":"'Bethel TMY 3'!$D$5","v":2019},"01","08","08","01/08/2019 08:00","2019-01-08",30.326]
["20070108:0900",-0.89,{"v":100,"d":"100.00"},0,{"v":0,"d":"0.00"},0,226.78,7.62,325,100384,{"$f":"'Bethel TMY 3'!$D$5","v":2019},"01","08","09","01/08/2019 09:00","2019-01-08T01:00:00",30.398]
["20070108:1000",-0.86,{"v":100,"d":"100.00"},0,{"v":0,"d":"0.00"},0,219.07,7.66,324,100497,{"$f":"'Bethel TMY 3'!$D$5","v":2019},"01","08","10","01/08/2019 10:00","2019-01-08T02:00:00",30.451999999999998]
["20070108:1100",-0.82,{"v":100,"d":"100.00"},0,{"v":0,"d":"0.00"},0,211.35,7.71,323,100611,{"$f":"'Bethel TMY 3'!$D$5","v":2019},"01","08","11","01/08/2019 11:00","2019-01-08T03:00:00",30.524]
["20070108:1200",-0.88,{"v":99.5,"d":"99.50"},0,{"v":0,"d":"0.00"},0,212.63,7.25,323,100747,{"$f":"'Bethel TMY 3'!$D$5","v":2019},"01","08","12","01/08/2019 12:00","2019-01-08T04:00:00",30.416]
["20070108:1300",-0.93,99.01,0,{"v":0,"d":"0.00"},0,213.92,6.78,323,100884,{"$f":"'Bethel TMY 3'!$D$5","v":2019},"01","08","13","01/08/2019 13:00","2019-01-08T05:00:00",30.326]
["20070108:1400",-0.99,98.51,0,{"v":0,"d":"0.00"},0,{"v":215.2,"d":"215.20"},6.32,323,101020,{"$f":"'Bethel TMY 3'!$D$5","v":2019},"01","08","14","01/08/2019 14:00","2019-01-08T06:00:00",30.218]
["20070108:1500",-0.79,98.62,0,{"v":0,"d":"0.00"},0,217.28,5.43,322,101137,{"$f":"'Bethel TMY 3'!$D$5","v":2019},"01","08","15","01/08/2019 15:00","2019-01-08T07:00:00",30.578]
["20070108:1600",-0.59,98.73,0,{"v":0,"d":"0.00"},0,219.37,4.53,322,101253,{"$f":"'Bethel TMY 3'!$D$5","v":2019},"01","08","16","01/08/2019 16:00","2019-01-08T08:00:00",30.938]
["20070108:1700",-0.39,98.84,0,{"v":0,"d":"0.00"},0,221.45,3.64,321,101370,{"$f":"'Bethel TMY 3'!$D$5","v":2019},"01","08","17","01/08/2019 17:00","2019-01-08T09:00:00",31.298]
["20070108:1800",0.03,{"v":96.3,"d":"96.30"},54,314.46,30,223.87,2.76,292,101456,{"$f":"'Bethel TMY 3'!$D$5","v":2019},"01","08","18","01/08/2019 18:00","2019-01-08T10:00:00",32.054]
["20070108:1900",0.44,93.75,131,522.42,49,226.28,1.89,264,101543,{"$f":"'Bethel TMY 3'!$D$5","v":2019},"01","08","19","01/08/2019 19:00","2019-01-08T11:00:00",32.792]
["20070108:2000",0.86,91.21,101,102.07,80,{"v":228.7,"d":"228.70"},1.01,235,101629,{"$f":"'Bethel TMY 3'!$D$5","v":2019},"01","08","20","01/08/2019 20:00","2019-01-08T12:00:00",33.548]
["20070108:2100",{"v":1.2,"d":"1.20"},{"v":93.9,"d":"93.90"},93,41.03,84,{"v":232,"d":"232.00"},1.96,216,101669,{"$f":"'Bethel TMY 3'!$D$5","v":2019},"01","08","21","01/08/2019 21:00","2019-01-08T13:00:00",34.16]
["20070108:2200",1.54,96.59,32,{"v":0,"d":"0.00"},32,{"v":235.3,"d":"235.30"},2.91,197,101709,{"$f":"'Bethel TMY 3'!$D$5","v":2019},"01","08","22","01/08/2019 22:00","2019-01-08T14:00:00",34.772]
["20070108:2300",1.88,99.28,22,{"v":0,"d":"0.00"},22,{"v":238.6,"d":"238.60"},3.86,178,101749,{"$f":"'Bethel TMY 3'!$D$5","v":2019},"01","08","23","01/08/2019 23:00","2019-01-08T15:00:00",35.384]
["20070109:0000",1.89,99.52,6,{"v":0,"d":"0.00"},6,248.32,5.49,170,101749,{"$f":"'Bethel TMY 3'!$D$5","v":2019},"01","09","00","01/09/2019 00:00","2019-01-08T16:00:00",35.402]
["20070109:0100",{"v":1.9,"d":"1.90"},99.76,0,{"v":0,"d":"0.00"},0,258.03,7.12,161,101749,{"$f":"'Bethel TMY 3'!$D$5","v":2019},{"$f":"MID(A211,5,2)","v":"01"},{"$f":"MID(A211,7,2)","v":"09"},{"$f":"MID(A211,10,2)","v":"01"},{"$f":"L211&\"/\"&M211&\"/\"&K211&\" \"&N211&\":00\"","v":"01/09/2019 01:00"},{"$f":"(DATEVALUE(O211)+TIMEVALUE(O211))+($P$16/24)","v":"2019-01-08T17:00:00"},{"$f":"((9/5)*B211)+32","v":35.42}]
["20070109:0200",1.91,{"v":100,"d":"100.00"},0,{"v":0,"d":"0.00"},0,267.75,8.74,152,101749,{"$f":"'Bethel TMY 3'!$D$5","v":2019},"01","09","02","01/09/2019 02:00","2019-01-08T18:00:00",35.438]
["20070109:0300",1.92,{"v":100,"d":"100.00"},0,{"v":0,"d":"0.00"},0,280.77,10.56,151,101643,{"$f":"'Bethel TMY 3'!$D$5","v":2019},"01","09","03","01/09/2019 03:00","2019-01-08T19:00:00",35.456]
["20070109:0400",1.93,{"v":100,"d":"100.00"},0,{"v":0,"d":"0.00"},0,293.78,12.37,150,101536,{"$f":"'Bethel TMY 3'!$D$5","v":2019},"01","09","04","01/09/2019 04:00","2019-01-08T20:00:00",35.474]
["20070109:0500",1.93,{"v":100,"d":"100.00"},0,{"v":0,"d":"0.00"},0,{"v":306.8,"d":"306.80"},14.18,149,101430,{"$f":"'Bethel TMY 3'!$D$5","v":2019},"01","09","05","01/09/2019 05:00","2019-01-08T21:00:00",35.474]
["20070109:0600",2.28,{"v":100,"d":"100.00"},0,{"v":0,"d":"0.00"},0,311.27,16.22,152,101280,{"$f":"'Bethel TMY 3'!$D$5","v":2019},"01","09","06","01/09/2019 06:00","2019-01-08T22:00:00",36.104]
["20070109:0700",2.63,{"v":100,"d":"100.00"},0,{"v":0,"d":"0.00"},0,315.73,18.25,155,101130,{"$f":"'Bethel TMY 3'!$D$5","v":2019},"01","09","07","01/09/2019 07:00","2019-01-08T23:00:00",36.734]
["20070109:0800",2.98,{"v":100,"d":"100.00"},0,{"v":0,"d":"0.00"},0,{"v":320.2,"d":"320.20"},20.29,158,100980,{"$f":"'Bethel TMY 3'!$D$5","v":2019},"01","09","08","01/09/2019 08:00","2019-01-09",37.364]
["20070109:0900",3.83,{"v":100,"d":"100.00"},0,{"v":0,"d":"0.00"},0,324.77,17.98,164,100887,{"$f":"'Bethel TMY 3'!$D$5","v":2019},"01","09","09","01/09/2019 09:00","2019-01-09T01:00:00",38.894]
["20070109:1000",4.67,{"v":100,"d":"100.00"},0,{"v":0,"d":"0.00"},0,329.33,15.67,170,100794,{"$f":"'Bethel TMY 3'!$D$5","v":2019},"01","09","10","01/09/2019 10:00","2019-01-09T02:00:00",40.406]
["20070109:1100",5.52,{"v":100,"d":"100.00"},0,{"v":0,"d":"0.00"},0,{"v":333.9,"d":"333.90"},13.37,175,100701,{"$f":"'Bethel TMY 3'!$D$5","v":2019},"01","09","11","01/09/2019 11:00","2019-01-09T03:00:00",41.936]
["20070109:1200",5.64,{"v":100,"d":"100.00"},0,{"v":0,"d":"0.00"},0,335.58,11.49,185,100667,{"$f":"'Bethel TMY 3'!$D$5","v":2019},"01","09","12","01/09/2019 12:00","2019-01-09T04:00:00",42.152]
["20070109:1300",5.77,{"v":100,"d":"100.00"},0,{"v":0,"d":"0.00"},0,337.27,9.61,194,100634,{"$f":"'Bethel TMY 3'!$D$5","v":2019},"01","09","13","01/09/2019 13:00","2019-01-09T05:00:00",42.385999999999996]
["20070109:1400",5.89,{"v":100,"d":"100.00"},0,{"v":0,"d":"0.00"},0,338.95,7.74,203,100601,{"$f":"'Bethel TMY 3'!$D$5","v":2019},"01","09","14","01/09/2019 14:00","2019-01-09T06:00:00",42.602000000000004]
["20070109:1500",{"v":5.8,"d":"5.80"},{"v":100,"d":"100.00"},0,{"v":0,"d":"0.00"},0,{"v":338.6,"d":"338.60"},7.75,204,100631,{"$f":"'Bethel TMY 3'!$D$5","v":2019},"01","09","15","01/09/2019 15:00","2019-01-09T07:00:00",42.44]
["20070109:1600",5.71,{"v":100,"d":"100.00"},0,{"v":0,"d":"0.00"},0,338.25,7.76,205,100661,{"$f":"'Bethel TMY 3'!$D$5","v":2019},"01","09","16","01/09/2019 16:00","2019-01-09T08:00:00",42.278]
["20070109:1700",5.61,{"v":100,"d":"100.00"},0,{"v":0,"d":"0.00"},0,{"v":337.9,"d":"337.90"},7.77,206,100691,{"$f":"'Bethel TMY 3'!$D$5","v":2019},"01","09","17","01/09/2019 17:00","2019-01-09T09:00:00",42.098]
["20070109:1800",5.55,{"v":100,"d":"100.00"},7,{"v":0,"d":"0.00"},7,335.48,8.01,208,100714,{"$f":"'Bethel TMY 3'!$D$5","v":2019},"01","09","18","01/09/2019 18:00","2019-01-09T10:00:00",41.99]
["20070109:1900",{"v":5.5,"d":"5.50"},{"v":100,"d":"100.00"},19,{"v":0,"d":"0.00"},19,333.07,8.25,209,100737,{"$f":"'Bethel TMY 3'!$D$5","v":2019},"01","09","19","01/09/2019 19:00","2019-01-09T11:00:00",41.9]
["20070109:2000",5.44,{"v":100,"d":"100.00"},88,{"v":43.3,"d":"43.30"},79,330.65,{"v":8.5,"d":"8.50"},211,100760,{"$f":"'Bethel TMY 3'!$D$5","v":2019},"01","09","20","01/09/2019 20:00","2019-01-09T12:00:00",41.792]
["20070109:2100",5.27,{"v":100,"d":"100.00"},6,{"v":0,"d":"0.00"},6,328.85,8.55,212,100777,{"$f":"'Bethel TMY 3'!$D$5","v":2019},"01","09","21","01/09/2019 21:00","2019-01-09T13:00:00",41.486]
["20070109:2200",{"v":5.1,"d":"5.10"},{"v":100,"d":"100.00"},8,{"v":0,"d":"0.00"},8,327.05,{"v":8.6,"d":"8.60"},213,100794,{"$f":"'Bethel TMY 3'!$D$5","v":2019},"01","09","22","01/09/2019 22:00","2019-01-09T14:00:00",41.18]
["20070109:2300",4.94,{"v":100,"d":"100.00"},3,{"v":0,"d":"0.00"},3,325.25,8.65,213,100810,{"$f":"'Bethel TMY 3'!$D$5","v":2019},"01","09","23","01/09/2019 23:00","2019-01-09T15:00:00",40.892]
["20070110:0000",4.85,{"v":100,"d":"100.00"},1,{"v":0,"d":"0.00"},1,{"v":323.5,"d":"323.50"},8.68,215,100877,{"$f":"'Bethel TMY 3'!$D$5","v":2019},"01","10","00","01/10/2019 00:00","2019-01-09T16:00:00",40.730000000000004]
["20070110:0100",4.76,{"v":100,"d":"100.00"},0,{"v":0,"d":"0.00"},0,321.75,8.71,216,100944,{"$f":"'Bethel TMY 3'!$D$5","v":2019},"01","10","01","01/10/2019 01:00","2019-01-09T17:00:00",40.568]
["20070110:0200",4.67,{"v":100,"d":"100.00"},0,{"v":0,"d":"0.00"},0,{"v":320,"d":"320.00"},8.74,217,101010,{"$f":"'Bethel TMY 3'!$D$5","v":2019},"01","10","02","01/10/2019 02:00","2019-01-09T18:00:00",40.406]
["20070110:0300",{"v":4.7,"d":"4.70"},{"v":100,"d":"100.00"},0,{"v":0,"d":"0.00"},0,318.23,8.41,220,101103,{"$f":"'Bethel TMY 3'!$D$5","v":2019},"01","10","03","01/10/2019 03:00","2019-01-09T19:00:00",40.46]
["20070110:0400",4.73,{"v":100,"d":"100.00"},0,{"v":0,"d":"0.00"},0,316.47,8.08,223,101197,{"$f":"'Bethel TMY 3'!$D$5","v":2019},"01","10","04","01/10/2019 04:00","2019-01-09T20:00:00",40.514]
["20070110:0500",4.75,{"v":100,"d":"100.00"},0,{"v":0,"d":"0.00"},0,{"v":314.7,"d":"314.70"},7.75,226,101290,{"$f":"'Bethel TMY 3'!$D$5","v":2019},"01","10","05","01/10/2019 05:00","2019-01-09T21:00:00",40.55]
["20070110:0600",4.63,{"v":100,"d":"100.00"},0,{"v":0,"d":"0.00"},0,310.22,7.16,223,101400,{"$f":"'Bethel TMY 3'!$D$5","v":2019},"01","10","06","01/10/2019 06:00","2019-01-09T22:00:00",40.334]
["20070110:0700",{"v":4.5,"d":"4.50"},{"v":100,"d":"100.00"},0,{"v":0,"d":"0.00"},0,305.73,6.57,220,101510,{"$f":"'Bethel TMY 3'!$D$5","v":2019},"01","10","07","01/10/2019 07:00","2019-01-09T23:00:00",40.1]
["20070110:0800",4.37,{"v":100,"d":"100.00"},0,{"v":0,"d":"0.00"},0,301.25,5.97,217,101619,{"$f":"'Bethel TMY 3'!$D$5","v":2019},"01","10","08","01/10/2019 08:00","2019-01-10",39.866]
["20070110:0900",4.23,{"v":100,"d":"100.00"},0,{"v":0,"d":"0.00"},0,{"v":300.4,"d":"300.40"},5.45,203,101689,{"$f":"'Bethel TMY 3'!$D$5","v":2019},"01","10","09","01/10/2019 09:00","2019-01-10T01:00:00",39.614000000000004]
["20070110:1000",{"v":4.1,"d":"4.10"},{"v":100,"d":"100.00"},0,{"v":0,"d":"0.00"},0,299.55,4.93,189,101759,{"$f":"'Bethel TMY 3'!$D$5","v":2019},"01","10","10","01/10/2019 10:00","2019-01-10T02:00:00",39.38]
["20070110:1100",3.96,{"v":100,"d":"100.00"},0,{"v":0,"d":"0.00"},0,{"v":298.7,"d":"298.70"},4.41,175,101829,{"$f":"'Bethel TMY 3'!$D$5","v":2019},"01","10","11","01/10/2019 11:00","2019-01-10T03:00:00",39.128]
["20070110:1200",3.95,{"v":100,"d":"100.00"},0,{"v":0,"d":"0.00"},0,300.28,4.37,157,101869,{"$f":"'Bethel TMY 3'!$D$5","v":2019},"01","10","12","01/10/2019 12:00","2019-01-10T04:00:00",39.11]
["20070110:1300",3.95,{"v":100,"d":"100.00"},0,{"v":0,"d":"0.00"},0,301.87,4.33,139,101909,{"$f":"'Bethel TMY 3'!$D$5","v":2019},"01","10","13","01/10/2019 13:00","2019-01-10T05:00:00",39.11]
["20070110:1400",3.94,{"v":100,"d":"100.00"},0,{"v":0,"d":"0.00"},0,303.45,4.29,122,101949,{"$f":"'Bethel TMY 3'!$D$5","v":2019},"01","10","14","01/10/2019 14:00","2019-01-10T06:00:00",39.092]
["20070110:1500",4.07,{"v":100,"d":"100.00"},0,{"v":0,"d":"0.00"},0,310.75,4.73,118,101952,{"$f":"'Bethel TMY 3'!$D$5","v":2019},"01","10","15","01/10/2019 15:00","2019-01-10T07:00:00",39.326]
["20070110:1600",{"v":4.2,"d":"4.20"},{"v":100,"d":"100.00"},0,{"v":0,"d":"0.00"},0,318.05,5.17,114,101956,{"$f":"'Bethel TMY 3'!$D$5","v":2019},"01","10","16","01/10/2019 16:00","2019-01-10T08:00:00",39.56]
["20070110:1700",4.32,{"v":100,"d":"100.00"},0,{"v":0,"d":"0.00"},0,325.35,5.61,110,101959,{"$f":"'Bethel TMY 3'!$D$5","v":2019},"01","10","17","01/10/2019 17:00","2019-01-10T09:00:00",39.776]
["20070110:1800",4.62,{"v":100,"d":"100.00"},5,{"v":0,"d":"0.00"},5,326.75,5.89,110,101926,{"$f":"'Bethel TMY 3'!$D$5","v":2019},"01","10","18","01/10/2019 18:00","2019-01-10T10:00:00",40.316]
["20070110:1900",4.93,{"v":100,"d":"100.00"},13,{"v":0,"d":"0.00"},13,328.15,6.17,110,101892,{"$f":"'Bethel TMY 3'!$D$5","v":2019},"01","10","19","01/10/2019 19:00","2019-01-10T11:00:00",40.874]
["20070110:2000",5.23,{"v":100,"d":"100.00"},18,{"v":0,"d":"0.00"},18,329.55,6.44,109,101859,{"$f":"'Bethel TMY 3'!$D$5","v":2019},"01","10","20","01/10/2019 20:00","2019-01-10T12:00:00",41.414]
["20070110:2100",5.29,{"v":100,"d":"100.00"},9,{"v":0,"d":"0.00"},9,333.48,{"v":6.5,"d":"6.50"},115,101753,{"$f":"'Bethel TMY 3'!$D$5","v":2019},"01","10","21","01/10/2019 21:00","2019-01-10T13:00:00",41.522]
["20070110:2200",5.35,{"v":100,"d":"100.00"},11,{"v":0,"d":"0.00"},11,337.42,6.56,121,101646,{"$f":"'Bethel TMY 3'!$D$5","v":2019},"01","10","22","01/10/2019 22:00","2019-01-10T14:00:00",41.629999999999995]
["20070110:2300",5.41,{"v":100,"d":"100.00"},36,{"v":0,"d":"0.00"},36,341.35,6.62,127,101540,{"$f":"'Bethel TMY 3'!$D$5","v":2019},"01","10","23","01/10/2019 23:00","2019-01-10T15:00:00",41.738]
["20070111:0000",5.51,{"v":100,"d":"100.00"},12,{"v":0,"d":"0.00"},12,341.47,7.52,140,101430,{"$f":"'Bethel TMY 3'!$D$5","v":2019},"01","11","00","01/11/2019 00:00","2019-01-10T16:00:00",41.918]
["20070111:0100",5.61,{"v":100,"d":"100.00"},0,{"v":0,"d":"0.00"},0,341.58,8.41,153,101320,{"$f":"'Bethel TMY 3'!$D$5","v":2019},"01","11","01","01/11/2019 01:00","2019-01-10T17:00:00",42.098]
["20070111:0200",5.71,{"v":100,"d":"100.00"},0,{"v":0,"d":"0.00"},0,{"v":341.7,"d":"341.70"},9.31,166,101210,{"$f":"'Bethel TMY 3'!$D$5","v":2019},"01","11","02","01/11/2019 02:00","2019-01-10T18:00:00",42.278]
["20070111:0300",5.62,{"v":100,"d":"100.00"},0,{"v":0,"d":"0.00"},0,{"v":341.7,"d":"341.70"},9.55,192,101230,{"$f":"'Bethel TMY 3'!$D$5","v":2019},"01","11","03","01/11/2019 03:00","2019-01-10T19:00:00",42.116]
["20070111:0400",5.53,{"v":100,"d":"100.00"},0,{"v":0,"d":"0.00"},0,{"v":341.7,"d":"341.70"},9.79,219,101250,{"$f":"'Bethel TMY 3'!$D$5","v":2019},"01","11","04","01/11/2019 04:00","2019-01-10T20:00:00",41.954]
["20070111:0500",5.44,{"v":100,"d":"100.00"},0,{"v":0,"d":"0.00"},0,{"v":341.7,"d":"341.70"},10.03,245,101270,{"$f":"'Bethel TMY 3'!$D$5","v":2019},"01","11","05","01/11/2019 05:00","2019-01-10T21:00:00",41.792]
["20070111:0600",5.14,{"v":100,"d":"100.00"},0,{"v":0,"d":"0.00"},0,{"v":339.2,"d":"339.20"},9.27,251,101466,{"$f":"'Bethel TMY 3'!$D$5","v":2019},"01","11","06","01/11/2019 06:00","2019-01-10T22:00:00",41.251999999999995]
["20070111:0700",4.83,{"v":100,"d":"100.00"},0,{"v":0,"d":"0.00"},0,{"v":336.7,"d":"336.70"},8.52,257,101663,{"$f":"'Bethel TMY 3'!$D$5","v":2019},"01","11","07","01/11/2019 07:00","2019-01-10T23:00:00",40.694]
["20070111:0800",4.52,{"v":100,"d":"100.00"},0,{"v":0,"d":"0.00"},0,{"v":334.2,"d":"334.20"},7.77,263,101859,{"$f":"'Bethel TMY 3'!$D$5","v":2019},"01","11","08","01/11/2019 08:00","2019-01-11",40.135999999999996]
["20070111:0900",4.52,{"v":100,"d":"100.00"},0,{"v":0,"d":"0.00"},0,331.42,7.17,259,101999,{"$f":"'Bethel TMY 3'!$D$5","v":2019},"01","11","09","01/11/2019 09:00","2019-01-11T01:00:00",40.135999999999996]
["20070111:1000",4.53,{"v":100,"d":"100.00"},0,{"v":0,"d":"0.00"},0,328.63,6.58,255,102139,{"$f":"'Bethel TMY 3'!$D$5","v":2019},"01","11","10","01/11/2019 10:00","2019-01-11T02:00:00",40.153999999999996]
["20070111:1100",4.53,{"v":100,"d":"100.00"},0,{"v":0,"d":"0.00"},0,325.85,5.99,251,102279,{"$f":"'Bethel TMY 3'!$D$5","v":2019},"01","11","11","01/11/2019 11:00","2019-01-11T03:00:00",40.153999999999996]
["20070111:1200",{"v":4.4,"d":"4.40"},{"v":100,"d":"100.00"},0,{"v":0,"d":"0.00"},0,325.22,5.36,248,102408,{"$f":"'Bethel TMY 3'!$D$5","v":2019},"01","11","12","01/11/2019 12:00","2019-01-11T04:00:00",39.92]
["20070111:1300",4.27,{"v":100,"d":"100.00"},0,{"v":0,"d":"0.00"},0,324.58,4.74,246,102538,{"$f":"'Bethel TMY 3'!$D$5","v":2019},"01","11","13","01/11/2019 13:00","2019-01-11T05:00:00",39.686]
["20070111:1400",4.14,{"v":100,"d":"100.00"},0,{"v":0,"d":"0.00"},0,323.95,4.11,244,102668,{"$f":"'Bethel TMY 3'!$D$5","v":2019},"01","11","14","01/11/2019 14:00","2019-01-11T06:00:00",39.452]
["20070111:1500",4.19,{"v":100,"d":"100.00"},0,{"v":0,"d":"0.00"},0,{"v":322.6,"d":"322.60"},4.49,229,102755,{"$f":"'Bethel TMY 3'!$D$5","v":2019},"01","11","15","01/11/2019 15:00","2019-01-11T07:00:00",39.542]
["20070111:1600",4.24,{"v":100,"d":"100.00"},0,{"v":0,"d":"0.00"},0,321.25,4.86,215,102841,{"$f":"'Bethel TMY 3'!$D$5","v":2019},"01","11","16","01/11/2019 16:00","2019-01-11T08:00:00",39.632]
["20070111:1700",4.29,{"v":100,"d":"100.00"},0,{"v":0,"d":"0.00"},0,{"v":319.9,"d":"319.90"},5.24,201,102928,{"$f":"'Bethel TMY 3'!$D$5","v":2019},{"$f":"MID(A275,5,2)","v":"01"},{"$f":"MID(A275,7,2)","v":"11"},{"$f":"MID(A275,10,2)","v":"17"},{"$f":"L275&\"/\"&M275&\"/\"&K275&\" \"&N275&\":00\"","v":"01/11/2019 17:00"},{"$f":"(DATEVALUE(O275)+TIMEVALUE(O275))+($P$16/24)","v":"2019-01-11T09:00:00"},{"$f":"((9/5)*B275)+32","v":39.722}]
["20070111:1800",4.51,{"v":100,"d":"100.00"},11,{"v":0,"d":"0.00"},11,316.47,{"v":5.5,"d":"5.50"},196,102974,{"$f":"'Bethel TMY 3'!$D$5","v":2019},"01","11","18","01/11/2019 18:00","2019-01-11T10:00:00",40.118]
["20070111:1900",4.73,{"v":100,"d":"100.00"},27,{"v":0,"d":"0.00"},27,313.03,5.76,191,103021,{"$f":"'Bethel TMY 3'!$D$5","v":2019},"01","11","19","01/11/2019 19:00","2019-01-11T11:00:00",40.514]
["20070111:2000",4.95,{"v":100,"d":"100.00"},67,{"v":0,"d":"0.00"},67,{"v":309.6,"d":"309.60"},6.01,185,103068,{"$f":"'Bethel TMY 3'!$D$5","v":2019},"01","11","20","01/11/2019 20:00","2019-01-11T12:00:00",40.91]
["20070111:2100",4.99,{"v":100,"d":"100.00"},63,{"v":0,"d":"0.00"},63,311.08,6.04,184,103058,{"$f":"'Bethel TMY 3'!$D$5","v":2019},"01","11","21","01/11/2019 21:00","2019-01-11T13:00:00",40.982]
["20070111:2200",5.04,{"v":100,"d":"100.00"},31,{"v":0,"d":"0.00"},31,312.57,6.06,182,103048,{"$f":"'Bethel TMY 3'!$D$5","v":2019},"01","11","22","01/11/2019 22:00","2019-01-11T14:00:00",41.072]
["20070111:2300",5.09,{"v":100,"d":"100.00"},8,{"v":0,"d":"0.00"},8,314.05,6.08,181,103038,{"$f":"'Bethel TMY 3'!$D$5","v":2019},"01","11","23","01/11/2019 23:00","2019-01-11T15:00:00",41.162]
["20070112:0000",4.99,{"v":100,"d":"100.00"},3,{"v":0,"d":"0.00"},3,{"v":316.1,"d":"316.10"},5.61,176,103038,{"$f":"'Bethel TMY 3'!$D$5","v":2019},"01","12","00","01/12/2019 00:00","2019-01-11T16:00:00",40.982]
["20070112:0100",{"v":4.9,"d":"4.90"},{"v":100,"d":"100.00"},0,{"v":0,"d":"0.00"},0,318.15,5.14,171,103038,{"$f":"'Bethel TMY 3'!$D$5","v":2019},"01","12","01","01/12/2019 01:00","2019-01-11T17:00:00",40.82]
["20070112:0200",{"v":4.8,"d":"4.80"},{"v":100,"d":"100.00"},0,{"v":0,"d":"0.00"},0,{"v":320.2,"d":"320.20"},4.66,167,103038,{"$f":"'Bethel TMY 3'!$D$5","v":2019},"01","12","02","01/12/2019 02:00","2019-01-11T18:00:00",40.64]
["20070112:0300",4.76,{"v":100,"d":"100.00"},0,{"v":0,"d":"0.00"},0,{"v":323.8,"d":"323.80"},6.17,161,102981,{"$f":"'Bethel TMY 3'!$D$5","v":2019},"01","12","03","01/12/2019 03:00","2019-01-11T19:00:00",40.568]
["20070112:0400",4.72,{"v":100,"d":"100.00"},0,{"v":0,"d":"0.00"},0,{"v":327.4,"d":"327.40"},7.67,156,102925,{"$f":"'Bethel TMY 3'!$D$5","v":2019},"01","12","04","01/12/2019 04:00","2019-01-11T20:00:00",40.496]
["20070112:0500",4.67,{"v":100,"d":"100.00"},0,{"v":0,"d":"0.00"},0,{"v":331,"d":"331.00"},9.17,151,102868,{"$f":"'Bethel TMY 3'!$D$5","v":2019},"01","12","05","01/12/2019 05:00","2019-01-11T21:00:00",40.406]
["20070112:0600",4.78,{"v":100,"d":"100.00"},0,{"v":0,"d":"0.00"},0,331.73,9.44,149,102775,{"$f":"'Bethel TMY 3'!$D$5","v":2019},"01","12","06","01/12/2019 06:00","2019-01-11T22:00:00",40.604]
["20070112:0700",4.88,{"v":100,"d":"100.00"},0,{"v":0,"d":"0.00"},0,332.47,9.71,148,102682,{"$f":"'Bethel TMY 3'!$D$5","v":2019},"01","12","07","01/12/2019 07:00","2019-01-11T23:00:00",40.784]
["20070112:0800",4.98,{"v":100,"d":"100.00"},0,{"v":0,"d":"0.00"},0,{"v":333.2,"d":"333.20"},9.99,147,102588,{"$f":"'Bethel TMY 3'!$D$5","v":2019},"01","12","08","01/12/2019 08:00","2019-01-12",40.964]
["20070112:0900",5.36,{"v":100,"d":"100.00"},0,{"v":0,"d":"0.00"},0,335.88,9.93,155,102465,{"$f":"'Bethel TMY 3'!$D$5","v":2019},"01","12","09","01/12/2019 09:00","2019-01-12T01:00:00",41.648]
["20070112:1000",5.73,{"v":100,"d":"100.00"},0,{"v":0,"d":"0.00"},0,338.57,9.87,163,102342,{"$f":"'Bethel TMY 3'!$D$5","v":2019},"01","12","10","01/12/2019 10:00","2019-01-12T02:00:00",42.314]
["20070112:1100",6.11,{"v":100,"d":"100.00"},0,{"v":0,"d":"0.00"},0,341.25,9.81,171,102219,{"$f":"'Bethel TMY 3'!$D$5","v":2019},"01","12","11","01/12/2019 11:00","2019-01-12T03:00:00",42.998000000000005]
["20070112:1200",6.22,{"v":100,"d":"100.00"},0,{"v":0,"d":"0.00"},0,340.62,10.51,177,102079,{"$f":"'Bethel TMY 3'!$D$5","v":2019},"01","12","12","01/12/2019 12:00","2019-01-12T04:00:00",43.196]
["20070112:1300",6.33,{"v":100,"d":"100.00"},0,{"v":0,"d":"0.00"},0,339.98,{"v":11.2,"d":"11.20"},183,101939,{"$f":"'Bethel TMY 3'!$D$5","v":2019},"01","12","13","01/12/2019 13:00","2019-01-12T05:00:00",43.394]
["20070112:1400",6.44,{"v":100,"d":"100.00"},0,{"v":0,"d":"0.00"},0,339.35,{"v":11.9,"d":"11.90"},189,101799,{"$f":"'Bethel TMY 3'!$D$5","v":2019},"01","12","14","01/12/2019 14:00","2019-01-12T06:00:00",43.592]
["20070112:1500",6.52,{"v":100,"d":"100.00"},0,{"v":0,"d":"0.00"},0,338.85,12.41,190,101723,{"$f":"'Bethel TMY 3'!$D$5","v":2019},"01","12","15","01/12/2019 15:00","2019-01-12T07:00:00",43.736]
["20070112:1600",6.59,{"v":100,"d":"100.00"},0,{"v":0,"d":"0.00"},0,338.35,12.92,191,101646,{"$f":"'Bethel TMY 3'!$D$5","v":2019},"01","12","16","01/12/2019 16:00","2019-01-12T08:00:00",43.862]
["20070112:1700",6.66,{"v":100,"d":"100.00"},0,{"v":0,"d":"0.00"},0,337.85,13.43,192,101569,{"$f":"'Bethel TMY 3'!$D$5","v":2019},"01","12","17","01/12/2019 17:00","2019-01-12T09:00:00",43.988]
["20070112:1800",6.74,{"v":100,"d":"100.00"},5,{"v":0,"d":"0.00"},5,337.88,13.21,195,101589,{"$f":"'Bethel TMY 3'!$D$5","v":2019},"01","12","18","01/12/2019 18:00","2019-01-12T10:00:00",44.132000000000005]
["20070112:1900",6.82,{"v":100,"d":"100.00"},13,{"v":0,"d":"0.00"},13,337.92,12.98,199,101609,{"$f":"'Bethel TMY 3'!$D$5","v":2019},"01","12","19","01/12/2019 19:00","2019-01-12T11:00:00",44.276]
["20070112:2000",{"v":6.9,"d":"6.90"},{"v":100,"d":"100.00"},9,{"v":0,"d":"0.00"},9,337.95,12.76,202,101629,{"$f":"'Bethel TMY 3'!$D$5","v":2019},"01","12","20","01/12/2019 20:00","2019-01-12T12:00:00",44.42]
["20070112:2100",{"v":6.9,"d":"6.90"},{"v":100,"d":"100.00"},7,{"v":0,"d":"0.00"},7,338.85,11.89,205,101646,{"$f":"'Bethel TMY 3'!$D$5","v":2019},"01","12","21","01/12/2019 21:00","2019-01-12T13:00:00",44.42]
["20070112:2200",{"v":6.9,"d":"6.90"},{"v":100,"d":"100.00"},10,{"v":0,"d":"0.00"},10,339.75,11.01,209,101663,{"$f":"'Bethel TMY 3'!$D$5","v":2019},"01","12","22","01/12/2019 22:00","2019-01-12T14:00:00",44.42]
["20070112:2300",{"v":6.9,"d":"6.90"},{"v":100,"d":"100.00"},8,{"v":0,"d":"0.00"},8,340.65,10.14,212,101679,{"$f":"'Bethel TMY 3'!$D$5","v":2019},"01","12","23","01/12/2019 23:00","2019-01-12T15:00:00",44.42]
["20070113:0000",{"v":6.8,"d":"6.80"},{"v":100,"d":"100.00"},2,{"v":0,"d":"0.00"},2,341.15,9.33,216,101759,{"$f":"'Bethel TMY 3'!$D$5","v":2019},"01","13","00","01/13/2019 00:00","2019-01-12T16:00:00",44.24]
["20070113:0100",6.71,{"v":100,"d":"100.00"},0,{"v":0,"d":"0.00"},0,341.65,8.53,219,101839,{"$f":"'Bethel TMY 3'!$D$5","v":2019},"01","13","01","01/13/2019 01:00","2019-01-12T17:00:00",44.078]
["20070113:0200",6.61,{"v":100,"d":"100.00"},0,{"v":0,"d":"0.00"},0,342.15,7.72,223,101919,{"$f":"'Bethel TMY 3'!$D$5","v":2019},"01","13","02","01/13/2019 02:00","2019-01-12T18:00:00",43.898]
["20070113:0300",{"v":6.5,"d":"6.50"},{"v":100,"d":"100.00"},0,{"v":0,"d":"0.00"},0,343.17,7.13,221,101956,{"$f":"'Bethel TMY 3'!$D$5","v":2019},"01","13","03","01/13/2019 03:00","2019-01-12T19:00:00",43.7]
["20070113:0400",6.39,{"v":100,"d":"100.00"},0,{"v":0,"d":"0.00"},0,344.18,6.53,220,101992,{"$f":"'Bethel TMY 3'!$D$5","v":2019},"01","13","04","01/13/2019 04:00","2019-01-12T20:00:00",43.501999999999995]
["20070113:0500",6.27,{"v":100,"d":"100.00"},0,{"v":0,"d":"0.00"},0,{"v":345.2,"d":"345.20"},5.93,218,102029,{"$f":"'Bethel TMY 3'!$D$5","v":2019},"01","13","05","01/13/2019 05:00","2019-01-12T21:00:00",43.286]
["20070113:0600",6.22,{"v":100,"d":"100.00"},0,{"v":0,"d":"0.00"},0,345.07,5.83,215,102089,{"$f":"'Bethel TMY 3'!$D$5","v":2019},"01","13","06","01/13/2019 06:00","2019-01-12T22:00:00",43.196]
["20070113:0700",6.17,{"v":100,"d":"100.00"},0,{"v":0,"d":"0.00"},0,344.93,5.72,211,102149,{"$f":"'Bethel TMY 3'!$D$5","v":2019},"01","13","07","01/13/2019 07:00","2019-01-12T23:00:00",43.106]
["20070113:0800",6.12,{"v":100,"d":"100.00"},0,{"v":0,"d":"0.00"},0,{"v":344.8,"d":"344.80"},5.61,208,102209,{"$f":"'Bethel TMY 3'!$D$5","v":2019},"01","13","08","01/13/2019 08:00","2019-01-13",43.016]
["20070113:0900",6.12,{"v":100,"d":"100.00"},0,{"v":0,"d":"0.00"},0,343.93,5.65,207,102239,{"$f":"'Bethel TMY 3'!$D$5","v":2019},"01","13","09","01/13/2019 09:00","2019-01-13T01:00:00",43.016]
["20070113:1000",6.12,{"v":100,"d":"100.00"},0,{"v":0,"d":"0.00"},0,343.07,5.69,205,102269,{"$f":"'Bethel TMY 3'!$D$5","v":2019},"01","13","10","01/13/2019 10:00","2019-01-13T02:00:00",43.016]
["20070113:1100",6.12,{"v":100,"d":"100.00"},0,{"v":0,"d":"0.00"},0,{"v":342.2,"d":"342.20"},5.72,204,102299,{"$f":"'Bethel TMY 3'!$D$5","v":2019},"01","13","11","01/13/2019 11:00","2019-01-13T03:00:00",43.016]
["20070113:1200",6.04,{"v":100,"d":"100.00"},0,{"v":0,"d":"0.00"},0,{"v":341.7,"d":"341.70"},5.73,202,102342,{"$f":"'Bethel TMY 3'!$D$5","v":2019},"01","13","12","01/13/2019 12:00","2019-01-13T04:00:00",42.872]
["20070113:1300",5.97,{"v":100,"d":"100.00"},0,{"v":0,"d":"0.00"},0,{"v":341.2,"d":"341.20"},5.73,201,102385,{"$f":"'Bethel TMY 3'!$D$5","v":2019},"01","13","13","01/13/2019 13:00","2019-01-13T05:00:00",42.746]
["20070113:1400",5.89,{"v":100,"d":"100.00"},0,{"v":0,"d":"0.00"},0,{"v":340.7,"d":"340.70"},5.74,199,102428,{"$f":"'Bethel TMY 3'!$D$5","v":2019},"01","13","14","01/13/2019 14:00","2019-01-13T06:00:00",42.602000000000004]
["20070113:1500",{"v":5.9,"d":"5.90"},{"v":100,"d":"100.00"},0,{"v":0,"d":"0.00"},0,340.68,5.61,198,102472,{"$f":"'Bethel TMY 3'!$D$5","v":2019},"01","13","15","01/13/2019 15:00","2019-01-13T07:00:00",42.620000000000005]
["20070113:1600",5.91,{"v":100,"d":"100.00"},0,{"v":0,"d":"0.00"},0,340.67,5.49,197,102515,{"$f":"'Bethel TMY 3'!$D$5","v":2019},"01","13","16","01/13/2019 16:00","2019-01-13T08:00:00",42.638]
["20070113:1700",5.92,{"v":100,"d":"100.00"},0,{"v":0,"d":"0.00"},0,340.65,5.37,196,102558,{"$f":"'Bethel TMY 3'!$D$5","v":2019},"01","13","17","01/13/2019 17:00","2019-01-13T09:00:00",42.656]
["20070113:1800",6.03,{"v":100,"d":"100.00"},4,{"v":0,"d":"0.00"},4,340.85,{"v":5.5,"d":"5.50"},193,102595,{"$f":"'Bethel TMY 3'!$D$5","v":2019},"01","13","18","01/13/2019 18:00","2019-01-13T10:00:00",42.854]
["20070113:1900",6.13,{"v":100,"d":"100.00"},10,{"v":0,"d":"0.00"},10,341.05,5.63,191,102632,{"$f":"'Bethel TMY 3'!$D$5","v":2019},"01","13","19","01/13/2019 19:00","2019-01-13T11:00:00",43.034]
["20070113:2000",6.24,{"v":100,"d":"100.00"},16,{"v":0,"d":"0.00"},16,341.25,5.77,189,102668,{"$f":"'Bethel TMY 3'!$D$5","v":2019},"01","13","20","01/13/2019 20:00","2019-01-13T12:00:00",43.232]
["20070113:2100",6.24,{"v":100,"d":"100.00"},18,{"v":0,"d":"0.00"},18,339.78,5.82,187,102685,{"$f":"'Bethel TMY 3'!$D$5","v":2019},"01","13","21","01/13/2019 21:00","2019-01-13T13:00:00",43.232]
["20070113:2200",6.24,{"v":100,"d":"100.00"},22,{"v":0,"d":"0.00"},22,338.32,5.88,185,102701,{"$f":"'Bethel TMY 3'!$D$5","v":2019},"01","13","22","01/13/2019 22:00","2019-01-13T14:00:00",43.232]
["20070113:2300",6.25,{"v":100,"d":"100.00"},3,{"v":0,"d":"0.00"},3,336.85,5.93,184,102718,{"$f":"'Bethel TMY 3'!$D$5","v":2019},"01","13","23","01/13/2019 23:00","2019-01-13T15:00:00",43.25]
["20070114:0000",6.19,{"v":100,"d":"100.00"},1,{"v":0,"d":"0.00"},1,333.52,{"v":5.7,"d":"5.70"},183,102778,{"$f":"'Bethel TMY 3'!$D$5","v":2019},"01","14","00","01/14/2019 00:00","2019-01-13T16:00:00",43.142]
["20070114:0100",6.14,{"v":100,"d":"100.00"},0,{"v":0,"d":"0.00"},0,330.18,5.46,183,102838,{"$f":"'Bethel TMY 3'!$D$5","v":2019},"01","14","01","01/14/2019 01:00","2019-01-13T17:00:00",43.052]
["20070114:0200",6.08,{"v":100,"d":"100.00"},0,{"v":0,"d":"0.00"},0,326.85,5.23,183,102898,{"$f":"'Bethel TMY 3'!$D$5","v":2019},"01","14","02","01/14/2019 02:00","2019-01-13T18:00:00",42.944]
["20070114:0300",5.96,{"v":100,"d":"100.00"},0,{"v":0,"d":"0.00"},0,320.62,5.23,178,102918,{"$f":"'Bethel TMY 3'!$D$5","v":2019},"01","14","03","01/14/2019 03:00","2019-01-13T19:00:00",42.728]
["20070114:0400",5.85,{"v":100,"d":"100.00"},0,{"v":0,"d":"0.00"},0,314.38,5.24,173,102938,{"$f":"'Bethel TMY 3'!$D$5","v":2019},"01","14","04","01/14/2019 04:00","2019-01-13T20:00:00",42.53]
["20070114:0500",5.73,{"v":100,"d":"100.00"},0,{"v":0,"d":"0.00"},0,308.15,5.24,169,102958,{"$f":"'Bethel TMY 3'!$D$5","v":2019},"01","14","05","01/14/2019 05:00","2019-01-13T21:00:00",42.314]
["20070114:0600",5.68,{"v":100,"d":"100.00"},0,{"v":0,"d":"0.00"},0,302.58,5.29,165,102988,{"$f":"'Bethel TMY 3'!$D$5","v":2019},"01","14","06","01/14/2019 06:00","2019-01-13T22:00:00",42.224000000000004]
["20070114:0700",5.63,{"v":100,"d":"100.00"},0,{"v":0,"d":"0.00"},0,297.02,5.34,161,103018,{"$f":"'Bethel TMY 3'!$D$5","v":2019},"01","14","07","01/14/2019 07:00","2019-01-13T23:00:00",42.134]
["20070114:0800",5.57,{"v":100,"d":"100.00"},0,{"v":0,"d":"0.00"},0,291.45,5.39,157,103048,{"$f":"'Bethel TMY 3'!$D$5","v":2019},"01","14","08","01/14/2019 08:00","2019-01-14",42.026]
["20070114:0900",5.53,{"v":100,"d":"100.00"},0,{"v":0,"d":"0.00"},0,290.05,5.59,153,103064,{"$f":"'Bethel TMY 3'!$D$5","v":2019},{"$f":"MID(A339,5,2)","v":"01"},{"$f":"MID(A339,7,2)","v":"14"},{"$f":"MID(A339,10,2)","v":"09"},{"$f":"L339&\"/\"&M339&\"/\"&K339&\" \"&N339&\":00\"","v":"01/14/2019 09:00"},{"$f":"(DATEVALUE(O339)+TIMEVALUE(O339))+($P$16/24)","v":"2019-01-14T01:00:00"},{"$f":"((9/5)*B339)+32","v":41.954}]
["20070114:1000",5.49,{"v":100,"d":"100.00"},0,{"v":0,"d":"0.00"},0,288.65,5.78,150,103081,{"$f":"'Bethel TMY 3'!$D$5","v":2019},"01","14","10","01/14/2019 10:00","2019-01-14T02:00:00",41.882000000000005]
["20070114:1100",5.45,{"v":100,"d":"100.00"},0,{"v":0,"d":"0.00"},0,287.25,5.97,146,103098,{"$f":"'Bethel TMY 3'!$D$5","v":2019},"01","14","11","01/14/2019 11:00","2019-01-14T03:00:00",41.81]
["20070114:1200",5.21,{"v":100,"d":"100.00"},0,{"v":0,"d":"0.00"},0,293.62,5.77,143,103104,{"$f":"'Bethel TMY 3'!$D$5","v":2019},"01","14","12","01/14/2019 12:00","2019-01-14T04:00:00",41.378]
["20070114:1300",4.98,{"v":100,"d":"100.00"},0,{"v":0,"d":"0.00"},0,299.98,5.56,139,103111,{"$f":"'Bethel TMY 3'!$D$5","v":2019},"01","14","13","01/14/2019 13:00","2019-01-14T05:00:00",40.964]
["20070114:1400",4.74,{"v":100,"d":"100.00"},0,{"v":0,"d":"0.00"},0,306.35,5.35,135,103118,{"$f":"'Bethel TMY 3'!$D$5","v":2019},"01","14","14","01/14/2019 14:00","2019-01-14T06:00:00",40.532]
["20070114:1500",4.78,{"v":100,"d":"100.00"},0,{"v":0,"d":"0.00"},0,307.07,5.32,131,103091,{"$f":"'Bethel TMY 3'!$D$5","v":2019},"01","14","15","01/14/2019 15:00","2019-01-14T07:00:00",40.604]
["20070114:1600",4.81,{"v":100,"d":"100.00"},0,{"v":0,"d":"0.00"},0,307.78,{"v":5.3,"d":"5.30"},127,103064,{"$f":"'Bethel TMY 3'!$D$5","v":2019},"01","14","16","01/14/2019 16:00","2019-01-14T08:00:00",40.658]
["20070114:1700",4.84,{"v":100,"d":"100.00"},0,{"v":0,"d":"0.00"},0,{"v":308.5,"d":"308.50"},5.27,123,103038,{"$f":"'Bethel TMY 3'!$D$5","v":2019},"01","14","17","01/14/2019 17:00","2019-01-14T09:00:00",40.712]
["20070114:1800",4.99,{"v":100,"d":"100.00"},19,{"v":0,"d":"0.00"},19,{"v":307.9,"d":"307.90"},5.11,121,103001,{"$f":"'Bethel TMY 3'!$D$5","v":2019},"01","14","18","01/14/2019 18:00","2019-01-14T10:00:00",40.982]
["20070114:1900",5.13,{"v":100,"d":"100.00"},44,{"v":0,"d":"0.00"},44,{"v":307.3,"d":"307.30"},4.95,119,102965,{"$f":"'Bethel TMY 3'!$D$5","v":2019},"01","14","19","01/14/2019 19:00","2019-01-14T11:00:00",41.234]
["20070114:2000",5.28,{"v":100,"d":"100.00"},85,18.16,81,{"v":306.7,"d":"306.70"},4.79,117,102928,{"$f":"'Bethel TMY 3'!$D$5","v":2019},"01","14","20","01/14/2019 20:00","2019-01-14T12:00:00",41.504000000000005]
["20070114:2100",5.31,{"v":100,"d":"100.00"},65,{"v":0,"d":"0.00"},65,{"v":301.7,"d":"301.70"},4.95,113,102868,{"$f":"'Bethel TMY 3'!$D$5","v":2019},"01","14","21","01/14/2019 21:00","2019-01-14T13:00:00",41.558]
["20070114:2200",5.34,{"v":100,"d":"100.00"},10,{"v":0,"d":"0.00"},10,{"v":296.7,"d":"296.70"},5.12,110,102808,{"$f":"'Bethel TMY 3'!$D$5","v":2019},"01","14","22","01/14/2019 22:00","2019-01-14T14:00:00",41.612]
["20070114:2300",5.37,{"v":100,"d":"100.00"},68,56.96,59,{"v":291.7,"d":"291.70"},5.28,107,102748,{"$f":"'Bethel TMY 3'!$D$5","v":2019},"01","14","23","01/14/2019 23:00","2019-01-14T15:00:00",41.666]
["20070115:0000",{"v":5.2,"d":"5.20"},{"v":100,"d":"100.00"},25,{"v":0,"d":"0.00"},25,289.88,5.58,108,102718,{"$f":"'Bethel TMY 3'!$D$5","v":2019},"01","15","00","01/15/2019 00:00","2019-01-14T16:00:00",41.36]
["20070115:0100",5.04,{"v":100,"d":"100.00"},0,{"v":0,"d":"0.00"},0,288.07,5.87,109,102688,{"$f":"'Bethel TMY 3'!$D$5","v":2019},"01","15","01","01/15/2019 01:00","2019-01-14T17:00:00",41.072]
["20070115:0200",4.87,{"v":100,"d":"100.00"},0,{"v":0,"d":"0.00"},0,286.25,6.17,110,102658,{"$f":"'Bethel TMY 3'!$D$5","v":2019},"01","15","02","01/15/2019 02:00","2019-01-14T18:00:00",40.766]
["20070115:0300",4.88,{"v":100,"d":"100.00"},0,{"v":0,"d":"0.00"},0,280.58,6.17,114,102602,{"$f":"'Bethel TMY 3'!$D$5","v":2019},"01","15","03","01/15/2019 03:00","2019-01-14T19:00:00",40.784]
["20070115:0400",{"v":4.9,"d":"4.90"},{"v":100,"d":"100.00"},0,{"v":0,"d":"0.00"},0,274.92,6.17,117,102545,{"$f":"'Bethel TMY 3'!$D$5","v":2019},"01","15","04","01/15/2019 04:00","2019-01-14T20:00:00",40.82]
["20070115:0500",4.91,{"v":100,"d":"100.00"},0,{"v":0,"d":"0.00"},0,269.25,6.17,121,102488,{"$f":"'Bethel TMY 3'!$D$5","v":2019},"01","15","05","01/15/2019 05:00","2019-01-14T21:00:00",40.838]
["20070115:0600",4.99,{"v":100,"d":"100.00"},0,{"v":0,"d":"0.00"},0,{"v":269.3,"d":"269.30"},6.33,124,102465,{"$f":"'Bethel TMY 3'!$D$5","v":2019},"01","15","06","01/15/2019 06:00","2019-01-14T22:00:00",40.982]
["20070115:0700",5.06,{"v":100,"d":"100.00"},0,{"v":0,"d":"0.00"},0,269.35,{"v":6.5,"d":"6.50"},126,102442,{"$f":"'Bethel TMY 3'!$D$5","v":2019},"01","15","07","01/15/2019 07:00","2019-01-14T23:00:00",41.108]
["20070115:0800",5.13,{"v":100,"d":"100.00"},0,{"v":0,"d":"0.00"},0,{"v":269.4,"d":"269.40"},6.66,129,102418,{"$f":"'Bethel TMY 3'!$D$5","v":2019},"01","15","08","01/15/2019 08:00","2019-01-15",41.234]
["20070115:0900",5.19,{"v":100,"d":"100.00"},0,{"v":0,"d":"0.00"},0,269.83,6.71,132,102405,{"$f":"'Bethel TMY 3'!$D$5","v":2019},"01","15","09","01/15/2019 09:00","2019-01-15T01:00:00",41.342]
["20070115:1000",5.24,{"v":100,"d":"100.00"},0,{"v":0,"d":"0.00"},0,270.27,6.75,136,102392,{"$f":"'Bethel TMY 3'!$D$5","v":2019},"01","15","10","01/15/2019 10:00","2019-01-15T02:00:00",41.432]
["20070115:1100",{"v":5.3,"d":"5.30"},{"v":100,"d":"100.00"},0,{"v":0,"d":"0.00"},0,{"v":270.7,"d":"270.70"},{"v":6.8,"d":"6.80"},139,102379,{"$f":"'Bethel TMY 3'!$D$5","v":2019},"01","15","11","01/15/2019 11:00","2019-01-15T03:00:00",41.54]
["20070115:1200",5.04,{"v":100,"d":"100.00"},0,{"v":0,"d":"0.00"},0,{"v":274.2,"d":"274.20"},6.55,141,102399,{"$f":"'Bethel TMY 3'!$D$5","v":2019},"01","15","12","01/15/2019 12:00","2019-01-15T04:00:00",41.072]
["20070115:1300",4.78,{"v":100,"d":"100.00"},0,{"v":0,"d":"0.00"},0,{"v":277.7,"d":"277.70"},6.29,142,102418,{"$f":"'Bethel TMY 3'!$D$5","v":2019},"01","15","13","01/15/2019 13:00","2019-01-15T05:00:00",40.604]
["20070115:1400",4.52,{"v":100,"d":"100.00"},0,{"v":0,"d":"0.00"},0,{"v":281.2,"d":"281.20"},6.04,144,102438,{"$f":"'Bethel TMY 3'!$D$5","v":2019},"01","15","14","01/15/2019 14:00","2019-01-15T06:00:00",40.135999999999996]
["20070115:1500",4.61,{"v":100,"d":"100.00"},0,{"v":0,"d":"0.00"},0,289.02,5.77,143,102482,{"$f":"'Bethel TMY 3'!$D$5","v":2019},"01","15","15","01/15/2019 15:00","2019-01-15T07:00:00",40.298]
["20070115:1600",4.69,{"v":100,"d":"100.00"},0,{"v":0,"d":"0.00"},0,296.83,5.49,142,102525,{"$f":"'Bethel TMY 3'!$D$5","v":2019},"01","15","16","01/15/2019 16:00","2019-01-15T08:00:00",40.442]
["20070115:1700",4.77,{"v":100,"d":"100.00"},0,{"v":0,"d":"0.00"},0,304.65,5.21,142,102568,{"$f":"'Bethel TMY 3'!$D$5","v":2019},"01","15","17","01/15/2019 17:00","2019-01-15T09:00:00",40.586]
["20070115:1800",5.01,{"v":100,"d":"100.00"},3,{"v":0,"d":"0.00"},3,307.87,5.07,139,102585,{"$f":"'Bethel TMY 3'!$D$5","v":2019},"01","15","18","01/15/2019 18:00","2019-01-15T10:00:00",41.018]
["20070115:1900",5.26,{"v":100,"d":"100.00"},6,{"v":0,"d":"0.00"},6,311.08,4.93,136,102602,{"$f":"'Bethel TMY 3'!$D$5","v":2019},"01","15","19","01/15/2019 19:00","2019-01-15T11:00:00",41.468]
["20070115:2000",{"v":5.5,"d":"5.50"},{"v":100,"d":"100.00"},7,{"v":0,"d":"0.00"},7,{"v":314.3,"d":"314.30"},4.79,132,102618,{"$f":"'Bethel TMY 3'!$D$5","v":2019},"01","15","20","01/15/2019 20:00","2019-01-15T12:00:00",41.9]
["20070115:2100",5.52,{"v":100,"d":"100.00"},8,{"v":0,"d":"0.00"},8,314.35,4.52,129,102605,{"$f":"'Bethel TMY 3'!$D$5","v":2019},"01","15","21","01/15/2019 21:00","2019-01-15T13:00:00",41.936]
["20070115:2200",5.55,{"v":100,"d":"100.00"},11,{"v":0,"d":"0.00"},11,{"v":314.4,"d":"314.40"},4.25,125,102592,{"$f":"'Bethel TMY 3'!$D$5","v":2019},"01","15","22","01/15/2019 22:00","2019-01-15T14:00:00",41.99]
["20070115:2300",5.58,{"v":100,"d":"100.00"},6,{"v":0,"d":"0.00"},6,314.45,3.99,122,102578,{"$f":"'Bethel TMY 3'!$D$5","v":2019},"01","15","23","01/15/2019 23:00","2019-01-15T15:00:00",42.044]
["20070116:0000",5.35,{"v":100,"d":"100.00"},49,269.94,28,312.13,4.11,117,102642,{"$f":"'Bethel TMY 3'!$D$5","v":2019},"01","16","00","01/16/2019 00:00","2019-01-15T16:00:00",41.629999999999995]
["20070116:0100",5.13,{"v":100,"d":"100.00"},0,{"v":0,"d":"0.00"},0,309.82,4.23,112,102705,{"$f":"'Bethel TMY 3'!$D$5","v":2019},"01","16","01","01/16/2019 01:00","2019-01-15T17:00:00",41.234]
["20070116:0200",{"v":4.9,"d":"4.90"},{"v":100,"d":"100.00"},0,{"v":0,"d":"0.00"},0,{"v":307.5,"d":"307.50"},4.36,107,102768,{"$f":"'Bethel TMY 3'!$D$5","v":2019},"01","16","02","01/16/2019 02:00","2019-01-15T18:00:00",40.82]
["20070116:0300",4.85,{"v":100,"d":"100.00"},0,{"v":0,"d":"0.00"},0,{"v":304,"d":"304.00"},4.35,101,102745,{"$f":"'Bethel TMY 3'!$D$5","v":2019},"01","16","03","01/16/2019 03:00","2019-01-15T19:00:00",40.730000000000004]
["20070116:0400",{"v":4.8,"d":"4.80"},{"v":100,"d":"100.00"},0,{"v":0,"d":"0.00"},0,{"v":300.5,"d":"300.50"},4.35,94,102721,{"$f":"'Bethel TMY 3'!$D$5","v":2019},"01","16","04","01/16/2019 04:00","2019-01-15T20:00:00",40.64]
["20070116:0500",4.75,{"v":100,"d":"100.00"},0,{"v":0,"d":"0.00"},0,{"v":297,"d":"297.00"},4.34,88,102698,{"$f":"'Bethel TMY 3'!$D$5","v":2019},"01","16","05","01/16/2019 05:00","2019-01-15T21:00:00",40.55]
["20070116:0600",4.71,{"v":100,"d":"100.00"},0,{"v":0,"d":"0.00"},0,294.48,4.39,86,102695,{"$f":"'Bethel TMY 3'!$D$5","v":2019},"01","16","06","01/16/2019 06:00","2019-01-15T22:00:00",40.478]
["20070116:0700",4.67,{"v":100,"d":"100.00"},0,{"v":0,"d":"0.00"},0,291.97,4.43,85,102691,{"$f":"'Bethel TMY 3'!$D$5","v":2019},"01","16","07","01/16/2019 07:00","2019-01-15T23:00:00",40.406]
["20070116:0800",4.62,{"v":100,"d":"100.00"},0,{"v":0,"d":"0.00"},0,289.45,4.47,83,102688,{"$f":"'Bethel TMY 3'!$D$5","v":2019},"01","16","08","01/16/2019 08:00","2019-01-16",40.316]
["20070116:0900",4.65,{"v":100,"d":"100.00"},0,{"v":0,"d":"0.00"},0,288.25,4.94,85,102662,{"$f":"'Bethel TMY 3'!$D$5","v":2019},"01","16","09","01/16/2019 09:00","2019-01-16T01:00:00",40.370000000000005]
["20070116:1000",4.67,{"v":100,"d":"100.00"},0,{"v":0,"d":"0.00"},0,287.05,5.42,87,102635,{"$f":"'Bethel TMY 3'!$D$5","v":2019},"01","16","10","01/16/2019 10:00","2019-01-16T02:00:00",40.406]
["20070116:1100",{"v":4.7,"d":"4.70"},{"v":100,"d":"100.00"},0,{"v":0,"d":"0.00"},0,285.85,5.89,89,102608,{"$f":"'Bethel TMY 3'!$D$5","v":2019},"01","16","11","01/16/2019 11:00","2019-01-16T03:00:00",40.46]
["20070116:1200",4.67,{"v":100,"d":"100.00"},0,{"v":0,"d":"0.00"},0,284.08,6.06,94,102638,{"$f":"'Bethel TMY 3'!$D$5","v":2019},"01","16","12","01/16/2019 12:00","2019-01-16T04:00:00",40.406]
["20070116:1300",4.64,{"v":100,"d":"100.00"},0,{"v":0,"d":"0.00"},0,282.32,6.24,99,102668,{"$f":"'Bethel TMY 3'!$D$5","v":2019},"01","16","13","01/16/2019 13:00","2019-01-16T05:00:00",40.352000000000004]
["20070116:1400",{"v":4.6,"d":"4.60"},{"v":100,"d":"100.00"},0,{"v":0,"d":"0.00"},0,280.55,6.41,104,102698,{"$f":"'Bethel TMY 3'!$D$5","v":2019},"01","16","14","01/16/2019 14:00","2019-01-16T06:00:00",40.28]
["20070116:1500",{"v":4.8,"d":"4.80"},{"v":100,"d":"100.00"},0,{"v":0,"d":"0.00"},0,275.73,6.44,106,102678,{"$f":"'Bethel TMY 3'!$D$5","v":2019},"01","16","15","01/16/2019 15:00","2019-01-16T07:00:00",40.64]
["20070116:1600",{"v":5,"d":"5.00"},{"v":100,"d":"100.00"},0,{"v":0,"d":"0.00"},0,270.92,6.46,108,102658,{"$f":"'Bethel TMY 3'!$D$5","v":2019},"01","16","16","01/16/2019 16:00","2019-01-16T08:00:00",41]
["20070116:1700",{"v":5.2,"d":"5.20"},{"v":100,"d":"100.00"},0,{"v":0,"d":"0.00"},0,{"v":266.1,"d":"266.10"},6.48,110,102638,{"$f":"'Bethel TMY 3'!$D$5","v":2019},"01","16","17","01/16/2019 17:00","2019-01-16T09:00:00",41.36]
["20070116:1800",5.71,96.75,62,325.01,32,266.42,6.51,112,102645,{"$f":"'Bethel TMY 3'!$D$5","v":2019},"01","16","18","01/16/2019 18:00","2019-01-16T10:00:00",42.278]
["20070116:1900",6.23,93.51,128,456.72,48,266.73,6.54,115,102652,{"$f":"'Bethel TMY 3'!$D$5","v":2019},"01","16","19","01/16/2019 19:00","2019-01-16T11:00:00",43.214]
["20070116:2000",6.74,90.26,102,61.92,88,267.05,6.57,118,102658,{"$f":"'Bethel TMY 3'!$D$5","v":2019},"01","16","20","01/16/2019 20:00","2019-01-16T12:00:00",44.132000000000005]
["20070116:2100",6.91,90.01,149,244.13,90,266.05,6.82,119,102638,{"$f":"'Bethel TMY 3'!$D$5","v":2019},"01","16","21","01/16/2019 21:00","2019-01-16T13:00:00",44.438]
["20070116:2200",7.08,89.77,139,271.74,79,265.05,7.07,121,102618,{"$f":"'Bethel TMY 3'!$D$5","v":2019},"01","16","22","01/16/2019 22:00","2019-01-16T14:00:00",44.744]
["20070116:2300",7.26,89.52,45,{"v":0,"d":"0.00"},45,264.05,7.32,122,102598,{"$f":"'Bethel TMY 3'!$D$5","v":2019},"01","16","23","01/16/2019 23:00","2019-01-16T15:00:00",45.068]
["20070117:0000",6.92,92.18,51,270.16,29,266.78,7.38,124,102645,{"$f":"'Bethel TMY 3'!$D$5","v":2019},"01","17","00","01/17/2019 00:00","2019-01-16T16:00:00",44.456]
["20070117:0100",6.58,94.83,0,{"v":0,"d":"0.00"},0,269.52,7.43,127,102691,{"$f":"'Bethel TMY 3'!$D$5","v":2019},{"$f":"MID(A403,5,2)","v":"01"},{"$f":"MID(A403,7,2)","v":"17"},{"$f":"MID(A403,10,2)","v":"01"},{"$f":"L403&\"/\"&M403&\"/\"&K403&\" \"&N403&\":00\"","v":"01/17/2019 01:00"},{"$f":"(DATEVALUE(O403)+TIMEVALUE(O403))+($P$16/24)","v":"2019-01-16T17:00:00"},{"$f":"((9/5)*B403)+32","v":43.844}]
["20070117:0200",6.24,97.49,0,{"v":0,"d":"0.00"},0,272.25,7.49,129,102738,{"$f":"'Bethel TMY 3'!$D$5","v":2019},"01","17","02","01/17/2019 02:00","2019-01-16T18:00:00",43.232]
["20070117:0300",6.12,98.33,0,{"v":0,"d":"0.00"},0,268.43,7.41,129,102748,{"$f":"'Bethel TMY 3'!$D$5","v":2019},"01","17","03","01/17/2019 03:00","2019-01-16T19:00:00",43.016]
["20070117:0400",6.01,99.16,0,{"v":0,"d":"0.00"},0,264.62,7.32,129,102758,{"$f":"'Bethel TMY 3'!$D$5","v":2019},"01","17","04","01/17/2019 04:00","2019-01-16T20:00:00",42.818]
["20070117:0500",5.89,{"v":100,"d":"100.00"},0,{"v":0,"d":"0.00"},0,{"v":260.8,"d":"260.80"},7.24,129,102768,{"$f":"'Bethel TMY 3'!$D$5","v":2019},"01","17","05","01/17/2019 05:00","2019-01-16T21:00:00",42.602000000000004]
["20070117:0600",5.85,{"v":100,"d":"100.00"},0,{"v":0,"d":"0.00"},0,262.67,6.98,129,102788,{"$f":"'Bethel TMY 3'!$D$5","v":2019},"01","17","06","01/17/2019 06:00","2019-01-16T22:00:00",42.53]
["20070117:0700",5.81,{"v":100,"d":"100.00"},0,{"v":0,"d":"0.00"},0,264.53,6.72,129,102808,{"$f":"'Bethel TMY 3'!$D$5","v":2019},"01","17","07","01/17/2019 07:00","2019-01-16T23:00:00",42.458]
["20070117:0800",5.76,{"v":100,"d":"100.00"},0,{"v":0,"d":"0.00"},0,{"v":266.4,"d":"266.40"},6.46,128,102828,{"$f":"'Bethel TMY 3'!$D$5","v":2019},"01","17","08","01/17/2019 08:00","2019-01-17",42.368]
["20070117:0900",5.76,{"v":100,"d":"100.00"},0,{"v":0,"d":"0.00"},0,265.33,6.53,127,102825,{"$f":"'Bethel TMY 3'!$D$5","v":2019},"01","17","09","01/17/2019 09:00","2019-01-17T01:00:00",42.368]
["20070117:1000",5.75,{"v":100,"d":"100.00"},0,{"v":0,"d":"0.00"},0,264.27,6.61,126,102821,{"$f":"'Bethel TMY 3'!$D$5","v":2019},"01","17","10","01/17/2019 10:00","2019-01-17T02:00:00",42.35]
["20070117:1100",5.75,{"v":100,"d":"100.00"},0,{"v":0,"d":"0.00"},0,{"v":263.2,"d":"263.20"},6.69,125,102818,{"$f":"'Bethel TMY 3'!$D$5","v":2019},"01","17","11","01/17/2019 11:00","2019-01-17T03:00:00",42.35]
["20070117:1200",5.77,{"v":100,"d":"100.00"},0,{"v":0,"d":"0.00"},0,258.85,6.94,125,102785,{"$f":"'Bethel TMY 3'!$D$5","v":2019},"01","17","12","01/17/2019 12:00","2019-01-17T04:00:00",42.385999999999996]
["20070117:1300",5.79,{"v":100,"d":"100.00"},0,{"v":0,"d":"0.00"},0,{"v":254.5,"d":"254.50"},7.19,126,102751,{"$f":"'Bethel TMY 3'!$D$5","v":2019},"01","17","13","01/17/2019 13:00","2019-01-17T05:00:00",42.422]
["20070117:1400",{"v":5.8,"d":"5.80"},{"v":100,"d":"100.00"},0,{"v":0,"d":"0.00"},0,250.15,7.43,126,102718,{"$f":"'Bethel TMY 3'!$D$5","v":2019},"01","17","14","01/17/2019 14:00","2019-01-17T06:00:00",42.44]
["20070117:1500",6.09,98.85,0,{"v":0,"d":"0.00"},0,{"v":250.7,"d":"250.70"},{"v":7.6,"d":"7.60"},126,102688,{"$f":"'Bethel TMY 3'!$D$5","v":2019},"01","17","15","01/17/2019 15:00","2019-01-17T07:00:00",42.962]
["20070117:1600",6.37,{"v":97.7,"d":"97.70"},0,{"v":0,"d":"0.00"},0,251.25,7.77,126,102658,{"$f":"'Bethel TMY 3'!$D$5","v":2019},"01","17","16","01/17/2019 16:00","2019-01-17T08:00:00",43.466]
["20070117:1700",6.65,96.55,0,{"v":0,"d":"0.00"},0,{"v":251.8,"d":"251.80"},7.94,126,102628,{"$f":"'Bethel TMY 3'!$D$5","v":2019},"01","17","17","01/17/2019 17:00","2019-01-17T09:00:00",43.97]
["20070117:1800",7.24,88.06,58,{"v":242.5,"d":"242.50"},35,252.92,8.12,127,102582,{"$f":"'Bethel TMY 3'!$D$5","v":2019},"01","17","18","01/17/2019 18:00","2019-01-17T10:00:00",45.032]
["20070117:1900",7.84,79.57,96,168.56,66,254.03,{"v":8.3,"d":"8.30"},129,102535,{"$f":"'Bethel TMY 3'!$D$5","v":2019},"01","17","19","01/17/2019 19:00","2019-01-17T11:00:00",46.112]
["20070117:2000",8.43,71.08,161,383.98,73,255.15,8.48,130,102488,{"$f":"'Bethel TMY 3'!$D$5","v":2019},"01","17","20","01/17/2019 20:00","2019-01-17T12:00:00",47.174]
["20070117:2100",8.69,70.84,191,510.27,66,255.07,{"v":8.6,"d":"8.60"},132,102432,{"$f":"'Bethel TMY 3'!$D$5","v":2019},"01","17","21","01/17/2019 21:00","2019-01-17T13:00:00",47.641999999999996]
["20070117:2200",8.95,{"v":70.6,"d":"70.60"},157,379.01,72,254.98,8.72,133,102375,{"$f":"'Bethel TMY 3'!$D$5","v":2019},"01","17","22","01/17/2019 22:00","2019-01-17T14:00:00",48.11]
["20070117:2300",9.21,70.36,111,332.37,55,{"v":254.9,"d":"254.90"},8.84,135,102319,{"$f":"'Bethel TMY 3'!$D$5","v":2019},"01","17","23","01/17/2019 23:00","2019-01-17T15:00:00",48.578]
["20070118:0000",9.03,70.87,46,{"v":164.4,"d":"164.40"},32,252.88,9.13,136,102322,{"$f":"'Bethel TMY 3'!$D$5","v":2019},"01","18","00","01/18/2019 00:00","2019-01-17T16:00:00",48.254]
["20070118:0100",8.84,71.38,0,{"v":0,"d":"0.00"},0,250.87,9.42,137,102325,{"$f":"'Bethel TMY 3'!$D$5","v":2019},"01","18","01","01/18/2019 01:00","2019-01-17T17:00:00",47.912]
["20070118:0200",8.66,71.89,0,{"v":0,"d":"0.00"},0,248.85,9.71,138,102329,{"$f":"'Bethel TMY 3'!$D$5","v":2019},"01","18","02","01/18/2019 02:00","2019-01-17T18:00:00",47.588]
["20070118:0300",8.72,70.85,0,{"v":0,"d":"0.00"},0,249.57,9.64,141,102322,{"$f":"'Bethel TMY 3'!$D$5","v":2019},"01","18","03","01/18/2019 03:00","2019-01-17T19:00:00",47.696]
["20070118:0400",8.79,69.82,0,{"v":0,"d":"0.00"},0,250.28,9.56,143,102315,{"$f":"'Bethel TMY 3'!$D$5","v":2019},"01","18","04","01/18/2019 04:00","2019-01-17T20:00:00",47.822]
["20070118:0500",8.85,68.78,0,{"v":0,"d":"0.00"},0,{"v":251,"d":"251.00"},9.49,145,102309,{"$f":"'Bethel TMY 3'!$D$5","v":2019},"01","18","05","01/18/2019 05:00","2019-01-17T21:00:00",47.93]
["20070118:0600",8.82,69.16,0,{"v":0,"d":"0.00"},0,{"v":251.5,"d":"251.50"},9.14,145,102332,{"$f":"'Bethel TMY 3'!$D$5","v":2019},"01","18","06","01/18/2019 06:00","2019-01-17T22:00:00",47.876000000000005]
["20070118:0700",8.79,69.53,0,{"v":0,"d":"0.00"},0,{"v":252,"d":"252.00"},{"v":8.8,"d":"8.80"},144,102355,{"$f":"'Bethel TMY 3'!$D$5","v":2019},"01","18","07","01/18/2019 07:00","2019-01-17T23:00:00",47.822]
["20070118:0800",8.75,69.91,0,{"v":0,"d":"0.00"},0,{"v":252.5,"d":"252.50"},8.46,144,102379,{"$f":"'Bethel TMY 3'!$D$5","v":2019},"01","18","08","01/18/2019 08:00","2019-01-18",47.75]
["20070118:0900",8.61,73.06,0,{"v":0,"d":"0.00"},0,252.22,8.25,141,102382,{"$f":"'Bethel TMY 3'!$D$5","v":2019},"01","18","09","01/18/2019 09:00","2019-01-18T01:00:00",47.498]
["20070118:1000",8.48,76.22,0,{"v":0,"d":"0.00"},0,251.93,8.05,138,102385,{"$f":"'Bethel TMY 3'!$D$5","v":2019},"01","18","10","01/18/2019 10:00","2019-01-18T02:00:00",47.264]
["20070118:1100",8.34,79.37,0,{"v":0,"d":"0.00"},0,251.65,7.85,136,102389,{"$f":"'Bethel TMY 3'!$D$5","v":2019},"01","18","11","01/18/2019 11:00","2019-01-18T03:00:00",47.012]
["20070118:1200",8.13,81.17,0,{"v":0,"d":"0.00"},0,250.63,7.97,134,102372,{"$f":"'Bethel TMY 3'!$D$5","v":2019},"01","18","12","01/18/2019 12:00","2019-01-18T04:00:00",46.634]
["20070118:1300",7.93,82.98,0,{"v":0,"d":"0.00"},0,249.62,{"v":8.1,"d":"8.10"},132,102355,{"$f":"'Bethel TMY 3'!$D$5","v":2019},"01","18","13","01/18/2019 13:00","2019-01-18T05:00:00",46.274]
["20070118:1400",7.72,84.78,0,{"v":0,"d":"0.00"},0,{"v":248.6,"d":"248.60"},8.22,131,102339,{"$f":"'Bethel TMY 3'!$D$5","v":2019},"01","18","14","01/18/2019 14:00","2019-01-18T06:00:00",45.896]
["20070118:1500",7.73,84.53,0,{"v":0,"d":"0.00"},0,247.98,8.01,130,102365,{"$f":"'Bethel TMY 3'!$D$5","v":2019},"01","18","15","01/18/2019 15:00","2019-01-18T07:00:00",45.914]
["20070118:1600",7.74,84.29,0,{"v":0,"d":"0.00"},0,247.37,{"v":7.8,"d":"7.80"},129,102392,{"$f":"'Bethel TMY 3'!$D$5","v":2019},"01","18","16","01/18/2019 16:00","2019-01-18T08:00:00",45.932]
["20070118:1700",7.74,84.04,0,{"v":0,"d":"0.00"},0,246.75,7.59,129,102418,{"$f":"'Bethel TMY 3'!$D$5","v":2019},"01","18","17","01/18/2019 17:00","2019-01-18T09:00:00",45.932]
["20070118:1800",8.05,78.39,73,389.72,35,246.75,7.43,126,102408,{"$f":"'Bethel TMY 3'!$D$5","v":2019},"01","18","18","01/18/2019 18:00","2019-01-18T10:00:00",46.49]
["20070118:1900",8.36,72.75,158,580.42,53,246.75,7.27,124,102399,{"$f":"'Bethel TMY 3'!$D$5","v":2019},"01","18","19","01/18/2019 19:00","2019-01-18T11:00:00",47.048]
["20070118:2000",8.67,{"v":67.1,"d":"67.10"},216,667.06,61,246.75,7.12,122,102389,{"$f":"'Bethel TMY 3'!$D$5","v":2019},"01","18","20","01/18/2019 20:00","2019-01-18T12:00:00",47.606]
["20070118:2100",8.69,68.92,235,692.51,63,{"v":247.4,"d":"247.40"},{"v":7.1,"d":"7.10"},121,102332,{"$f":"'Bethel TMY 3'!$D$5","v":2019},"01","18","21","01/18/2019 21:00","2019-01-18T13:00:00",47.641999999999996]
["20070118:2200",8.72,70.73,211,662.74,60,248.05,7.09,120,102275,{"$f":"'Bethel TMY 3'!$D$5","v":2019},"01","18","22","01/18/2019 22:00","2019-01-18T14:00:00",47.696]
["20070118:2300",8.75,72.55,149,{"v":569.2,"d":"569.20"},51,{"v":248.7,"d":"248.70"},7.08,119,102219,{"$f":"'Bethel TMY 3'!$D$5","v":2019},"01","18","23","01/18/2019 23:00","2019-01-18T15:00:00",47.75]
["20070119:0000",8.57,73.74,63,337.21,33,249.38,7.36,120,102245,{"$f":"'Bethel TMY 3'!$D$5","v":2019},"01","19","00","01/19/2019 00:00","2019-01-18T16:00:00",47.426]
["20070119:0100",8.39,74.93,0,{"v":0,"d":"0.00"},0,250.07,7.64,121,102272,{"$f":"'Bethel TMY 3'!$D$5","v":2019},"01","19","01","01/19/2019 01:00","2019-01-18T17:00:00",47.102000000000004]
["20070119:0200",8.21,76.12,0,{"v":0,"d":"0.00"},0,250.75,7.92,122,102299,{"$f":"'Bethel TMY 3'!$D$5","v":2019},"01","19","02","01/19/2019 02:00","2019-01-18T18:00:00",46.778000000000006]
["20070119:0300",8.22,76.22,0,{"v":0,"d":"0.00"},0,250.92,8.01,125,102295,{"$f":"'Bethel TMY 3'!$D$5","v":2019},"01","19","03","01/19/2019 03:00","2019-01-18T19:00:00",46.796]
["20070119:0400",8.23,76.31,0,{"v":0,"d":"0.00"},0,251.08,8.11,128,102292,{"$f":"'Bethel TMY 3'!$D$5","v":2019},"01","19","04","01/19/2019 04:00","2019-01-18T20:00:00",46.814]
["20070119:0500",8.23,76.41,0,{"v":0,"d":"0.00"},0,251.25,8.21,130,102289,{"$f":"'Bethel TMY 3'!$D$5","v":2019},"01","19","05","01/19/2019 05:00","2019-01-18T21:00:00",46.814]
["20070119:0600",8.21,76.57,0,{"v":0,"d":"0.00"},0,250.78,8.38,132,102295,{"$f":"'Bethel TMY 3'!$D$5","v":2019},"01","19","06","01/19/2019 06:00","2019-01-18T22:00:00",46.778000000000006]
["20070119:0700",8.18,76.74,0,{"v":0,"d":"0.00"},0,250.32,8.56,134,102302,{"$f":"'Bethel TMY 3'!$D$5","v":2019},"01","19","07","01/19/2019 07:00","2019-01-18T23:00:00",46.724000000000004]
["20070119:0800",8.15,{"v":76.9,"d":"76.90"},0,{"v":0,"d":"0.00"},0,249.85,8.73,136,102309,{"$f":"'Bethel TMY 3'!$D$5","v":2019},"01","19","08","01/19/2019 08:00","2019-01-19",46.67]
["20070119:0900",{"v":8,"d":"8.00"},78.74,0,{"v":0,"d":"0.00"},0,250.43,8.78,136,102322,{"$f":"'Bethel TMY 3'!$D$5","v":2019},"01","19","09","01/19/2019 09:00","2019-01-19T01:00:00",46.4]
["20070119:1000",7.84,80.59,0,{"v":0,"d":"0.00"},0,251.02,8.83,137,102335,{"$f":"'Bethel TMY 3'!$D$5","v":2019},"01","19","10","01/19/2019 10:00","2019-01-19T02:00:00",46.112]
["20070119:1100",7.69,82.43,0,{"v":0,"d":"0.00"},0,{"v":251.6,"d":"251.60"},8.88,138,102349,{"$f":"'Bethel TMY 3'!$D$5","v":2019},"01","19","11","01/19/2019 11:00","2019-01-19T03:00:00",45.842]
["20070119:1200",7.35,87.14,0,{"v":0,"d":"0.00"},0,253.15,8.66,137,102399,{"$f":"'Bethel TMY 3'!$D$5","v":2019},"01","19","12","01/19/2019 12:00","2019-01-19T04:00:00",45.230000000000004]
["20070119:1300",7.02,91.85,0,{"v":0,"d":"0.00"},0,{"v":254.7,"d":"254.70"},8.44,136,102448,{"$f":"'Bethel TMY 3'!$D$5","v":2019},"01","19","13","01/19/2019 13:00","2019-01-19T05:00:00",44.635999999999996]
["20070119:1400",6.68,96.56,0,{"v":0,"d":"0.00"},0,256.25,8.22,136,102498,{"$f":"'Bethel TMY 3'!$D$5","v":2019},"01","19","14","01/19/2019 14:00","2019-01-19T06:00:00",44.024]
["20070119:1500",6.59,97.71,0,{"v":0,"d":"0.00"},0,257.07,7.88,134,102532,{"$f":"'Bethel TMY 3'!$D$5","v":2019},"01","19","15","01/19/2019 15:00","2019-01-19T07:00:00",43.862]
["20070119:1600",{"v":6.5,"d":"6.50"},98.85,0,{"v":0,"d":"0.00"},0,257.88,7.53,133,102565,{"$f":"'Bethel TMY 3'!$D$5","v":2019},"01","19","16","01/19/2019 16:00","2019-01-19T08:00:00",43.7]
["20070119:1700",{"v":6.4,"d":"6.40"},{"v":100,"d":"100.00"},0,{"v":0,"d":"0.00"},0,{"v":258.7,"d":"258.70"},7.19,132,102598,{"$f":"'Bethel TMY 3'!$D$5","v":2019},{"$f":"MID(A467,5,2)","v":"01"},{"$f":"MID(A467,7,2)","v":"19"},{"$f":"MID(A467,10,2)","v":"17"},{"$f":"L467&\"/\"&M467&\"/\"&K467&\" \"&N467&\":00\"","v":"01/19/2019 17:00"},{"$f":"(DATEVALUE(O467)+TIMEVALUE(O467))+($P$16/24)","v":"2019-01-19T09:00:00"},{"$f":"((9/5)*B467)+32","v":43.52}]
["20070119:1800",6.65,93.25,72,368.96,35,260.42,6.91,130,102602,{"$f":"'Bethel TMY 3'!$D$5","v":2019},"01","19","18","01/19/2019 18:00","2019-01-19T10:00:00",43.97]
["20070119:1900",6.89,86.49,155,559.94,52,262.13,6.64,128,102605,{"$f":"'Bethel TMY 3'!$D$5","v":2019},"01","19","19","01/19/2019 19:00","2019-01-19T11:00:00",44.402]
["20070119:2000",7.14,79.74,211,640.77,60,263.85,6.37,126,102608,{"$f":"'Bethel TMY 3'!$D$5","v":2019},"01","19","20","01/19/2019 20:00","2019-01-19T12:00:00",44.852000000000004]
["20070119:2100",7.13,82.05,229,659.05,63,265.07,6.23,124,102562,{"$f":"'Bethel TMY 3'!$D$5","v":2019},"01","19","21","01/19/2019 21:00","2019-01-19T13:00:00",44.834]
["20070119:2200",7.12,84.37,207,634.95,60,266.28,6.09,122,102515,{"$f":"'Bethel TMY 3'!$D$5","v":2019},"01","19","22","01/19/2019 22:00","2019-01-19T14:00:00",44.816]
["20070119:2300",7.12,86.68,147,545.62,51,{"v":267.5,"d":"267.50"},5.94,121,102468,{"$f":"'Bethel TMY 3'!$D$5","v":2019},"01","19","23","01/19/2019 23:00","2019-01-19T15:00:00",44.816]
["20070120:0000",{"v":6.8,"d":"6.80"},89.96,64,333.84,33,265.15,6.01,121,102465,{"$f":"'Bethel TMY 3'!$D$5","v":2019},"01","20","00","01/20/2019 00:00","2019-01-19T16:00:00",44.24]
["20070120:0100",6.49,93.25,0,{"v":0,"d":"0.00"},0,{"v":262.8,"d":"262.80"},6.07,121,102462,{"$f":"'Bethel TMY 3'!$D$5","v":2019},"01","20","01","01/20/2019 01:00","2019-01-19T17:00:00",43.682]
["20070120:0200",6.17,96.53,0,{"v":0,"d":"0.00"},0,260.45,6.14,121,102458,{"$f":"'Bethel TMY 3'!$D$5","v":2019},"01","20","02","01/20/2019 02:00","2019-01-19T18:00:00",43.106]
["20070120:0300",6.01,97.69,0,{"v":0,"d":"0.00"},0,259.75,5.72,121,102442,{"$f":"'Bethel TMY 3'!$D$5","v":2019},"01","20","03","01/20/2019 03:00","2019-01-19T19:00:00",42.818]
["20070120:0400",5.85,98.84,0,{"v":0,"d":"0.00"},0,259.05,5.31,121,102425,{"$f":"'Bethel TMY 3'!$D$5","v":2019},"01","20","04","01/20/2019 04:00","2019-01-19T20:00:00",42.53]
["20070120:0500",5.68,{"v":100,"d":"100.00"},0,{"v":0,"d":"0.00"},0,258.35,{"v":4.9,"d":"4.90"},122,102408,{"$f":"'Bethel TMY 3'!$D$5","v":2019},"01","20","05","01/20/2019 05:00","2019-01-19T21:00:00",42.224000000000004]
["20070120:0600",5.56,{"v":100,"d":"100.00"},0,{"v":0,"d":"0.00"},0,258.25,4.87,120,102405,{"$f":"'Bethel TMY 3'!$D$5","v":2019},"01","20","06","01/20/2019 06:00","2019-01-19T22:00:00",42.007999999999996]
["20070120:0700",5.44,{"v":100,"d":"100.00"},0,{"v":0,"d":"0.00"},0,258.15,4.84,118,102402,{"$f":"'Bethel TMY 3'!$D$5","v":2019},"01","20","07","01/20/2019 07:00","2019-01-19T23:00:00",41.792]
["20070120:0800",5.32,{"v":100,"d":"100.00"},0,{"v":0,"d":"0.00"},0,258.05,4.81,116,102399,{"$f":"'Bethel TMY 3'!$D$5","v":2019},"01","20","08","01/20/2019 08:00","2019-01-20",41.576]
["20070120:0900",5.29,{"v":100,"d":"100.00"},0,{"v":0,"d":"0.00"},0,257.52,4.91,116,102369,{"$f":"'Bethel TMY 3'!$D$5","v":2019},"01","20","09","01/20/2019 09:00","2019-01-20T01:00:00",41.522]
["20070120:1000",5.26,{"v":100,"d":"100.00"},0,{"v":0,"d":"0.00"},0,256.98,5.02,116,102339,{"$f":"'Bethel TMY 3'!$D$5","v":2019},"01","20","10","01/20/2019 10:00","2019-01-20T02:00:00",41.468]
["20070120:1100",5.23,{"v":100,"d":"100.00"},0,{"v":0,"d":"0.00"},0,256.45,5.12,116,102309,{"$f":"'Bethel TMY 3'!$D$5","v":2019},"01","20","11","01/20/2019 11:00","2019-01-20T03:00:00",41.414]
["20070120:1200",5.06,{"v":100,"d":"100.00"},0,{"v":0,"d":"0.00"},0,{"v":257,"d":"257.00"},5.26,115,102302,{"$f":"'Bethel TMY 3'!$D$5","v":2019},"01","20","12","01/20/2019 12:00","2019-01-20T04:00:00",41.108]
["20070120:1300",4.89,{"v":100,"d":"100.00"},0,{"v":0,"d":"0.00"},0,257.55,5.39,114,102295,{"$f":"'Bethel TMY 3'!$D$5","v":2019},"01","20","13","01/20/2019 13:00","2019-01-20T05:00:00",40.802]
["20070120:1400",4.72,{"v":100,"d":"100.00"},0,{"v":0,"d":"0.00"},0,{"v":258.1,"d":"258.10"},5.53,113,102289,{"$f":"'Bethel TMY 3'!$D$5","v":2019},"01","20","14","01/20/2019 14:00","2019-01-20T06:00:00",40.496]
["20070120:1500",4.81,{"v":100,"d":"100.00"},0,{"v":0,"d":"0.00"},0,258.62,5.49,118,102275,{"$f":"'Bethel TMY 3'!$D$5","v":2019},"01","20","15","01/20/2019 15:00","2019-01-20T07:00:00",40.658]
["20070120:1600",{"v":4.9,"d":"4.90"},{"v":100,"d":"100.00"},0,{"v":0,"d":"0.00"},0,259.13,5.45,123,102262,{"$f":"'Bethel TMY 3'!$D$5","v":2019},"01","20","16","01/20/2019 16:00","2019-01-20T08:00:00",40.82]
["20070120:1700",4.99,{"v":100,"d":"100.00"},0,{"v":0,"d":"0.00"},0,259.65,5.41,128,102249,{"$f":"'Bethel TMY 3'!$D$5","v":2019},"01","20","17","01/20/2019 17:00","2019-01-20T09:00:00",40.982]
["20070120:1800",5.32,93.44,74,368.31,36,{"v":260.8,"d":"260.80"},5.12,129,102239,{"$f":"'Bethel TMY 3'!$D$5","v":2019},"01","20","18","01/20/2019 18:00","2019-01-20T10:00:00",41.576]
["20070120:1900",5.65,86.87,157,555.84,53,261.95,4.84,131,102229,{"$f":"'Bethel TMY 3'!$D$5","v":2019},"01","20","19","01/20/2019 19:00","2019-01-20T11:00:00",42.17]
["20070120:2000",5.98,80.31,213,635.83,61,{"v":263.1,"d":"263.10"},4.55,132,102219,{"$f":"'Bethel TMY 3'!$D$5","v":2019},"01","20","20","01/20/2019 20:00","2019-01-20T12:00:00",42.764]
["20070120:2100",5.98,84.66,231,657.56,63,267.28,{"v":4.4,"d":"4.40"},133,102162,{"$f":"'Bethel TMY 3'!$D$5","v":2019},"01","20","21","01/20/2019 21:00","2019-01-20T13:00:00",42.764]
["20070120:2200",5.98,89.01,208,629.03,60,271.47,4.24,133,102106,{"$f":"'Bethel TMY 3'!$D$5","v":2019},"01","20","22","01/20/2019 22:00","2019-01-20T14:00:00",42.764]
["20070120:2300",5.99,93.36,149,545.01,51,275.65,4.08,134,102049,{"$f":"'Bethel TMY 3'!$D$5","v":2019},"01","20","23","01/20/2019 23:00","2019-01-20T15:00:00",42.782]
["20070121:0000",5.63,95.57,66,330.47,34,277.18,3.97,135,102049,{"$f":"'Bethel TMY 3'!$D$5","v":2019},"01","21","00","01/21/2019 00:00","2019-01-20T16:00:00",42.134]
["20070121:0100",5.28,97.79,0,{"v":0,"d":"0.00"},0,278.72,3.85,135,102049,{"$f":"'Bethel TMY 3'!$D$5","v":2019},"01","21","01","01/21/2019 01:00","2019-01-20T17:00:00",41.504000000000005]
["20070121:0200",4.92,{"v":100,"d":"100.00"},0,{"v":0,"d":"0.00"},0,280.25,3.74,136,102049,{"$f":"'Bethel TMY 3'!$D$5","v":2019},"01","21","02","01/21/2019 02:00","2019-01-20T18:00:00",40.856]
["20070121:0300",4.87,{"v":100,"d":"100.00"},0,{"v":0,"d":"0.00"},0,{"v":286.6,"d":"286.60"},3.66,139,102029,{"$f":"'Bethel TMY 3'!$D$5","v":2019},"01","21","03","01/21/2019 03:00","2019-01-20T19:00:00",40.766]
["20070121:0400",4.83,{"v":100,"d":"100.00"},0,{"v":0,"d":"0.00"},0,292.95,3.58,142,102009,{"$f":"'Bethel TMY 3'!$D$5","v":2019},"01","21","04","01/21/2019 04:00","2019-01-20T20:00:00",40.694]
["20070121:0500",4.78,{"v":100,"d":"100.00"},0,{"v":0,"d":"0.00"},0,{"v":299.3,"d":"299.30"},{"v":3.5,"d":"3.50"},145,101989,{"$f":"'Bethel TMY 3'!$D$5","v":2019},"01","21","05","01/21/2019 05:00","2019-01-20T21:00:00",40.604]
["20070121:0600",4.81,{"v":100,"d":"100.00"},0,{"v":0,"d":"0.00"},0,306.05,3.42,151,101986,{"$f":"'Bethel TMY 3'!$D$5","v":2019},"01","21","06","01/21/2019 06:00","2019-01-20T22:00:00",40.658]
["20070121:0700",4.84,{"v":100,"d":"100.00"},0,{"v":0,"d":"0.00"},0,{"v":312.8,"d":"312.80"},3.34,158,101982,{"$f":"'Bethel TMY 3'!$D$5","v":2019},"01","21","07","01/21/2019 07:00","2019-01-20T23:00:00",40.712]
["20070121:0800",4.87,{"v":100,"d":"100.00"},0,{"v":0,"d":"0.00"},0,319.55,3.26,165,101979,{"$f":"'Bethel TMY 3'!$D$5","v":2019},"01","21","08","01/21/2019 08:00","2019-01-21",40.766]
["20070121:0900",{"v":4.9,"d":"4.90"},{"v":100,"d":"100.00"},0,{"v":0,"d":"0.00"},0,322.65,3.04,168,101969,{"$f":"'Bethel TMY 3'!$D$5","v":2019},"01","21","09","01/21/2019 09:00","2019-01-21T01:00:00",40.82]
["20070121:1000",4.93,{"v":100,"d":"100.00"},0,{"v":0,"d":"0.00"},0,325.75,2.82,171,101959,{"$f":"'Bethel TMY 3'!$D$5","v":2019},"01","21","10","01/21/2019 10:00","2019-01-21T02:00:00",40.874]
["20070121:1100",4.96,{"v":100,"d":"100.00"},0,{"v":0,"d":"0.00"},0,328.85,2.61,173,101949,{"$f":"'Bethel TMY 3'!$D$5","v":2019},"01","21","11","01/21/2019 11:00","2019-01-21T03:00:00",40.928]
["20070121:1200",4.93,{"v":100,"d":"100.00"},0,{"v":0,"d":"0.00"},0,{"v":330.5,"d":"330.50"},2.99,173,101952,{"$f":"'Bethel TMY 3'!$D$5","v":2019},"01","21","12","01/21/2019 12:00","2019-01-21T04:00:00",40.874]
["20070121:1300",{"v":4.9,"d":"4.90"},{"v":100,"d":"100.00"},0,{"v":0,"d":"0.00"},0,332.15,3.38,172,101956,{"$f":"'Bethel TMY 3'!$D$5","v":2019},"01","21","13","01/21/2019 13:00","2019-01-21T05:00:00",40.82]
["20070121:1400",4.87,{"v":100,"d":"100.00"},0,{"v":0,"d":"0.00"},0,{"v":333.8,"d":"333.80"},3.77,172,101959,{"$f":"'Bethel TMY 3'!$D$5","v":2019},"01","21","14","01/21/2019 14:00","2019-01-21T06:00:00",40.766]
["20070121:1500",4.92,{"v":100,"d":"100.00"},0,{"v":0,"d":"0.00"},0,332.83,3.02,182,101966,{"$f":"'Bethel TMY 3'!$D$5","v":2019},"01","21","15","01/21/2019 15:00","2019-01-21T07:00:00",40.856]
["20070121:1600",4.96,{"v":100,"d":"100.00"},0,{"v":0,"d":"0.00"},0,331.87,2.28,191,101972,{"$f":"'Bethel TMY 3'!$D$5","v":2019},"01","21","16","01/21/2019 16:00","2019-01-21T08:00:00",40.928]
["20070121:1700",{"v":5,"d":"5.00"},{"v":100,"d":"100.00"},0,{"v":0,"d":"0.00"},0,{"v":330.9,"d":"330.90"},1.53,201,101979,{"$f":"'Bethel TMY 3'!$D$5","v":2019},"01","21","17","01/21/2019 17:00","2019-01-21T09:00:00",41]
["20070121:1800",5.03,{"v":100,"d":"100.00"},76,{"v":367.3,"d":"367.30"},37,331.27,1.64,246,102002,{"$f":"'Bethel TMY 3'!$D$5","v":2019},"01","21","18","01/21/2019 18:00","2019-01-21T10:00:00",41.054]
["20070121:1900",5.05,{"v":100,"d":"100.00"},19,{"v":0,"d":"0.00"},19,331.63,1.75,290,102026,{"$f":"'Bethel TMY 3'!$D$5","v":2019},"01","21","19","01/21/2019 19:00","2019-01-21T11:00:00",41.09]
["20070121:2000",5.08,{"v":100,"d":"100.00"},42,{"v":0,"d":"0.00"},42,{"v":332,"d":"332.00"},1.86,334,102049,{"$f":"'Bethel TMY 3'!$D$5","v":2019},"01","21","20","01/21/2019 20:00","2019-01-21T12:00:00",41.144]
["20070121:2100",4.98,{"v":100,"d":"100.00"},46,{"v":0,"d":"0.00"},46,332.33,2.18,341,102036,{"$f":"'Bethel TMY 3'!$D$5","v":2019},"01","21","21","01/21/2019 21:00","2019-01-21T13:00:00",40.964]
["20070121:2200",4.88,{"v":100,"d":"100.00"},42,{"v":0,"d":"0.00"},42,332.67,2.51,348,102022,{"$f":"'Bethel TMY 3'!$D$5","v":2019},"01","21","22","01/21/2019 22:00","2019-01-21T14:00:00",40.784]
["20070121:2300",4.79,{"v":100,"d":"100.00"},155,{"v":560.5,"d":"560.50"},52,{"v":333,"d":"333.00"},2.83,355,102009,{"$f":"'Bethel TMY 3'!$D$5","v":2019},"01","21","23","01/21/2019 23:00","2019-01-21T15:00:00",40.622]
["20070122:0000",4.51,{"v":100,"d":"100.00"},71,356.84,35,323.52,2.62,6,102019,{"$f":"'Bethel TMY 3'!$D$5","v":2019},"01","22","00","01/22/2019 00:00","2019-01-21T16:00:00",40.118]
["20070122:0100",4.23,{"v":100,"d":"100.00"},0,{"v":0,"d":"0.00"},0,314.03,2.41,17,102029,{"$f":"'Bethel TMY 3'!$D$5","v":2019},"01","22","01","01/22/2019 01:00","2019-01-21T17:00:00",39.614000000000004]
["20070122:0200",3.95,{"v":100,"d":"100.00"},0,{"v":0,"d":"0.00"},0,304.55,2.21,28,102039,{"$f":"'Bethel TMY 3'!$D$5","v":2019},"01","22","02","01/22/2019 02:00","2019-01-21T18:00:00",39.11]
["20070122:0300",3.84,{"v":100,"d":"100.00"},0,{"v":0,"d":"0.00"},0,302.03,{"v":2.4,"d":"2.40"},22,102069,{"$f":"'Bethel TMY 3'!$D$5","v":2019},"01","22","03","01/22/2019 03:00","2019-01-21T19:00:00",38.912]
["20070122:0400",3.74,{"v":100,"d":"100.00"},0,{"v":0,"d":"0.00"},0,299.52,{"v":2.6,"d":"2.60"},17,102099,{"$f":"'Bethel TMY 3'!$D$5","v":2019},"01","22","04","01/22/2019 04:00","2019-01-21T20:00:00",38.732]
["20070122:0500",3.63,{"v":100,"d":"100.00"},0,{"v":0,"d":"0.00"},0,{"v":297,"d":"297.00"},{"v":2.8,"d":"2.80"},12,102129,{"$f":"'Bethel TMY 3'!$D$5","v":2019},"01","22","05","01/22/2019 05:00","2019-01-21T21:00:00",38.534]
["20070122:0600",3.53,{"v":100,"d":"100.00"},0,{"v":0,"d":"0.00"},0,298.82,2.91,14,102149,{"$f":"'Bethel TMY 3'!$D$5","v":2019},"01","22","06","01/22/2019 06:00","2019-01-21T22:00:00",38.354]
["20070122:0700",3.42,{"v":100,"d":"100.00"},0,{"v":0,"d":"0.00"},0,300.63,3.02,16,102169,{"$f":"'Bethel TMY 3'!$D$5","v":2019},"01","22","07","01/22/2019 07:00","2019-01-21T23:00:00",38.156]
["20070122:0800",3.31,{"v":100,"d":"100.00"},0,{"v":0,"d":"0.00"},0,302.45,3.13,18,102189,{"$f":"'Bethel TMY 3'!$D$5","v":2019},"01","22","08","01/22/2019 08:00","2019-01-22",37.958]
["20070122:0900",3.25,{"v":100,"d":"100.00"},0,{"v":0,"d":"0.00"},0,301.62,3.07,18,102195,{"$f":"'Bethel TMY 3'!$D$5","v":2019},{"$f":"MID(A531,5,2)","v":"01"},{"$f":"MID(A531,7,2)","v":"22"},{"$f":"MID(A531,10,2)","v":"09"},{"$f":"L531&\"/\"&M531&\"/\"&K531&\" \"&N531&\":00\"","v":"01/22/2019 09:00"},{"$f":"(DATEVALUE(O531)+TIMEVALUE(O531))+($P$16/24)","v":"2019-01-22T01:00:00"},{"$f":"((9/5)*B531)+32","v":37.85}]
["20070122:1000",3.18,{"v":100,"d":"100.00"},0,{"v":0,"d":"0.00"},0,300.78,{"v":3,"d":"3.00"},18,102202,{"$f":"'Bethel TMY 3'!$D$5","v":2019},"01","22","10","01/22/2019 10:00","2019-01-22T02:00:00",37.724000000000004]
["20070122:1100",3.12,{"v":100,"d":"100.00"},0,{"v":0,"d":"0.00"},0,299.95,2.94,18,102209,{"$f":"'Bethel TMY 3'!$D$5","v":2019},"01","22","11","01/22/2019 11:00","2019-01-22T03:00:00",37.616]
["20070122:1200",2.72,{"v":100,"d":"100.00"},0,{"v":0,"d":"0.00"},0,295.17,3.03,22,102222,{"$f":"'Bethel TMY 3'!$D$5","v":2019},"01","22","12","01/22/2019 12:00","2019-01-22T04:00:00",36.896]
["20070122:1300",2.33,{"v":100,"d":"100.00"},0,{"v":0,"d":"0.00"},0,290.38,3.11,27,102235,{"$f":"'Bethel TMY 3'!$D$5","v":2019},"01","22","13","01/22/2019 13:00","2019-01-22T05:00:00",36.194]
["20070122:1400",1.93,{"v":100,"d":"100.00"},0,{"v":0,"d":"0.00"},0,{"v":285.6,"d":"285.60"},{"v":3.2,"d":"3.20"},31,102249,{"$f":"'Bethel TMY 3'!$D$5","v":2019},"01","22","14","01/22/2019 14:00","2019-01-22T06:00:00",35.474]
["20070122:1500",1.85,{"v":100,"d":"100.00"},0,{"v":0,"d":"0.00"},0,284.63,3.62,37,102309,{"$f":"'Bethel TMY 3'!$D$5","v":2019},"01","22","15","01/22/2019 15:00","2019-01-22T07:00:00",35.33]
["20070122:1600",1.77,{"v":100,"d":"100.00"},0,{"v":0,"d":"0.00"},0,283.67,4.04,43,102369,{"$f":"'Bethel TMY 3'!$D$5","v":2019},"01","22","16","01/22/2019 16:00","2019-01-22T08:00:00",35.186]
["20070122:1700",1.69,{"v":100,"d":"100.00"},0,{"v":0,"d":"0.00"},0,{"v":282.7,"d":"282.70"},4.46,49,102428,{"$f":"'Bethel TMY 3'!$D$5","v":2019},"01","22","17","01/22/2019 17:00","2019-01-22T09:00:00",35.042]
["20070122:1800",2.03,98.28,81,393.42,38,{"v":280.3,"d":"280.30"},4.74,55,102485,{"$f":"'Bethel TMY 3'!$D$5","v":2019},"01","22","18","01/22/2019 18:00","2019-01-22T10:00:00",35.653999999999996]
["20070122:1900",2.36,96.56,167,578.06,55,{"v":277.9,"d":"277.90"},5.02,60,102542,{"$f":"'Bethel TMY 3'!$D$5","v":2019},"01","22","19","01/22/2019 19:00","2019-01-22T11:00:00",36.248]
["20070122:2000",{"v":2.7,"d":"2.70"},94.84,226,662.11,63,{"v":275.5,"d":"275.50"},{"v":5.3,"d":"5.30"},66,102598,{"$f":"'Bethel TMY 3'!$D$5","v":2019},"01","22","20","01/22/2019 20:00","2019-01-22T12:00:00",36.86]
["20070122:2100",2.62,91.42,247,691.98,65,264.07,5.81,67,102628,{"$f":"'Bethel TMY 3'!$D$5","v":2019},"01","22","21","01/22/2019 21:00","2019-01-22T13:00:00",36.716]
["20070122:2200",2.55,88.01,225,666.38,63,252.63,6.33,68,102658,{"$f":"'Bethel TMY 3'!$D$5","v":2019},"01","22","22","01/22/2019 22:00","2019-01-22T14:00:00",36.59]
["20070122:2300",2.48,84.59,114,250.26,67,{"v":241.2,"d":"241.20"},6.84,70,102688,{"$f":"'Bethel TMY 3'!$D$5","v":2019},"01","22","23","01/22/2019 23:00","2019-01-22T15:00:00",36.464]
["20070123:0000",2.45,{"v":87.6,"d":"87.60"},77,380.89,37,238.23,6.94,73,102705,{"$f":"'Bethel TMY 3'!$D$5","v":2019},"01","23","00","01/23/2019 00:00","2019-01-22T16:00:00",36.41]
["20070123:0100",2.42,90.62,0,{"v":0,"d":"0.00"},0,235.27,7.04,76,102721,{"$f":"'Bethel TMY 3'!$D$5","v":2019},"01","23","01","01/23/2019 01:00","2019-01-22T17:00:00",36.356]
["20070123:0200",2.39,93.63,0,{"v":0,"d":"0.00"},0,{"v":232.3,"d":"232.30"},7.14,78,102738,{"$f":"'Bethel TMY 3'!$D$5","v":2019},"01","23","02","01/23/2019 02:00","2019-01-22T18:00:00",36.302]
["20070123:0300",1.77,93.69,0,{"v":0,"d":"0.00"},0,231.72,7.76,80,102808,{"$f":"'Bethel TMY 3'!$D$5","v":2019},"01","23","03","01/23/2019 03:00","2019-01-22T19:00:00",35.186]
["20070123:0400",1.15,93.74,0,{"v":0,"d":"0.00"},0,231.13,8.38,82,102878,{"$f":"'Bethel TMY 3'!$D$5","v":2019},"01","23","04","01/23/2019 04:00","2019-01-22T20:00:00",34.07]
["20070123:0500",0.53,{"v":93.8,"d":"93.80"},0,{"v":0,"d":"0.00"},0,230.55,8.99,83,102948,{"$f":"'Bethel TMY 3'!$D$5","v":2019},"01","23","05","01/23/2019 05:00","2019-01-22T21:00:00",32.954]
["20070123:0600",-0.08,93.57,0,{"v":0,"d":"0.00"},0,229.52,9.13,83,102998,{"$f":"'Bethel TMY 3'!$D$5","v":2019},"01","23","06","01/23/2019 06:00","2019-01-22T22:00:00",31.856]
["20070123:0700",-0.69,93.34,0,{"v":0,"d":"0.00"},0,228.48,9.26,83,103048,{"$f":"'Bethel TMY 3'!$D$5","v":2019},"01","23","07","01/23/2019 07:00","2019-01-22T23:00:00",30.758]
["20070123:0800",-1.31,93.11,0,{"v":0,"d":"0.00"},0,227.45,9.39,83,103098,{"$f":"'Bethel TMY 3'!$D$5","v":2019},"01","23","08","01/23/2019 08:00","2019-01-23",29.642]
["20070123:0900",-1.72,92.83,0,{"v":0,"d":"0.00"},0,225.83,9.27,82,103124,{"$f":"'Bethel TMY 3'!$D$5","v":2019},"01","23","09","01/23/2019 09:00","2019-01-23T01:00:00",28.904]
["20070123:1000",-2.12,92.54,0,{"v":0,"d":"0.00"},0,224.22,9.15,81,103151,{"$f":"'Bethel TMY 3'!$D$5","v":2019},"01","23","10","01/23/2019 10:00","2019-01-23T02:00:00",28.184]
["20070123:1100",-2.53,92.26,0,{"v":0,"d":"0.00"},0,{"v":222.6,"d":"222.60"},9.03,81,103178,{"$f":"'Bethel TMY 3'!$D$5","v":2019},"01","23","11","01/23/2019 11:00","2019-01-23T03:00:00",27.446]
["20070123:1200",-2.33,89.73,0,{"v":0,"d":"0.00"},0,225.97,8.81,83,103121,{"$f":"'Bethel TMY 3'!$D$5","v":2019},"01","23","12","01/23/2019 12:00","2019-01-23T04:00:00",27.806]
["20070123:1300",-2.13,{"v":87.2,"d":"87.20"},0,{"v":0,"d":"0.00"},0,229.33,8.59,85,103064,{"$f":"'Bethel TMY 3'!$D$5","v":2019},"01","23","13","01/23/2019 13:00","2019-01-23T05:00:00",28.166]
["20070123:1400",-1.94,84.67,0,{"v":0,"d":"0.00"},0,{"v":232.7,"d":"232.70"},8.37,87,103008,{"$f":"'Bethel TMY 3'!$D$5","v":2019},"01","23","14","01/23/2019 14:00","2019-01-23T06:00:00",28.508]
["20070123:1500",-2.03,83.28,0,{"v":0,"d":"0.00"},0,243.52,8.34,86,103041,{"$f":"'Bethel TMY 3'!$D$5","v":2019},"01","23","15","01/23/2019 15:00","2019-01-23T07:00:00",28.346]
["20070123:1600",-2.13,{"v":81.9,"d":"81.90"},0,{"v":0,"d":"0.00"},0,254.33,8.31,86,103074,{"$f":"'Bethel TMY 3'!$D$5","v":2019},"01","23","16","01/23/2019 16:00","2019-01-23T08:00:00",28.166]
["20070123:1700",-2.23,80.51,0,{"v":0,"d":"0.00"},0,265.15,8.28,85,103108,{"$f":"'Bethel TMY 3'!$D$5","v":2019},"01","23","17","01/23/2019 17:00","2019-01-23T09:00:00",27.986]
["20070123:1800",-2.11,78.39,26,{"v":0,"d":"0.00"},26,{"v":275.4,"d":"275.40"},8.12,85,103104,{"$f":"'Bethel TMY 3'!$D$5","v":2019},"01","23","18","01/23/2019 18:00","2019-01-23T10:00:00",28.201999999999998]
["20070123:1900",-1.98,76.28,26,{"v":0,"d":"0.00"},26,285.65,7.96,86,103101,{"$f":"'Bethel TMY 3'!$D$5","v":2019},"01","23","19","01/23/2019 19:00","2019-01-23T11:00:00",28.436]
["20070123:2000",-1.86,74.16,30,{"v":0,"d":"0.00"},30,{"v":295.9,"d":"295.90"},7.81,86,103098,{"$f":"'Bethel TMY 3'!$D$5","v":2019},"01","23","20","01/23/2019 20:00","2019-01-23T12:00:00",28.652]
["20070123:2100",-1.73,73.12,66,{"v":0,"d":"0.00"},66,300.02,{"v":7.7,"d":"7.70"},85,103081,{"$f":"'Bethel TMY 3'!$D$5","v":2019},"01","23","21","01/23/2019 21:00","2019-01-23T13:00:00",28.886]
["20070123:2200",{"v":-1.6,"d":"-1.60"},72.07,57,{"v":0,"d":"0.00"},57,304.13,{"v":7.6,"d":"7.60"},84,103064,{"$f":"'Bethel TMY 3'!$D$5","v":2019},"01","23","22","01/23/2019 22:00","2019-01-23T14:00:00",29.12]
["20070123:2300",-1.46,71.03,33,{"v":0,"d":"0.00"},33,308.25,7.49,83,103048,{"$f":"'Bethel TMY 3'!$D$5","v":2019},"01","23","23","01/23/2019 23:00","2019-01-23T15:00:00",29.372]
["20070124:0000",-1.26,71.48,17,{"v":0,"d":"0.00"},17,306.95,7.71,85,103028,{"$f":"'Bethel TMY 3'!$D$5","v":2019},"01","24","00","01/24/2019 00:00","2019-01-23T16:00:00",29.732]
["20070124:0100",-1.07,71.94,0,{"v":0,"d":"0.00"},0,305.65,7.92,86,103008,{"$f":"'Bethel TMY 3'!$D$5","v":2019},"01","24","01","01/24/2019 01:00","2019-01-23T17:00:00",30.073999999999998]
["20070124:0200",-0.87,72.39,0,{"v":0,"d":"0.00"},0,304.35,8.14,87,102988,{"$f":"'Bethel TMY 3'!$D$5","v":2019},"01","24","02","01/24/2019 02:00","2019-01-23T18:00:00",30.434]
["20070124:0300",-0.96,74.79,0,{"v":0,"d":"0.00"},0,308.45,8.23,87,102978,{"$f":"'Bethel TMY 3'!$D$5","v":2019},"01","24","03","01/24/2019 03:00","2019-01-23T19:00:00",30.272]
["20070124:0400",-1.05,{"v":77.2,"d":"77.20"},0,{"v":0,"d":"0.00"},0,312.55,8.31,88,102968,{"$f":"'Bethel TMY 3'!$D$5","v":2019},"01","24","04","01/24/2019 04:00","2019-01-23T20:00:00",30.11]
["20070124:0500",-1.14,{"v":79.6,"d":"79.60"},0,{"v":0,"d":"0.00"},0,316.65,{"v":8.4,"d":"8.40"},88,102958,{"$f":"'Bethel TMY 3'!$D$5","v":2019},"01","24","05","01/24/2019 05:00","2019-01-23T21:00:00",29.948]
["20070124:0600",-1.26,82.56,0,{"v":0,"d":"0.00"},0,317.45,8.45,88,102951,{"$f":"'Bethel TMY 3'!$D$5","v":2019},"01","24","06","01/24/2019 06:00","2019-01-23T22:00:00",29.732]
["20070124:0700",-1.38,85.53,0,{"v":0,"d":"0.00"},0,318.25,8.49,88,102945,{"$f":"'Bethel TMY 3'!$D$5","v":2019},"01","24","07","01/24/2019 07:00","2019-01-23T23:00:00",29.516]
["20070124:0800",{"v":-1.5,"d":"-1.50"},88.49,0,{"v":0,"d":"0.00"},0,319.05,8.54,87,102938,{"$f":"'Bethel TMY 3'!$D$5","v":2019},"01","24","08","01/24/2019 08:00","2019-01-24",29.3]
["20070124:0900",-1.59,90.39,0,{"v":0,"d":"0.00"},0,318.23,{"v":8.6,"d":"8.60"},88,102938,{"$f":"'Bethel TMY 3'!$D$5","v":2019},"01","24","09","01/24/2019 09:00","2019-01-24T01:00:00",29.137999999999998]
["20070124:1000",-1.69,92.28,0,{"v":0,"d":"0.00"},0,317.42,8.66,88,102938,{"$f":"'Bethel TMY 3'!$D$5","v":2019},"01","24","10","01/24/2019 10:00","2019-01-24T02:00:00",28.958]
["20070124:1100",-1.78,94.18,0,{"v":0,"d":"0.00"},0,{"v":316.6,"d":"316.60"},8.72,88,102938,{"$f":"'Bethel TMY 3'!$D$5","v":2019},"01","24","11","01/24/2019 11:00","2019-01-24T03:00:00",28.796]
["20070124:1200",-1.94,90.08,0,{"v":0,"d":"0.00"},0,315.65,8.52,86,102898,{"$f":"'Bethel TMY 3'!$D$5","v":2019},"01","24","12","01/24/2019 12:00","2019-01-24T04:00:00",28.508]
["20070124:1300",-2.09,85.98,0,{"v":0,"d":"0.00"},0,{"v":314.7,"d":"314.70"},8.32,83,102858,{"$f":"'Bethel TMY 3'!$D$5","v":2019},"01","24","13","01/24/2019 13:00","2019-01-24T05:00:00",28.238]
["20070124:1400",-2.25,81.88,0,{"v":0,"d":"0.00"},0,313.75,8.12,80,102818,{"$f":"'Bethel TMY 3'!$D$5","v":2019},"01","24","14","01/24/2019 14:00","2019-01-24T06:00:00",27.95]
["20070124:1500",-2.24,{"v":81.3,"d":"81.30"},0,{"v":0,"d":"0.00"},0,312.63,8.08,79,102851,{"$f":"'Bethel TMY 3'!$D$5","v":2019},"01","24","15","01/24/2019 15:00","2019-01-24T07:00:00",27.968]
["20070124:1600",-2.23,80.71,0,{"v":0,"d":"0.00"},0,311.52,8.04,78,102885,{"$f":"'Bethel TMY 3'!$D$5","v":2019},"01","24","16","01/24/2019 16:00","2019-01-24T08:00:00",27.986]
["20070124:1700",-2.23,80.13,0,{"v":0,"d":"0.00"},0,{"v":310.4,"d":"310.40"},{"v":8,"d":"8.00"},77,102918,{"$f":"'Bethel TMY 3'!$D$5","v":2019},"01","24","17","01/24/2019 17:00","2019-01-24T09:00:00",27.986]
["20070124:1800",-2.14,77.89,55,103.56,43,309.43,{"v":7.9,"d":"7.90"},75,102951,{"$f":"'Bethel TMY 3'!$D$5","v":2019},"01","24","18","01/24/2019 18:00","2019-01-24T10:00:00",28.148]
["20070124:1900",-2.04,75.64,110,149.38,80,308.47,7.81,74,102984,{"$f":"'Bethel TMY 3'!$D$5","v":2019},"01","24","19","01/24/2019 19:00","2019-01-24T11:00:00",28.328]
["20070124:2000",-1.95,{"v":73.4,"d":"73.40"},154,224.66,97,{"v":307.5,"d":"307.50"},7.71,72,103018,{"$f":"'Bethel TMY 3'!$D$5","v":2019},"01","24","20","01/24/2019 20:00","2019-01-24T12:00:00",28.490000000000002]
["20070124:2100",-1.87,69.86,140,110.73,110,305.95,7.47,70,103018,{"$f":"'Bethel TMY 3'!$D$5","v":2019},"01","24","21","01/24/2019 21:00","2019-01-24T13:00:00",28.634]
["20070124:2200",-1.79,66.33,137,147.24,100,{"v":304.4,"d":"304.40"},7.22,69,103018,{"$f":"'Bethel TMY 3'!$D$5","v":2019},"01","24","22","01/24/2019 22:00","2019-01-24T14:00:00",28.778]
["20070124:2300",{"v":-1.7,"d":"-1.70"},62.79,120,249.83,71,302.85,6.98,67,103018,{"$f":"'Bethel TMY 3'!$D$5","v":2019},"01","24","23","01/24/2019 23:00","2019-01-24T15:00:00",28.94]
["20070125:0000",-1.77,63.49,83,387.66,39,282.63,7.05,65,103058,{"$f":"'Bethel TMY 3'!$D$5","v":2019},"01","25","00","01/25/2019 00:00","2019-01-24T16:00:00",28.814]
["20070125:0100",-1.84,64.19,0,{"v":0,"d":"0.00"},0,262.42,7.13,63,103098,{"$f":"'Bethel TMY 3'!$D$5","v":2019},{"$f":"MID(A595,5,2)","v":"01"},{"$f":"MID(A595,7,2)","v":"25"},{"$f":"MID(A595,10,2)","v":"01"},{"$f":"L595&\"/\"&M595&\"/\"&K595&\" \"&N595&\":00\"","v":"01/25/2019 01:00"},{"$f":"(DATEVALUE(O595)+TIMEVALUE(O595))+($P$16/24)","v":"2019-01-24T17:00:00"},{"$f":"((9/5)*B595)+32","v":28.688}]
["20070125:0200",-1.91,64.89,0,{"v":0,"d":"0.00"},0,{"v":242.2,"d":"242.20"},{"v":7.2,"d":"7.20"},62,103138,{"$f":"'Bethel TMY 3'!$D$5","v":2019},"01","25","02","01/25/2019 02:00","2019-01-24T18:00:00",28.562]
["20070125:0300",{"v":-2,"d":"-2.00"},66.97,0,{"v":0,"d":"0.00"},0,235.17,7.04,62,103178,{"$f":"'Bethel TMY 3'!$D$5","v":2019},"01","25","03","01/25/2019 03:00","2019-01-24T19:00:00",28.4]
["20070125:0400",-2.09,69.06,0,{"v":0,"d":"0.00"},0,228.13,6.88,62,103218,{"$f":"'Bethel TMY 3'!$D$5","v":2019},"01","25","04","01/25/2019 04:00","2019-01-24T20:00:00",28.238]
["20070125:0500",-2.18,71.14,0,{"v":0,"d":"0.00"},0,{"v":221.1,"d":"221.10"},6.72,62,103257,{"$f":"'Bethel TMY 3'!$D$5","v":2019},"01","25","05","01/25/2019 05:00","2019-01-24T21:00:00",28.076]
["20070125:0600",-2.28,73.09,0,{"v":0,"d":"0.00"},0,218.35,6.53,61,103274,{"$f":"'Bethel TMY 3'!$D$5","v":2019},"01","25","06","01/25/2019 06:00","2019-01-24T22:00:00",27.896]
["20070125:0700",-2.38,75.04,0,{"v":0,"d":"0.00"},0,{"v":215.6,"d":"215.60"},6.34,60,103291,{"$f":"'Bethel TMY 3'!$D$5","v":2019},"01","25","07","01/25/2019 07:00","2019-01-24T23:00:00",27.716]
["20070125:0800",-2.48,76.99,0,{"v":0,"d":"0.00"},0,212.85,6.15,60,103307,{"$f":"'Bethel TMY 3'!$D$5","v":2019},"01","25","08","01/25/2019 08:00","2019-01-25",27.536]
["20070125:0900",-2.49,79.13,0,{"v":0,"d":"0.00"},0,211.38,6.11,60,103321,{"$f":"'Bethel TMY 3'!$D$5","v":2019},"01","25","09","01/25/2019 09:00","2019-01-25T01:00:00",27.518]
["20070125:1000",-2.49,81.28,0,{"v":0,"d":"0.00"},0,209.92,6.08,60,103334,{"$f":"'Bethel TMY 3'!$D$5","v":2019},"01","25","10","01/25/2019 10:00","2019-01-25T02:00:00",27.518]
["20070125:1100",{"v":-2.5,"d":"-2.50"},83.42,0,{"v":0,"d":"0.00"},0,208.45,6.04,60,103347,{"$f":"'Bethel TMY 3'!$D$5","v":2019},"01","25","11","01/25/2019 11:00","2019-01-25T03:00:00",27.5]
["20070125:1200",-2.59,86.19,0,{"v":0,"d":"0.00"},0,206.35,5.99,61,103317,{"$f":"'Bethel TMY 3'!$D$5","v":2019},"01","25","12","01/25/2019 12:00","2019-01-25T04:00:00",27.338]
["20070125:1300",-2.67,88.97,0,{"v":0,"d":"0.00"},0,204.25,5.93,62,103287,{"$f":"'Bethel TMY 3'!$D$5","v":2019},"01","25","13","01/25/2019 13:00","2019-01-25T05:00:00",27.194]
["20070125:1400",-2.76,91.74,0,{"v":0,"d":"0.00"},0,202.15,5.88,62,103257,{"$f":"'Bethel TMY 3'!$D$5","v":2019},"01","25","14","01/25/2019 14:00","2019-01-25T06:00:00",27.032]
["20070125:1500",{"v":-2.7,"d":"-2.70"},90.83,0,{"v":0,"d":"0.00"},0,201.43,5.88,65,103238,{"$f":"'Bethel TMY 3'!$D$5","v":2019},"01","25","15","01/25/2019 15:00","2019-01-25T07:00:00",27.14]
["20070125:1600",-2.64,89.92,0,{"v":0,"d":"0.00"},0,200.72,5.89,68,103218,{"$f":"'Bethel TMY 3'!$D$5","v":2019},"01","25","16","01/25/2019 16:00","2019-01-25T08:00:00",27.247999999999998]
["20070125:1700",-2.58,89.01,0,{"v":0,"d":"0.00"},0,{"v":200,"d":"200.00"},5.89,71,103198,{"$f":"'Bethel TMY 3'!$D$5","v":2019},"01","25","17","01/25/2019 17:00","2019-01-25T09:00:00",27.356]
["20070125:1800",{"v":-2.1,"d":"-2.10"},81.27,73,226.28,46,200.95,5.63,74,103138,{"$f":"'Bethel TMY 3'!$D$5","v":2019},"01","25","18","01/25/2019 18:00","2019-01-25T10:00:00",28.22]
["20070125:1900",-1.62,73.52,187,630.71,58,{"v":201.9,"d":"201.90"},5.37,77,103078,{"$f":"'Bethel TMY 3'!$D$5","v":2019},"01","25","19","01/25/2019 19:00","2019-01-25T11:00:00",29.084]
["20070125:2000",-1.14,65.78,205,535.63,67,202.85,5.12,80,103018,{"$f":"'Bethel TMY 3'!$D$5","v":2019},"01","25","20","01/25/2019 20:00","2019-01-25T12:00:00",29.948]
["20070125:2100",-0.86,65.26,218,523.58,74,{"v":210.7,"d":"210.70"},4.74,83,102941,{"$f":"'Bethel TMY 3'!$D$5","v":2019},"01","25","21","01/25/2019 21:00","2019-01-25T13:00:00",30.451999999999998]
["20070125:2200",-0.58,64.73,208,{"v":571.4,"d":"571.40"},62,218.55,4.37,86,102865,{"$f":"'Bethel TMY 3'!$D$5","v":2019},"01","25","22","01/25/2019 22:00","2019-01-25T14:00:00",30.956]
["20070125:2300",{"v":-0.3,"d":"-0.30"},64.21,120,229.52,74,{"v":226.4,"d":"226.40"},{"v":4,"d":"4.00"},90,102788,{"$f":"'Bethel TMY 3'!$D$5","v":2019},"01","25","23","01/25/2019 23:00","2019-01-25T15:00:00",31.46]
["20070126:0000",-0.17,67.32,47,42.43,42,234.02,4.57,96,102751,{"$f":"'Bethel TMY 3'!$D$5","v":2019},"01","26","00","01/26/2019 00:00","2019-01-25T16:00:00",31.694]
["20070126:0100",-0.05,70.44,0,{"v":0,"d":"0.00"},0,241.63,5.15,102,102715,{"$f":"'Bethel TMY 3'!$D$5","v":2019},"01","26","01","01/26/2019 01:00","2019-01-25T17:00:00",31.91]
["20070126:0200",0.08,73.55,0,{"v":0,"d":"0.00"},0,249.25,5.72,108,102678,{"$f":"'Bethel TMY 3'!$D$5","v":2019},"01","26","02","01/26/2019 02:00","2019-01-25T18:00:00",32.144]
["20070126:0300",0.22,74.59,0,{"v":0,"d":"0.00"},0,257.55,5.83,113,102625,{"$f":"'Bethel TMY 3'!$D$5","v":2019},"01","26","03","01/26/2019 03:00","2019-01-25T19:00:00",32.396]
["20070126:0400",0.37,75.64,0,{"v":0,"d":"0.00"},0,265.85,5.93,118,102572,{"$f":"'Bethel TMY 3'!$D$5","v":2019},"01","26","04","01/26/2019 04:00","2019-01-25T20:00:00",32.666]
["20070126:0500",0.51,76.68,0,{"v":0,"d":"0.00"},0,274.15,6.03,124,102518,{"$f":"'Bethel TMY 3'!$D$5","v":2019},"01","26","05","01/26/2019 05:00","2019-01-25T21:00:00",32.918]
["20070126:0600",0.67,78.32,0,{"v":0,"d":"0.00"},0,281.18,6.22,127,102458,{"$f":"'Bethel TMY 3'!$D$5","v":2019},"01","26","06","01/26/2019 06:00","2019-01-25T22:00:00",33.206]
["20070126:0700",0.83,79.97,0,{"v":0,"d":"0.00"},0,288.22,6.41,131,102399,{"$f":"'Bethel TMY 3'!$D$5","v":2019},"01","26","07","01/26/2019 07:00","2019-01-25T23:00:00",33.494]
["20070126:0800",0.99,81.61,0,{"v":0,"d":"0.00"},0,295.25,6.61,135,102339,{"$f":"'Bethel TMY 3'!$D$5","v":2019},"01","26","08","01/26/2019 08:00","2019-01-26",33.782]
["20070126:0900",1.15,85.23,0,{"v":0,"d":"0.00"},0,300.17,7.13,137,102282,{"$f":"'Bethel TMY 3'!$D$5","v":2019},"01","26","09","01/26/2019 09:00","2019-01-26T01:00:00",34.07]
["20070126:1000",1.31,88.84,0,{"v":0,"d":"0.00"},0,305.08,7.65,139,102225,{"$f":"'Bethel TMY 3'!$D$5","v":2019},"01","26","10","01/26/2019 10:00","2019-01-26T02:00:00",34.358]
["20070126:1100",1.47,92.46,0,{"v":0,"d":"0.00"},0,{"v":310,"d":"310.00"},8.17,141,102169,{"$f":"'Bethel TMY 3'!$D$5","v":2019},"01","26","11","01/26/2019 11:00","2019-01-26T03:00:00",34.646]
["20070126:1200",1.54,92.32,0,{"v":0,"d":"0.00"},0,{"v":311.3,"d":"311.30"},8.95,140,102076,{"$f":"'Bethel TMY 3'!$D$5","v":2019},"01","26","12","01/26/2019 12:00","2019-01-26T04:00:00",34.772]
["20070126:1300",1.62,92.19,0,{"v":0,"d":"0.00"},0,{"v":312.6,"d":"312.60"},9.74,139,101982,{"$f":"'Bethel TMY 3'!$D$5","v":2019},"01","26","13","01/26/2019 13:00","2019-01-26T05:00:00",34.916]
["20070126:1400",1.69,92.05,0,{"v":0,"d":"0.00"},0,{"v":313.9,"d":"313.90"},10.52,137,101889,{"$f":"'Bethel TMY 3'!$D$5","v":2019},"01","26","14","01/26/2019 14:00","2019-01-26T06:00:00",35.042]
["20070126:1500",{"v":1.9,"d":"1.90"},{"v":94.7,"d":"94.70"},0,{"v":0,"d":"0.00"},0,{"v":316.3,"d":"316.30"},11.31,138,101759,{"$f":"'Bethel TMY 3'!$D$5","v":2019},"01","26","15","01/26/2019 15:00","2019-01-26T07:00:00",35.42]
["20070126:1600",2.11,97.35,0,{"v":0,"d":"0.00"},0,{"v":318.7,"d":"318.70"},12.11,139,101629,{"$f":"'Bethel TMY 3'!$D$5","v":2019},"01","26","16","01/26/2019 16:00","2019-01-26T08:00:00",35.798]
["20070126:1700",2.31,{"v":100,"d":"100.00"},0,{"v":0,"d":"0.00"},0,{"v":321.1,"d":"321.10"},{"v":12.9,"d":"12.90"},140,101500,{"$f":"'Bethel TMY 3'!$D$5","v":2019},"01","26","17","01/26/2019 17:00","2019-01-26T09:00:00",36.158]
["20070126:1800",2.99,{"v":100,"d":"100.00"},5,{"v":0,"d":"0.00"},5,324.17,13.29,144,101313,{"$f":"'Bethel TMY 3'!$D$5","v":2019},"01","26","18","01/26/2019 18:00","2019-01-26T10:00:00",37.382]
["20070126:1900",3.67,{"v":100,"d":"100.00"},28,{"v":0,"d":"0.00"},28,327.23,13.69,147,101127,{"$f":"'Bethel TMY 3'!$D$5","v":2019},"01","26","19","01/26/2019 19:00","2019-01-26T11:00:00",38.606]
["20070126:2000",4.35,{"v":100,"d":"100.00"},38,{"v":0,"d":"0.00"},38,{"v":330.3,"d":"330.30"},14.08,151,100940,{"$f":"'Bethel TMY 3'!$D$5","v":2019},"01","26","20","01/26/2019 20:00","2019-01-26T12:00:00",39.83]
["20070126:2100",4.96,{"v":100,"d":"100.00"},21,{"v":0,"d":"0.00"},21,333.48,13.35,158,100707,{"$f":"'Bethel TMY 3'!$D$5","v":2019},"01","26","21","01/26/2019 21:00","2019-01-26T13:00:00",40.928]
["20070126:2200",5.58,{"v":100,"d":"100.00"},16,{"v":0,"d":"0.00"},16,336.67,12.62,166,100474,{"$f":"'Bethel TMY 3'!$D$5","v":2019},"01","26","22","01/26/2019 22:00","2019-01-26T14:00:00",42.044]
["20070126:2300",{"v":6.2,"d":"6.20"},{"v":100,"d":"100.00"},13,{"v":0,"d":"0.00"},13,339.85,11.89,173,100241,{"$f":"'Bethel TMY 3'!$D$5","v":2019},"01","26","23","01/26/2019 23:00","2019-01-26T15:00:00",43.16]
["20070127:0000",6.06,{"v":100,"d":"100.00"},15,{"v":0,"d":"0.00"},15,340.53,10.87,175,100164,{"$f":"'Bethel TMY 3'!$D$5","v":2019},"01","27","00","01/27/2019 00:00","2019-01-26T16:00:00",42.908]
["20070127:0100",5.92,{"v":100,"d":"100.00"},0,{"v":0,"d":"0.00"},0,341.22,9.86,176,100088,{"$f":"'Bethel TMY 3'!$D$5","v":2019},"01","27","01","01/27/2019 01:00","2019-01-26T17:00:00",42.656]
["20070127:0200",5.78,{"v":100,"d":"100.00"},0,{"v":0,"d":"0.00"},0,{"v":341.9,"d":"341.90"},8.84,178,100011,{"$f":"'Bethel TMY 3'!$D$5","v":2019},"01","27","02","01/27/2019 02:00","2019-01-26T18:00:00",42.403999999999996]
["20070127:0300",5.72,{"v":100,"d":"100.00"},0,{"v":0,"d":"0.00"},0,342.48,8.16,182,99872,{"$f":"'Bethel TMY 3'!$D$5","v":2019},"01","27","03","01/27/2019 03:00","2019-01-26T19:00:00",42.296]
["20070127:0400",5.66,{"v":100,"d":"100.00"},0,{"v":0,"d":"0.00"},0,343.07,7.47,185,99732,{"$f":"'Bethel TMY 3'!$D$5","v":2019},"01","27","04","01/27/2019 04:00","2019-01-26T20:00:00",42.188]
["20070127:0500",{"v":5.6,"d":"5.60"},{"v":100,"d":"100.00"},0,{"v":0,"d":"0.00"},0,343.65,6.79,189,99592,{"$f":"'Bethel TMY 3'!$D$5","v":2019},"01","27","05","01/27/2019 05:00","2019-01-26T21:00:00",42.08]
["20070127:0600",5.43,{"v":100,"d":"100.00"},0,{"v":0,"d":"0.00"},0,342.22,7.86,205,99535,{"$f":"'Bethel TMY 3'!$D$5","v":2019},"01","27","06","01/27/2019 06:00","2019-01-26T22:00:00",41.774]
["20070127:0700",5.26,{"v":100,"d":"100.00"},0,{"v":0,"d":"0.00"},0,340.78,8.94,220,99479,{"$f":"'Bethel TMY 3'!$D$5","v":2019},"01","27","07","01/27/2019 07:00","2019-01-26T23:00:00",41.468]
["20070127:0800",5.09,{"v":100,"d":"100.00"},0,{"v":0,"d":"0.00"},0,339.35,10.01,236,99422,{"$f":"'Bethel TMY 3'!$D$5","v":2019},"01","27","08","01/27/2019 08:00","2019-01-27",41.162]
["20070127:0900",{"v":4.9,"d":"4.90"},{"v":100,"d":"100.00"},0,{"v":0,"d":"0.00"},0,335.27,9.52,233,99465,{"$f":"'Bethel TMY 3'!$D$5","v":2019},"01","27","09","01/27/2019 09:00","2019-01-27T01:00:00",40.82]
["20070127:1000",4.72,{"v":100,"d":"100.00"},0,{"v":0,"d":"0.00"},0,331.18,9.02,231,99509,{"$f":"'Bethel TMY 3'!$D$5","v":2019},"01","27","10","01/27/2019 10:00","2019-01-27T02:00:00",40.496]
["20070127:1100",4.53,{"v":100,"d":"100.00"},0,{"v":0,"d":"0.00"},0,{"v":327.1,"d":"327.10"},8.52,228,99552,{"$f":"'Bethel TMY 3'!$D$5","v":2019},"01","27","11","01/27/2019 11:00","2019-01-27T03:00:00",40.153999999999996]
["20070127:1200",4.39,{"v":100,"d":"100.00"},0,{"v":0,"d":"0.00"},0,324.33,8.27,230,99638,{"$f":"'Bethel TMY 3'!$D$5","v":2019},"01","27","12","01/27/2019 12:00","2019-01-27T04:00:00",39.902]
["20070127:1300",4.25,{"v":100,"d":"100.00"},0,{"v":0,"d":"0.00"},0,321.57,8.01,233,99725,{"$f":"'Bethel TMY 3'!$D$5","v":2019},"01","27","13","01/27/2019 13:00","2019-01-27T05:00:00",39.65]
["20070127:1400",4.11,{"v":100,"d":"100.00"},0,{"v":0,"d":"0.00"},0,{"v":318.8,"d":"318.80"},7.75,235,99812,{"$f":"'Bethel TMY 3'!$D$5","v":2019},"01","27","14","01/27/2019 14:00","2019-01-27T06:00:00",39.398]
["20070127:1500",4.18,{"v":100,"d":"100.00"},0,{"v":0,"d":"0.00"},0,{"v":318.8,"d":"318.80"},8.24,245,99898,{"$f":"'Bethel TMY 3'!$D$5","v":2019},"01","27","15","01/27/2019 15:00","2019-01-27T07:00:00",39.524]
["20070127:1600",4.25,{"v":100,"d":"100.00"},0,{"v":0,"d":"0.00"},0,{"v":318.8,"d":"318.80"},8.74,256,99985,{"$f":"'Bethel TMY 3'!$D$5","v":2019},"01","27","16","01/27/2019 16:00","2019-01-27T08:00:00",39.65]
["20070127:1700",4.32,{"v":100,"d":"100.00"},0,{"v":0,"d":"0.00"},0,{"v":318.8,"d":"318.80"},9.23,266,100071,{"$f":"'Bethel TMY 3'!$D$5","v":2019},{"$f":"MID(A659,5,2)","v":"01"},{"$f":"MID(A659,7,2)","v":"27"},{"$f":"MID(A659,10,2)","v":"17"},{"$f":"L659&\"/\"&M659&\"/\"&K659&\" \"&N659&\":00\"","v":"01/27/2019 17:00"},{"$f":"(DATEVALUE(O659)+TIMEVALUE(O659))+($P$16/24)","v":"2019-01-27T09:00:00"},{"$f":"((9/5)*B659)+32","v":39.776}]
["20070127:1800",4.47,{"v":100,"d":"100.00"},58,79.03,48,316.22,9.78,272,100208,{"$f":"'Bethel TMY 3'!$D$5","v":2019},"01","27","18","01/27/2019 18:00","2019-01-27T10:00:00",40.046]
["20070127:1900",4.61,{"v":100,"d":"100.00"},157,457.03,60,313.63,10.33,278,100344,{"$f":"'Bethel TMY 3'!$D$5","v":2019},"01","27","19","01/27/2019 19:00","2019-01-27T11:00:00",40.298]
["20070127:2000",4.76,{"v":100,"d":"100.00"},96,3.76,95,311.05,10.88,284,100481,{"$f":"'Bethel TMY 3'!$D$5","v":2019},"01","27","20","01/27/2019 20:00","2019-01-27T12:00:00",40.568]
["20070127:2100",{"v":4.7,"d":"4.70"},{"v":100,"d":"100.00"},29,{"v":0,"d":"0.00"},29,301.07,10.51,284,100621,{"$f":"'Bethel TMY 3'!$D$5","v":2019},"01","27","21","01/27/2019 21:00","2019-01-27T13:00:00",40.46]
["20070127:2200",4.64,{"v":100,"d":"100.00"},9,{"v":0,"d":"0.00"},9,291.08,10.14,284,100760,{"$f":"'Bethel TMY 3'!$D$5","v":2019},"01","27","22","01/27/2019 22:00","2019-01-27T14:00:00",40.352000000000004]
["20070127:2300",4.58,{"v":100,"d":"100.00"},50,{"v":0,"d":"0.00"},50,{"v":281.1,"d":"281.10"},9.77,284,100900,{"$f":"'Bethel TMY 3'!$D$5","v":2019},"01","27","23","01/27/2019 23:00","2019-01-27T15:00:00",40.244]
["20070128:0000",{"v":4.4,"d":"4.40"},{"v":100,"d":"100.00"},26,{"v":0,"d":"0.00"},26,277.47,9.12,282,101077,{"$f":"'Bethel TMY 3'!$D$5","v":2019},"01","28","00","01/28/2019 00:00","2019-01-27T16:00:00",39.92]
["20070128:0100",4.21,{"v":100,"d":"100.00"},0,{"v":0,"d":"0.00"},0,273.83,8.47,280,101253,{"$f":"'Bethel TMY 3'!$D$5","v":2019},"01","28","01","01/28/2019 01:00","2019-01-27T17:00:00",39.578]
["20070128:0200",4.03,{"v":100,"d":"100.00"},0,{"v":0,"d":"0.00"},0,{"v":270.2,"d":"270.20"},7.82,278,101430,{"$f":"'Bethel TMY 3'!$D$5","v":2019},"01","28","02","01/28/2019 02:00","2019-01-27T18:00:00",39.254]
["20070128:0300",3.84,{"v":100,"d":"100.00"},0,{"v":0,"d":"0.00"},0,279.35,7.75,273,101500,{"$f":"'Bethel TMY 3'!$D$5","v":2019},"01","28","03","01/28/2019 03:00","2019-01-27T19:00:00",38.912]
["20070128:0400",3.65,{"v":100,"d":"100.00"},0,{"v":0,"d":"0.00"},0,{"v":288.5,"d":"288.50"},7.67,268,101569,{"$f":"'Bethel TMY 3'!$D$5","v":2019},"01","28","04","01/28/2019 04:00","2019-01-27T20:00:00",38.57]
["20070128:0500",3.46,{"v":100,"d":"100.00"},0,{"v":0,"d":"0.00"},0,297.65,{"v":7.6,"d":"7.60"},263,101639,{"$f":"'Bethel TMY 3'!$D$5","v":2019},"01","28","05","01/28/2019 05:00","2019-01-27T21:00:00",38.228]
["20070128:0600",3.37,{"v":100,"d":"100.00"},0,{"v":0,"d":"0.00"},0,299.05,7.86,262,101713,{"$f":"'Bethel TMY 3'!$D$5","v":2019},"01","28","06","01/28/2019 06:00","2019-01-27T22:00:00",38.066]
["20070128:0700",3.28,{"v":100,"d":"100.00"},0,{"v":0,"d":"0.00"},0,300.45,8.11,261,101786,{"$f":"'Bethel TMY 3'!$D$5","v":2019},"01","28","07","01/28/2019 07:00","2019-01-27T23:00:00",37.903999999999996]
["20070128:0800",3.19,{"v":100,"d":"100.00"},0,{"v":0,"d":"0.00"},0,301.85,8.37,259,101859,{"$f":"'Bethel TMY 3'!$D$5","v":2019},"01","28","08","01/28/2019 08:00","2019-01-28",37.742]
["20070128:0900",3.21,{"v":100,"d":"100.00"},0,{"v":0,"d":"0.00"},0,300.23,8.14,260,101922,{"$f":"'Bethel TMY 3'!$D$5","v":2019},"01","28","09","01/28/2019 09:00","2019-01-28T01:00:00",37.778]
["20070128:1000",3.22,{"v":100,"d":"100.00"},0,{"v":0,"d":"0.00"},0,298.62,{"v":7.9,"d":"7.90"},260,101986,{"$f":"'Bethel TMY 3'!$D$5","v":2019},"01","28","10","01/28/2019 10:00","2019-01-28T02:00:00",37.796]
["20070128:1100",3.24,{"v":100,"d":"100.00"},0,{"v":0,"d":"0.00"},0,{"v":297,"d":"297.00"},7.67,261,102049,{"$f":"'Bethel TMY 3'!$D$5","v":2019},"01","28","11","01/28/2019 11:00","2019-01-28T03:00:00",37.832]
["20070128:1200",{"v":3.5,"d":"3.50"},{"v":100,"d":"100.00"},0,{"v":0,"d":"0.00"},0,286.98,6.98,261,102149,{"$f":"'Bethel TMY 3'!$D$5","v":2019},"01","28","12","01/28/2019 12:00","2019-01-28T04:00:00",38.3]
["20070128:1300",3.77,{"v":100,"d":"100.00"},0,{"v":0,"d":"0.00"},0,276.97,6.29,261,102249,{"$f":"'Bethel TMY 3'!$D$5","v":2019},"01","28","13","01/28/2019 13:00","2019-01-28T05:00:00",38.786]
["20070128:1400",4.03,{"v":100,"d":"100.00"},0,{"v":0,"d":"0.00"},0,266.95,{"v":5.6,"d":"5.60"},261,102349,{"$f":"'Bethel TMY 3'!$D$5","v":2019},"01","28","14","01/28/2019 14:00","2019-01-28T06:00:00",39.254]
["20070128:1500",4.08,{"v":100,"d":"100.00"},0,{"v":0,"d":"0.00"},0,274.73,5.08,245,102392,{"$f":"'Bethel TMY 3'!$D$5","v":2019},"01","28","15","01/28/2019 15:00","2019-01-28T07:00:00",39.344]
["20070128:1600",4.12,{"v":100,"d":"100.00"},0,{"v":0,"d":"0.00"},0,282.52,4.55,230,102435,{"$f":"'Bethel TMY 3'!$D$5","v":2019},"01","28","16","01/28/2019 16:00","2019-01-28T08:00:00",39.416]
["20070128:1700",4.16,{"v":100,"d":"100.00"},3,{"v":0,"d":"0.00"},3,{"v":290.3,"d":"290.30"},4.03,214,102478,{"$f":"'Bethel TMY 3'!$D$5","v":2019},"01","28","17","01/28/2019 17:00","2019-01-28T09:00:00",39.488]
["20070128:1800",{"v":4,"d":"4.00"},{"v":100,"d":"100.00"},23,{"v":0,"d":"0.00"},23,297.13,5.26,207,102472,{"$f":"'Bethel TMY 3'!$D$5","v":2019},"01","28","18","01/28/2019 18:00","2019-01-28T10:00:00",39.2]
["20070128:1900",3.84,{"v":100,"d":"100.00"},23,{"v":0,"d":"0.00"},23,303.97,6.48,200,102465,{"$f":"'Bethel TMY 3'!$D$5","v":2019},"01","28","19","01/28/2019 19:00","2019-01-28T11:00:00",38.912]
["20070128:2000",3.68,{"v":100,"d":"100.00"},34,{"v":0,"d":"0.00"},34,{"v":310.8,"d":"310.80"},7.71,192,102458,{"$f":"'Bethel TMY 3'!$D$5","v":2019},"01","28","20","01/28/2019 20:00","2019-01-28T12:00:00",38.624]
["20070128:2100",3.47,{"v":100,"d":"100.00"},37,{"v":0,"d":"0.00"},37,314.88,{"v":10.9,"d":"10.90"},184,102345,{"$f":"'Bethel TMY 3'!$D$5","v":2019},"01","28","21","01/28/2019 21:00","2019-01-28T13:00:00",38.246]
["20070128:2200",3.26,{"v":100,"d":"100.00"},23,{"v":0,"d":"0.00"},23,318.97,14.08,176,102232,{"$f":"'Bethel TMY 3'!$D$5","v":2019},"01","28","22","01/28/2019 22:00","2019-01-28T14:00:00",37.868]
["20070128:2300",3.06,{"v":100,"d":"100.00"},24,{"v":0,"d":"0.00"},24,323.05,17.27,168,102119,{"$f":"'Bethel TMY 3'!$D$5","v":2019},"01","28","23","01/28/2019 23:00","2019-01-28T15:00:00",37.508]
["20070129:0000",3.57,{"v":100,"d":"100.00"},15,{"v":0,"d":"0.00"},15,325.83,{"v":15,"d":"15.00"},167,101956,{"$f":"'Bethel TMY 3'!$D$5","v":2019},"01","29","00","01/29/2019 00:00","2019-01-28T16:00:00",38.426]
["20070129:0100",4.09,{"v":100,"d":"100.00"},2,{"v":0,"d":"0.00"},2,328.62,12.74,167,101793,{"$f":"'Bethel TMY 3'!$D$5","v":2019},"01","29","01","01/29/2019 01:00","2019-01-28T17:00:00",39.362]
["20070129:0200",{"v":4.6,"d":"4.60"},{"v":100,"d":"100.00"},0,{"v":0,"d":"0.00"},0,{"v":331.4,"d":"331.40"},10.47,166,101629,{"$f":"'Bethel TMY 3'!$D$5","v":2019},"01","29","02","01/29/2019 02:00","2019-01-28T18:00:00",40.28]
["20070129:0300",5.14,{"v":100,"d":"100.00"},0,{"v":0,"d":"0.00"},0,334.87,9.92,183,101526,{"$f":"'Bethel TMY 3'!$D$5","v":2019},"01","29","03","01/29/2019 03:00","2019-01-28T19:00:00",41.251999999999995]
["20070129:0400",5.68,{"v":100,"d":"100.00"},0,{"v":0,"d":"0.00"},0,338.33,9.37,199,101423,{"$f":"'Bethel TMY 3'!$D$5","v":2019},"01","29","04","01/29/2019 04:00","2019-01-28T20:00:00",42.224000000000004]
["20070129:0500",6.21,{"v":100,"d":"100.00"},0,{"v":0,"d":"0.00"},0,{"v":341.8,"d":"341.80"},8.81,215,101320,{"$f":"'Bethel TMY 3'!$D$5","v":2019},"01","29","05","01/29/2019 05:00","2019-01-28T21:00:00",43.178]
["20070129:0600",6.35,{"v":100,"d":"100.00"},0,{"v":0,"d":"0.00"},0,342.88,{"v":9.1,"d":"9.10"},220,101293,{"$f":"'Bethel TMY 3'!$D$5","v":2019},"01","29","06","01/29/2019 06:00","2019-01-28T22:00:00",43.43]
["20070129:0700",6.48,{"v":100,"d":"100.00"},0,{"v":0,"d":"0.00"},0,343.97,9.39,225,101267,{"$f":"'Bethel TMY 3'!$D$5","v":2019},"01","29","07","01/29/2019 07:00","2019-01-28T23:00:00",43.664]
["20070129:0800",6.61,{"v":100,"d":"100.00"},0,{"v":0,"d":"0.00"},0,345.05,9.68,230,101240,{"$f":"'Bethel TMY 3'!$D$5","v":2019},"01","29","08","01/29/2019 08:00","2019-01-29",43.898]
["20070129:0900",6.65,{"v":100,"d":"100.00"},0,{"v":0,"d":"0.00"},0,345.12,9.72,228,101260,{"$f":"'Bethel TMY 3'!$D$5","v":2019},"01","29","09","01/29/2019 09:00","2019-01-29T01:00:00",43.97]
["20070129:1000",6.69,{"v":100,"d":"100.00"},0,{"v":0,"d":"0.00"},0,345.18,9.77,227,101280,{"$f":"'Bethel TMY 3'!$D$5","v":2019},"01","29","10","01/29/2019 10:00","2019-01-29T02:00:00",44.042]
["20070129:1100",6.73,{"v":100,"d":"100.00"},0,{"v":0,"d":"0.00"},0,345.25,9.81,226,101300,{"$f":"'Bethel TMY 3'!$D$5","v":2019},"01","29","11","01/29/2019 11:00","2019-01-29T03:00:00",44.114000000000004]
["20070129:1200",{"v":6.6,"d":"6.60"},{"v":100,"d":"100.00"},0,{"v":0,"d":"0.00"},0,344.42,9.74,223,101320,{"$f":"'Bethel TMY 3'!$D$5","v":2019},"01","29","12","01/29/2019 12:00","2019-01-29T04:00:00",43.879999999999995]
["20070129:1300",6.48,{"v":100,"d":"100.00"},0,{"v":0,"d":"0.00"},0,343.58,9.67,220,101340,{"$f":"'Bethel TMY 3'!$D$5","v":2019},"01","29","13","01/29/2019 13:00","2019-01-29T05:00:00",43.664]
["20070129:1400",6.35,{"v":100,"d":"100.00"},0,{"v":0,"d":"0.00"},0,342.75,{"v":9.6,"d":"9.60"},217,101360,{"$f":"'Bethel TMY 3'!$D$5","v":2019},"01","29","14","01/29/2019 14:00","2019-01-29T06:00:00",43.43]
["20070129:1500",6.34,{"v":100,"d":"100.00"},0,{"v":0,"d":"0.00"},0,341.93,9.91,212,101390,{"$f":"'Bethel TMY 3'!$D$5","v":2019},"01","29","15","01/29/2019 15:00","2019-01-29T07:00:00",43.412]
["20070129:1600",6.33,{"v":100,"d":"100.00"},0,{"v":0,"d":"0.00"},0,341.12,10.23,207,101420,{"$f":"'Bethel TMY 3'!$D$5","v":2019},"01","29","16","01/29/2019 16:00","2019-01-29T08:00:00",43.394]
["20070129:1700",6.32,{"v":100,"d":"100.00"},4,{"v":0,"d":"0.00"},4,{"v":340.3,"d":"340.30"},10.54,202,101450,{"$f":"'Bethel TMY 3'!$D$5","v":2019},"01","29","17","01/29/2019 17:00","2019-01-29T09:00:00",43.376000000000005]
["20070129:1800",6.35,{"v":100,"d":"100.00"},32,{"v":0,"d":"0.00"},32,340.22,10.78,198,101486,{"$f":"'Bethel TMY 3'!$D$5","v":2019},"01","29","18","01/29/2019 18:00","2019-01-29T10:00:00",43.43]
["20070129:1900",6.37,{"v":100,"d":"100.00"},60,{"v":0,"d":"0.00"},60,340.13,11.02,194,101523,{"$f":"'Bethel TMY 3'!$D$5","v":2019},"01","29","19","01/29/2019 19:00","2019-01-29T11:00:00",43.466]
["20070129:2000",{"v":6.4,"d":"6.40"},{"v":100,"d":"100.00"},20,{"v":0,"d":"0.00"},20,340.05,11.26,189,101560,{"$f":"'Bethel TMY 3'!$D$5","v":2019},"01","29","20","01/29/2019 20:00","2019-01-29T12:00:00",43.52]
["20070129:2100",6.31,{"v":100,"d":"100.00"},7,{"v":0,"d":"0.00"},7,340.08,11.42,185,101543,{"$f":"'Bethel TMY 3'!$D$5","v":2019},"01","29","21","01/29/2019 21:00","2019-01-29T13:00:00",43.358]
["20070129:2200",6.23,{"v":100,"d":"100.00"},34,{"v":0,"d":"0.00"},34,340.12,11.59,182,101526,{"$f":"'Bethel TMY 3'!$D$5","v":2019},"01","29","22","01/29/2019 22:00","2019-01-29T14:00:00",43.214]
["20070129:2300",6.15,{"v":100,"d":"100.00"},7,{"v":0,"d":"0.00"},7,340.15,11.75,178,101510,{"$f":"'Bethel TMY 3'!$D$5","v":2019},"01","29","23","01/29/2019 23:00","2019-01-29T15:00:00",43.07]
["20070130:0000",6.11,{"v":100,"d":"100.00"},10,{"v":0,"d":"0.00"},10,339.62,{"v":12.2,"d":"12.20"},175,101466,{"$f":"'Bethel TMY 3'!$D$5","v":2019},"01","30","00","01/30/2019 00:00","2019-01-29T16:00:00",42.998000000000005]
["20070130:0100",6.08,{"v":100,"d":"100.00"},1,{"v":0,"d":"0.00"},1,339.08,12.64,171,101423,{"$f":"'Bethel TMY 3'!$D$5","v":2019},"01","30","01","01/30/2019 01:00","2019-01-29T17:00:00",42.944]
["20070130:0200",6.04,{"v":100,"d":"100.00"},0,{"v":0,"d":"0.00"},0,338.55,13.09,168,101380,{"$f":"'Bethel TMY 3'!$D$5","v":2019},"01","30","02","01/30/2019 02:00","2019-01-29T18:00:00",42.872]
["20070130:0300",6.07,{"v":100,"d":"100.00"},0,{"v":0,"d":"0.00"},0,{"v":339.4,"d":"339.40"},13.77,167,101270,{"$f":"'Bethel TMY 3'!$D$5","v":2019},"01","30","03","01/30/2019 03:00","2019-01-29T19:00:00",42.926]
["20070130:0400",{"v":6.1,"d":"6.10"},{"v":100,"d":"100.00"},0,{"v":0,"d":"0.00"},0,340.25,14.45,165,101160,{"$f":"'Bethel TMY 3'!$D$5","v":2019},"01","30","04","01/30/2019 04:00","2019-01-29T20:00:00",42.980000000000004]
["20070130:0500",6.12,{"v":100,"d":"100.00"},0,{"v":0,"d":"0.00"},0,{"v":341.1,"d":"341.10"},15.13,164,101050,{"$f":"'Bethel TMY 3'!$D$5","v":2019},"01","30","05","01/30/2019 05:00","2019-01-29T21:00:00",43.016]
["20070130:0600",6.15,{"v":100,"d":"100.00"},0,{"v":0,"d":"0.00"},0,341.05,15.97,164,100847,{"$f":"'Bethel TMY 3'!$D$5","v":2019},"01","30","06","01/30/2019 06:00","2019-01-29T22:00:00",43.07]
["20070130:0700",6.18,{"v":100,"d":"100.00"},0,{"v":0,"d":"0.00"},0,{"v":341,"d":"341.00"},{"v":16.8,"d":"16.80"},163,100644,{"$f":"'Bethel TMY 3'!$D$5","v":2019},"01","30","07","01/30/2019 07:00","2019-01-29T23:00:00",43.124]
["20070130:0800",{"v":6.2,"d":"6.20"},{"v":100,"d":"100.00"},0,{"v":0,"d":"0.00"},0,340.95,17.64,162,100441,{"$f":"'Bethel TMY 3'!$D$5","v":2019},"01","30","08","01/30/2019 08:00","2019-01-30",43.16]
["20070130:0900",6.24,{"v":100,"d":"100.00"},0,{"v":0,"d":"0.00"},0,340.67,17.42,167,100284,{"$f":"'Bethel TMY 3'!$D$5","v":2019},{"$f":"MID(A723,5,2)","v":"01"},{"$f":"MID(A723,7,2)","v":"30"},{"$f":"MID(A723,10,2)","v":"09"},{"$f":"L723&\"/\"&M723&\"/\"&K723&\" \"&N723&\":00\"","v":"01/30/2019 09:00"},{"$f":"(DATEVALUE(O723)+TIMEVALUE(O723))+($P$16/24)","v":"2019-01-30T01:00:00"},{"$f":"((9/5)*B723)+32","v":43.232}]
["20070130:1000",6.29,{"v":100,"d":"100.00"},0,{"v":0,"d":"0.00"},0,340.38,17.19,172,100128,{"$f":"'Bethel TMY 3'!$D$5","v":2019},"01","30","10","01/30/2019 10:00","2019-01-30T02:00:00",43.322]
["20070130:1100",6.33,{"v":100,"d":"100.00"},0,{"v":0,"d":"0.00"},0,{"v":340.1,"d":"340.10"},16.97,176,99971,{"$f":"'Bethel TMY 3'!$D$5","v":2019},"01","30","11","01/30/2019 11:00","2019-01-30T03:00:00",43.394]
["20070130:1200",5.34,{"v":100,"d":"100.00"},0,{"v":0,"d":"0.00"},0,{"v":336.4,"d":"336.40"},15.12,201,100038,{"$f":"'Bethel TMY 3'!$D$5","v":2019},"01","30","12","01/30/2019 12:00","2019-01-30T04:00:00",41.612]
["20070130:1300",4.35,{"v":100,"d":"100.00"},0,{"v":0,"d":"0.00"},0,{"v":332.7,"d":"332.70"},13.28,226,100105,{"$f":"'Bethel TMY 3'!$D$5","v":2019},"01","30","13","01/30/2019 13:00","2019-01-30T05:00:00",39.83]
["20070130:1400",3.36,{"v":100,"d":"100.00"},0,{"v":0,"d":"0.00"},0,{"v":329,"d":"329.00"},11.43,251,100171,{"$f":"'Bethel TMY 3'!$D$5","v":2019},"01","30","14","01/30/2019 14:00","2019-01-30T06:00:00",38.048]
["20070130:1500",3.34,{"v":100,"d":"100.00"},0,{"v":0,"d":"0.00"},0,310.12,11.04,243,100258,{"$f":"'Bethel TMY 3'!$D$5","v":2019},"01","30","15","01/30/2019 15:00","2019-01-30T07:00:00",38.012]
["20070130:1600",3.31,{"v":100,"d":"100.00"},0,{"v":0,"d":"0.00"},0,291.23,10.65,236,100344,{"$f":"'Bethel TMY 3'!$D$5","v":2019},"01","30","16","01/30/2019 16:00","2019-01-30T08:00:00",37.958]
["20070130:1700",3.28,{"v":100,"d":"100.00"},6,{"v":0,"d":"0.00"},6,272.35,10.26,229,100431,{"$f":"'Bethel TMY 3'!$D$5","v":2019},"01","30","17","01/30/2019 17:00","2019-01-30T09:00:00",37.903999999999996]
["20070130:1800",3.17,{"v":100,"d":"100.00"},36,{"v":0,"d":"0.00"},36,269.88,10.63,231,100447,{"$f":"'Bethel TMY 3'!$D$5","v":2019},"01","30","18","01/30/2019 18:00","2019-01-30T10:00:00",37.706]
["20070130:1900",3.06,{"v":100,"d":"100.00"},67,{"v":0,"d":"0.00"},67,267.42,11.01,233,100464,{"$f":"'Bethel TMY 3'!$D$5","v":2019},"01","30","19","01/30/2019 19:00","2019-01-30T11:00:00",37.508]
["20070130:2000",2.95,{"v":100,"d":"100.00"},79,{"v":0,"d":"0.00"},79,264.95,11.38,235,100481,{"$f":"'Bethel TMY 3'!$D$5","v":2019},"01","30","20","01/30/2019 20:00","2019-01-30T12:00:00",37.31]
["20070130:2100",2.91,{"v":100,"d":"100.00"},4,{"v":0,"d":"0.00"},4,268.67,11.21,238,100491,{"$f":"'Bethel TMY 3'!$D$5","v":2019},"01","30","21","01/30/2019 21:00","2019-01-30T13:00:00",37.238]
["20070130:2200",2.88,{"v":100,"d":"100.00"},11,{"v":0,"d":"0.00"},11,272.38,11.04,240,100501,{"$f":"'Bethel TMY 3'!$D$5","v":2019},"01","30","22","01/30/2019 22:00","2019-01-30T14:00:00",37.184]
["20070130:2300",2.85,{"v":100,"d":"100.00"},55,{"v":0,"d":"0.00"},55,{"v":276.1,"d":"276.10"},10.87,243,100511,{"$f":"'Bethel TMY 3'!$D$5","v":2019},"01","30","23","01/30/2019 23:00","2019-01-30T15:00:00",37.13]
["20070131:0000",2.71,{"v":100,"d":"100.00"},21,{"v":0,"d":"0.00"},21,274.83,10.46,242,100544,{"$f":"'Bethel TMY 3'!$D$5","v":2019},"01","31","00","01/31/2019 00:00","2019-01-30T16:00:00",36.878]
["20070131:0100",2.56,{"v":100,"d":"100.00"},3,{"v":0,"d":"0.00"},3,273.57,10.05,241,100577,{"$f":"'Bethel TMY 3'!$D$5","v":2019},"01","31","01","01/31/2019 01:00","2019-01-30T17:00:00",36.608000000000004]
["20070131:0200",2.42,{"v":100,"d":"100.00"},0,{"v":0,"d":"0.00"},0,{"v":272.3,"d":"272.30"},9.64,239,100611,{"$f":"'Bethel TMY 3'!$D$5","v":2019},"01","31","02","01/31/2019 02:00","2019-01-30T18:00:00",36.356]
["20070131:0300",2.21,{"v":100,"d":"100.00"},0,{"v":0,"d":"0.00"},0,274.92,9.94,242,100661,{"$f":"'Bethel TMY 3'!$D$5","v":2019},"01","31","03","01/31/2019 03:00","2019-01-30T19:00:00",35.978]
["20070131:0400",2.01,{"v":100,"d":"100.00"},0,{"v":0,"d":"0.00"},0,277.53,10.24,245,100711,{"$f":"'Bethel TMY 3'!$D$5","v":2019},"01","31","04","01/31/2019 04:00","2019-01-30T20:00:00",35.618]
["20070131:0500",{"v":1.8,"d":"1.80"},{"v":100,"d":"100.00"},0,{"v":0,"d":"0.00"},0,280.15,10.54,248,100760,{"$f":"'Bethel TMY 3'!$D$5","v":2019},"01","31","05","01/31/2019 05:00","2019-01-30T21:00:00",35.24]
["20070131:0600",1.67,{"v":100,"d":"100.00"},0,{"v":0,"d":"0.00"},0,283.97,10.61,251,100844,{"$f":"'Bethel TMY 3'!$D$5","v":2019},"01","31","06","01/31/2019 06:00","2019-01-30T22:00:00",35.006]
["20070131:0700",1.53,{"v":100,"d":"100.00"},0,{"v":0,"d":"0.00"},0,287.78,10.69,254,100927,{"$f":"'Bethel TMY 3'!$D$5","v":2019},"01","31","07","01/31/2019 07:00","2019-01-30T23:00:00",34.754]
["20070131:0800",1.39,{"v":100,"d":"100.00"},0,{"v":0,"d":"0.00"},0,{"v":291.6,"d":"291.60"},10.76,257,101010,{"$f":"'Bethel TMY 3'!$D$5","v":2019},"01","31","08","01/31/2019 08:00","2019-01-31",34.502]
["20070131:0900",1.36,{"v":100,"d":"100.00"},0,{"v":0,"d":"0.00"},0,291.07,10.69,259,101117,{"$f":"'Bethel TMY 3'!$D$5","v":2019},"01","31","09","01/31/2019 09:00","2019-01-31T01:00:00",34.448]
["20070131:1000",1.32,{"v":100,"d":"100.00"},0,{"v":0,"d":"0.00"},0,290.53,10.61,260,101223,{"$f":"'Bethel TMY 3'!$D$5","v":2019},"01","31","10","01/31/2019 10:00","2019-01-31T02:00:00",34.376]
["20070131:1100",1.29,{"v":100,"d":"100.00"},0,{"v":0,"d":"0.00"},0,{"v":290,"d":"290.00"},10.54,262,101330,{"$f":"'Bethel TMY 3'!$D$5","v":2019},"01","31","11","01/31/2019 11:00","2019-01-31T03:00:00",34.322]
["20070131:1200",1.25,{"v":100,"d":"100.00"},0,{"v":0,"d":"0.00"},0,287.03,10.06,261,101430,{"$f":"'Bethel TMY 3'!$D$5","v":2019},"01","31","12","01/31/2019 12:00","2019-01-31T04:00:00",34.25]
["20070131:1300",1.21,{"v":100,"d":"100.00"},0,{"v":0,"d":"0.00"},0,284.07,9.59,260,101530,{"$f":"'Bethel TMY 3'!$D$5","v":2019},"01","31","13","01/31/2019 13:00","2019-01-31T05:00:00",34.178]
["20070131:1400",1.17,{"v":100,"d":"100.00"},0,{"v":0,"d":"0.00"},0,{"v":281.1,"d":"281.10"},9.12,259,101629,{"$f":"'Bethel TMY 3'!$D$5","v":2019},"01","31","14","01/31/2019 14:00","2019-01-31T06:00:00",34.106]
["20070131:1500",1.17,{"v":100,"d":"100.00"},0,{"v":0,"d":"0.00"},0,277.33,{"v":8.6,"d":"8.60"},255,101703,{"$f":"'Bethel TMY 3'!$D$5","v":2019},"01","31","15","01/31/2019 15:00","2019-01-31T07:00:00",34.106]
["20070131:1600",0.96,{"v":100,"d":"100.00"},0,{"v":0,"d":"0.00"},0,271.07,8.38,252,101776,{"$f":"'Bethel TMY 3'!$D$5","v":2019},"01","31","16","01/31/2019 16:00","2019-01-31T08:00:00",33.728]
["20070131:1700",1.36,{"v":100,"d":"100.00"},16,{"v":0,"d":"0.00"},16,275.95,{"v":8.2,"d":"8.20"},249,101849,{"$f":"'Bethel TMY 3'!$D$5","v":2019},"01","31","17","01/31/2019 17:00","2019-01-31T09:00:00",34.448]
["20070131:1800",1.75,{"v":100,"d":"100.00"},94,351.55,44,280.83,8.02,244,101886,{"$f":"'Bethel TMY 3'!$D$5","v":2019},"01","31","18","01/31/2019 18:00","2019-01-31T10:00:00",35.15]
["20070131:1900",2.15,{"v":100,"d":"100.00"},81,{"v":0,"d":"0.00"},81,285.71,7.84,239,101922,{"$f":"'Bethel TMY 3'!$D$5","v":2019},"01","31","19","01/31/2019 19:00","2019-01-31T11:00:00",35.87]
["20070131:2000",2.55,{"v":100,"d":"100.00"},164,176.59,114,290.59,7.66,234,101959,{"$f":"'Bethel TMY 3'!$D$5","v":2019},"01","31","20","01/31/2019 20:00","2019-01-31T12:00:00",36.59]
["20070131:2100",2.95,{"v":100,"d":"100.00"},134,46.44,120,295.47,7.48,228,101949,{"$f":"'Bethel TMY 3'!$D$5","v":2019},"01","31","21","01/31/2019 21:00","2019-01-31T13:00:00",37.31]
["20070131:2200",3.34,{"v":100,"d":"100.00"},148,{"v":116.8,"d":"116.80"},115,300.35,{"v":7.3,"d":"7.30"},222,101939,{"$f":"'Bethel TMY 3'!$D$5","v":2019},"01","31","22","01/31/2019 22:00","2019-01-31T14:00:00",38.012]
["20070131:2300",3.74,{"v":100,"d":"100.00"},47,{"v":0,"d":"0.00"},47,305.23,7.12,216,101929,{"$f":"'Bethel TMY 3'!$D$5","v":2019},"01","31","23","01/31/2019 23:00","2019-01-31T15:00:00",38.732]
["20130201:0000",4.14,{"v":100,"d":"100.00"},41,{"v":0,"d":"0.00"},41,310.11,6.94,133,97887,{"$f":"'Bethel TMY 3'!$D$5","v":2019},"02","01","00","02/01/2019 00:00","2019-01-31T16:00:00",39.452]
["20130201:0100",4.53,{"v":100,"d":"100.00"},7,{"v":0,"d":"0.00"},7,314.99,6.76,123,97781,{"$f":"'Bethel TMY 3'!$D$5","v":2019},"02","01","01","02/01/2019 01:00","2019-01-31T17:00:00",40.153999999999996]
["20130201:0200",4.93,{"v":100,"d":"100.00"},0,{"v":0,"d":"0.00"},0,319.87,6.57,112,97674,{"$f":"'Bethel TMY 3'!$D$5","v":2019},"02","01","02","02/01/2019 02:00","2019-01-31T18:00:00",40.874]
["20130201:0300",5.33,{"v":100,"d":"100.00"},0,{"v":0,"d":"0.00"},0,324.76,6.39,92,97574,{"$f":"'Bethel TMY 3'!$D$5","v":2019},"02","01","03","02/01/2019 03:00","2019-01-31T19:00:00",41.594]
["20130201:0400",5.73,{"v":100,"d":"100.00"},0,{"v":0,"d":"0.00"},0,329.64,6.21,72,97474,{"$f":"'Bethel TMY 3'!$D$5","v":2019},"02","01","04","02/01/2019 04:00","2019-01-31T20:00:00",42.314]
["20130201:0500",6.12,{"v":100,"d":"100.00"},0,{"v":0,"d":"0.00"},0,334.52,6.03,52,97374,{"$f":"'Bethel TMY 3'!$D$5","v":2019},"02","01","05","02/01/2019 05:00","2019-01-31T21:00:00",43.016]
["20130201:0600",6.52,{"v":100,"d":"100.00"},0,{"v":0,"d":"0.00"},0,{"v":339.4,"d":"339.40"},5.85,48,97351,{"$f":"'Bethel TMY 3'!$D$5","v":2019},"02","01","06","02/01/2019 06:00","2019-01-31T22:00:00",43.736]
["20130201:0700",6.92,{"v":100,"d":"100.00"},0,{"v":0,"d":"0.00"},0,344.28,5.67,43,97328,{"$f":"'Bethel TMY 3'!$D$5","v":2019},"02","01","07","02/01/2019 07:00","2019-01-31T23:00:00",44.456]
["20130201:0800",5.29,{"v":100,"d":"100.00"},0,{"v":0,"d":"0.00"},0,{"v":328.8,"d":"328.80"},3.46,38,97305,{"$f":"'Bethel TMY 3'!$D$5","v":2019},"02","01","08","02/01/2019 08:00","2019-02-01",41.522]
["20130201:0900",5.19,{"v":100,"d":"100.00"},0,{"v":0,"d":"0.00"},0,329.03,3.68,348,97391,{"$f":"'Bethel TMY 3'!$D$5","v":2019},"02","01","09","02/01/2019 09:00","2019-02-01T01:00:00",41.342]
["20130201:1000",5.09,{"v":100,"d":"100.00"},0,{"v":0,"d":"0.00"},0,329.27,{"v":3.9,"d":"3.90"},298,97478,{"$f":"'Bethel TMY 3'!$D$5","v":2019},"02","01","10","02/01/2019 10:00","2019-02-01T02:00:00",41.162]
["20130201:1100",4.99,{"v":100,"d":"100.00"},0,{"v":0,"d":"0.00"},0,{"v":329.5,"d":"329.50"},4.12,248,97564,{"$f":"'Bethel TMY 3'!$D$5","v":2019},"02","01","11","02/01/2019 11:00","2019-02-01T03:00:00",40.982]
["20130201:1200",5.04,{"v":100,"d":"100.00"},0,{"v":0,"d":"0.00"},0,322.55,5.58,245,97734,{"$f":"'Bethel TMY 3'!$D$5","v":2019},"02","01","12","02/01/2019 12:00","2019-02-01T04:00:00",41.072]
["20130201:1300",5.09,{"v":100,"d":"100.00"},0,{"v":0,"d":"0.00"},0,{"v":315.6,"d":"315.60"},7.04,242,97904,{"$f":"'Bethel TMY 3'!$D$5","v":2019},"02","01","13","02/01/2019 13:00","2019-02-01T05:00:00",41.162]
["20130201:1400",5.14,{"v":100,"d":"100.00"},0,{"v":0,"d":"0.00"},0,308.65,{"v":8.5,"d":"8.50"},240,98074,{"$f":"'Bethel TMY 3'!$D$5","v":2019},"02","01","14","02/01/2019 14:00","2019-02-01T06:00:00",41.251999999999995]
["20130201:1500",5.11,{"v":100,"d":"100.00"},0,{"v":0,"d":"0.00"},0,309.55,8.52,232,98210,{"$f":"'Bethel TMY 3'!$D$5","v":2019},"02","01","15","02/01/2019 15:00","2019-02-01T07:00:00",41.198]
["20130201:1600",5.08,{"v":100,"d":"100.00"},0,{"v":0,"d":"0.00"},0,310.45,8.54,225,98347,{"$f":"'Bethel TMY 3'!$D$5","v":2019},"02","01","16","02/01/2019 16:00","2019-02-01T08:00:00",41.144]
["20130201:1700",5.05,{"v":100,"d":"100.00"},8,{"v":0,"d":"0.00"},8,311.35,8.57,217,98483,{"$f":"'Bethel TMY 3'!$D$5","v":2019},"02","01","17","02/01/2019 17:00","2019-02-01T09:00:00",41.09]
["20130201:1800",{"v":5,"d":"5.00"},{"v":100,"d":"100.00"},47,{"v":0,"d":"0.00"},47,{"v":310.9,"d":"310.90"},8.65,210,98603,{"$f":"'Bethel TMY 3'!$D$5","v":2019},"02","01","18","02/01/2019 18:00","2019-02-01T10:00:00",41]
["20130201:1900",4.95,{"v":100,"d":"100.00"},28,{"v":0,"d":"0.00"},28,310.45,8.74,202,98723,{"$f":"'Bethel TMY 3'!$D$5","v":2019},"02","01","19","02/01/2019 19:00","2019-02-01T11:00:00",40.91]
["20130201:2000",{"v":4.9,"d":"4.90"},{"v":100,"d":"100.00"},185,260.68,110,{"v":310,"d":"310.00"},8.83,195,98843,{"$f":"'Bethel TMY 3'!$D$5","v":2019},"02","01","20","02/01/2019 20:00","2019-02-01T12:00:00",40.82]
["20130201:2100",4.84,{"v":100,"d":"100.00"},207,{"v":300.5,"d":"300.50"},115,314.02,8.52,189,98916,{"$f":"'Bethel TMY 3'!$D$5","v":2019},"02","01","21","02/01/2019 21:00","2019-02-01T13:00:00",40.712]
["20130201:2200",4.78,{"v":100,"d":"100.00"},154,{"v":125.3,"d":"125.30"},118,318.03,8.22,183,98989,{"$f":"'Bethel TMY 3'!$D$5","v":2019},"02","01","22","02/01/2019 22:00","2019-02-01T14:00:00",40.604]
["20130201:2300",4.72,{"v":100,"d":"100.00"},72,{"v":0,"d":"0.00"},72,322.05,7.92,178,99062,{"$f":"'Bethel TMY 3'!$D$5","v":2019},"02","01","23","02/01/2019 23:00","2019-02-01T15:00:00",40.496]
["20130202:0000",{"v":4.9,"d":"4.90"},{"v":100,"d":"100.00"},82,{"v":199.9,"d":"199.90"},52,317.55,7.48,172,99062,{"$f":"'Bethel TMY 3'!$D$5","v":2019},"02","02","00","02/02/2019 00:00","2019-02-01T16:00:00",40.82]
["20130202:0100",5.08,{"v":100,"d":"100.00"},15,{"v":0,"d":"0.00"},15,313.05,7.03,166,99062,{"$f":"'Bethel TMY 3'!$D$5","v":2019},{"$f":"MID(A787,5,2)","v":"02"},{"$f":"MID(A787,7,2)","v":"02"},{"$f":"MID(A787,10,2)","v":"01"},{"$f":"L787&\"/\"&M787&\"/\"&K787&\" \"&N787&\":00\"","v":"02/02/2019 01:00"},{"$f":"(DATEVALUE(O787)+TIMEVALUE(O787))+($P$16/24)","v":"2019-02-01T17:00:00"},{"$f":"((9/5)*B787)+32","v":41.144}]
["20130202:0200",5.26,{"v":100,"d":"100.00"},0,{"v":0,"d":"0.00"},0,308.55,6.59,160,99062,{"$f":"'Bethel TMY 3'!$D$5","v":2019},"02","02","02","02/02/2019 02:00","2019-02-01T18:00:00",41.468]
["20130202:0300",5.22,{"v":100,"d":"100.00"},0,{"v":0,"d":"0.00"},0,308.38,6.33,162,99059,{"$f":"'Bethel TMY 3'!$D$5","v":2019},"02","02","03","02/02/2019 03:00","2019-02-01T19:00:00",41.396]
["20130202:0400",5.19,{"v":100,"d":"100.00"},0,{"v":0,"d":"0.00"},0,308.22,6.06,164,99056,{"$f":"'Bethel TMY 3'!$D$5","v":2019},"02","02","04","02/02/2019 04:00","2019-02-01T20:00:00",41.342]
["20130202:0500",5.15,{"v":100,"d":"100.00"},0,{"v":0,"d":"0.00"},0,308.05,5.79,167,99052,{"$f":"'Bethel TMY 3'!$D$5","v":2019},"02","02","05","02/02/2019 05:00","2019-02-01T21:00:00",41.27]
["20130202:0600",5.12,{"v":100,"d":"100.00"},0,{"v":0,"d":"0.00"},0,312.43,5.36,176,99066,{"$f":"'Bethel TMY 3'!$D$5","v":2019},"02","02","06","02/02/2019 06:00","2019-02-01T22:00:00",41.216]
["20130202:0700",{"v":5.1,"d":"5.10"},{"v":100,"d":"100.00"},0,{"v":0,"d":"0.00"},0,316.82,4.92,185,99079,{"$f":"'Bethel TMY 3'!$D$5","v":2019},"02","02","07","02/02/2019 07:00","2019-02-01T23:00:00",41.18]
["20130202:0800",5.07,{"v":100,"d":"100.00"},0,{"v":0,"d":"0.00"},0,{"v":321.2,"d":"321.20"},4.48,194,99092,{"$f":"'Bethel TMY 3'!$D$5","v":2019},"02","02","08","02/02/2019 08:00","2019-02-02",41.126000000000005]
["20130202:0900",4.92,{"v":100,"d":"100.00"},0,{"v":0,"d":"0.00"},0,{"v":316.1,"d":"316.10"},4.56,208,99116,{"$f":"'Bethel TMY 3'!$D$5","v":2019},"02","02","09","02/02/2019 09:00","2019-02-02T01:00:00",40.856]
["20130202:1000",4.78,{"v":100,"d":"100.00"},0,{"v":0,"d":"0.00"},0,{"v":311,"d":"311.00"},4.64,223,99139,{"$f":"'Bethel TMY 3'!$D$5","v":2019},"02","02","10","02/02/2019 10:00","2019-02-02T02:00:00",40.604]
["20130202:1100",4.63,{"v":100,"d":"100.00"},0,{"v":0,"d":"0.00"},0,{"v":305.9,"d":"305.90"},4.72,237,99162,{"$f":"'Bethel TMY 3'!$D$5","v":2019},"02","02","11","02/02/2019 11:00","2019-02-02T03:00:00",40.334]
["20130202:1200",4.65,{"v":100,"d":"100.00"},0,{"v":0,"d":"0.00"},0,{"v":303.2,"d":"303.20"},5.02,238,99186,{"$f":"'Bethel TMY 3'!$D$5","v":2019},"02","02","12","02/02/2019 12:00","2019-02-02T04:00:00",40.370000000000005]
["20130202:1300",4.67,{"v":100,"d":"100.00"},0,{"v":0,"d":"0.00"},0,{"v":300.5,"d":"300.50"},5.31,239,99209,{"$f":"'Bethel TMY 3'!$D$5","v":2019},"02","02","13","02/02/2019 13:00","2019-02-02T05:00:00",40.406]
["20130202:1400",4.69,{"v":100,"d":"100.00"},0,{"v":0,"d":"0.00"},0,{"v":297.8,"d":"297.80"},5.61,240,99232,{"$f":"'Bethel TMY 3'!$D$5","v":2019},"02","02","14","02/02/2019 14:00","2019-02-02T06:00:00",40.442]
["20130202:1500",4.58,{"v":100,"d":"100.00"},0,{"v":0,"d":"0.00"},0,296.95,5.42,236,99306,{"$f":"'Bethel TMY 3'!$D$5","v":2019},"02","02","15","02/02/2019 15:00","2019-02-02T07:00:00",40.244]
["20130202:1600",4.47,{"v":100,"d":"100.00"},0,{"v":0,"d":"0.00"},0,{"v":296.1,"d":"296.10"},5.22,232,99379,{"$f":"'Bethel TMY 3'!$D$5","v":2019},"02","02","16","02/02/2019 16:00","2019-02-02T08:00:00",40.046]
["20130202:1700",4.37,{"v":100,"d":"100.00"},6,{"v":0,"d":"0.00"},6,295.25,5.02,227,99452,{"$f":"'Bethel TMY 3'!$D$5","v":2019},"02","02","17","02/02/2019 17:00","2019-02-02T09:00:00",39.866]
["20130202:1800",4.39,{"v":100,"d":"100.00"},31,{"v":0,"d":"0.00"},31,297.63,5.16,214,99535,{"$f":"'Bethel TMY 3'!$D$5","v":2019},"02","02","18","02/02/2019 18:00","2019-02-02T10:00:00",39.902]
["20130202:1900",4.41,{"v":100,"d":"100.00"},49,{"v":0,"d":"0.00"},49,300.02,5.31,200,99618,{"$f":"'Bethel TMY 3'!$D$5","v":2019},"02","02","19","02/02/2019 19:00","2019-02-02T11:00:00",39.938]
["20130202:2000",4.43,{"v":100,"d":"100.00"},72,{"v":0,"d":"0.00"},72,{"v":302.4,"d":"302.40"},5.45,187,99702,{"$f":"'Bethel TMY 3'!$D$5","v":2019},"02","02","20","02/02/2019 20:00","2019-02-02T12:00:00",39.974]
["20130202:2100",4.51,{"v":100,"d":"100.00"},185,189.75,126,301.27,5.91,182,99725,{"$f":"'Bethel TMY 3'!$D$5","v":2019},"02","02","21","02/02/2019 21:00","2019-02-02T13:00:00",40.118]
["20130202:2200",4.59,{"v":100,"d":"100.00"},5,{"v":0,"d":"0.00"},5,300.13,6.37,177,99748,{"$f":"'Bethel TMY 3'!$D$5","v":2019},"02","02","22","02/02/2019 22:00","2019-02-02T14:00:00",40.262]
["20130202:2300",4.68,{"v":100,"d":"100.00"},6,{"v":0,"d":"0.00"},6,{"v":299,"d":"299.00"},6.83,172,99772,{"$f":"'Bethel TMY 3'!$D$5","v":2019},"02","02","23","02/02/2019 23:00","2019-02-02T15:00:00",40.424]
["20130203:0000",4.73,{"v":100,"d":"100.00"},31,{"v":0,"d":"0.00"},31,295.75,7.17,170,99752,{"$f":"'Bethel TMY 3'!$D$5","v":2019},"02","03","00","02/03/2019 00:00","2019-02-02T16:00:00",40.514]
["20130203:0100",4.78,{"v":100,"d":"100.00"},6,{"v":0,"d":"0.00"},6,{"v":292.5,"d":"292.50"},7.52,168,99732,{"$f":"'Bethel TMY 3'!$D$5","v":2019},"02","03","01","02/03/2019 01:00","2019-02-02T17:00:00",40.604]
["20130203:0200",4.83,{"v":100,"d":"100.00"},0,{"v":0,"d":"0.00"},0,289.25,7.86,166,99712,{"$f":"'Bethel TMY 3'!$D$5","v":2019},"02","03","02","02/03/2019 02:00","2019-02-02T18:00:00",40.694]
["20130203:0300",4.82,{"v":100,"d":"100.00"},0,{"v":0,"d":"0.00"},0,298.03,7.88,166,99708,{"$f":"'Bethel TMY 3'!$D$5","v":2019},"02","03","03","02/03/2019 03:00","2019-02-02T19:00:00",40.676]
["20130203:0400",4.82,{"v":100,"d":"100.00"},0,{"v":0,"d":"0.00"},0,306.82,7.89,167,99705,{"$f":"'Bethel TMY 3'!$D$5","v":2019},"02","03","04","02/03/2019 04:00","2019-02-02T20:00:00",40.676]
["20130203:0500",4.81,{"v":100,"d":"100.00"},0,{"v":0,"d":"0.00"},0,{"v":315.6,"d":"315.60"},{"v":7.9,"d":"7.90"},167,99702,{"$f":"'Bethel TMY 3'!$D$5","v":2019},"02","03","05","02/03/2019 05:00","2019-02-02T21:00:00",40.658]
["20130203:0600",4.78,{"v":100,"d":"100.00"},0,{"v":0,"d":"0.00"},0,312.88,7.56,175,99738,{"$f":"'Bethel TMY 3'!$D$5","v":2019},"02","03","06","02/03/2019 06:00","2019-02-02T22:00:00",40.604]
["20130203:0700",4.76,{"v":100,"d":"100.00"},0,{"v":0,"d":"0.00"},0,310.17,7.22,183,99775,{"$f":"'Bethel TMY 3'!$D$5","v":2019},"02","03","07","02/03/2019 07:00","2019-02-02T23:00:00",40.568]
["20130203:0800",4.73,{"v":100,"d":"100.00"},0,{"v":0,"d":"0.00"},0,307.45,6.88,192,99812,{"$f":"'Bethel TMY 3'!$D$5","v":2019},"02","03","08","02/03/2019 08:00","2019-02-03",40.514]
["20130203:0900",4.53,{"v":100,"d":"100.00"},0,{"v":0,"d":"0.00"},0,307.23,7.03,208,99885,{"$f":"'Bethel TMY 3'!$D$5","v":2019},"02","03","09","02/03/2019 09:00","2019-02-03T01:00:00",40.153999999999996]
["20130203:1000",4.32,{"v":100,"d":"100.00"},0,{"v":0,"d":"0.00"},0,307.02,7.18,225,99958,{"$f":"'Bethel TMY 3'!$D$5","v":2019},"02","03","10","02/03/2019 10:00","2019-02-03T02:00:00",39.776]
["20130203:1100",4.12,{"v":100,"d":"100.00"},0,{"v":0,"d":"0.00"},0,{"v":306.8,"d":"306.80"},7.32,241,100031,{"$f":"'Bethel TMY 3'!$D$5","v":2019},"02","03","11","02/03/2019 11:00","2019-02-03T03:00:00",39.416]
["20130203:1200",3.85,{"v":100,"d":"100.00"},0,{"v":0,"d":"0.00"},0,296.62,{"v":7.3,"d":"7.30"},253,100174,{"$f":"'Bethel TMY 3'!$D$5","v":2019},"02","03","12","02/03/2019 12:00","2019-02-03T04:00:00",38.93]
["20130203:1300",3.58,{"v":100,"d":"100.00"},0,{"v":0,"d":"0.00"},0,286.43,7.28,265,100318,{"$f":"'Bethel TMY 3'!$D$5","v":2019},"02","03","13","02/03/2019 13:00","2019-02-03T05:00:00",38.444]
["20130203:1400",3.31,{"v":100,"d":"100.00"},0,{"v":0,"d":"0.00"},0,276.25,7.26,277,100461,{"$f":"'Bethel TMY 3'!$D$5","v":2019},"02","03","14","02/03/2019 14:00","2019-02-03T06:00:00",37.958]
["20130203:1500",{"v":3.1,"d":"3.10"},{"v":100,"d":"100.00"},0,{"v":0,"d":"0.00"},0,271.72,6.33,278,100561,{"$f":"'Bethel TMY 3'!$D$5","v":2019},"02","03","15","02/03/2019 15:00","2019-02-03T07:00:00",37.58]
["20130203:1600",2.89,{"v":100,"d":"100.00"},0,{"v":0,"d":"0.00"},0,267.18,{"v":5.4,"d":"5.40"},280,100661,{"$f":"'Bethel TMY 3'!$D$5","v":2019},"02","03","16","02/03/2019 16:00","2019-02-03T08:00:00",37.202]
["20130203:1700",2.68,{"v":100,"d":"100.00"},20,{"v":0,"d":"0.00"},20,262.65,4.47,281,100760,{"$f":"'Bethel TMY 3'!$D$5","v":2019},"02","03","17","02/03/2019 17:00","2019-02-03T09:00:00",36.824]
["20130203:1800",2.72,99.02,97,296.73,51,263.78,3.75,282,100820,{"$f":"'Bethel TMY 3'!$D$5","v":2019},"02","03","18","02/03/2019 18:00","2019-02-03T10:00:00",36.896]
["20130203:1900",2.77,98.05,179,445.81,71,264.92,3.03,283,100880,{"$f":"'Bethel TMY 3'!$D$5","v":2019},"02","03","19","02/03/2019 19:00","2019-02-03T11:00:00",36.986]
["20130203:2000",2.81,97.07,177,195.23,119,266.05,2.32,283,100940,{"$f":"'Bethel TMY 3'!$D$5","v":2019},"02","03","20","02/03/2019 20:00","2019-02-03T12:00:00",37.058]
["20130203:2100",2.72,97.19,191,202.68,127,266.92,2.71,310,100894,{"$f":"'Bethel TMY 3'!$D$5","v":2019},"02","03","21","02/03/2019 21:00","2019-02-03T13:00:00",36.896]
["20130203:2200",2.63,97.32,216,393.88,99,267.78,{"v":3.1,"d":"3.10"},337,100847,{"$f":"'Bethel TMY 3'!$D$5","v":2019},"02","03","22","02/03/2019 22:00","2019-02-03T14:00:00",36.734]
["20130203:2300",2.55,97.44,145,218.85,92,268.65,3.49,4,100800,{"$f":"'Bethel TMY 3'!$D$5","v":2019},"02","03","23","02/03/2019 23:00","2019-02-03T15:00:00",36.59]
["20130204:0000",2.59,98.29,76,112.65,58,272.57,4.87,9,100661,{"$f":"'Bethel TMY 3'!$D$5","v":2019},"02","04","00","02/04/2019 00:00","2019-02-03T16:00:00",36.662]
["20130204:0100",2.64,99.15,16,{"v":0,"d":"0.00"},16,276.48,6.26,14,100521,{"$f":"'Bethel TMY 3'!$D$5","v":2019},"02","04","01","02/04/2019 01:00","2019-02-03T17:00:00",36.752]
["20130204:0200",2.69,{"v":100,"d":"100.00"},0,{"v":0,"d":"0.00"},0,{"v":280.4,"d":"280.40"},7.64,20,100381,{"$f":"'Bethel TMY 3'!$D$5","v":2019},"02","04","02","02/04/2019 02:00","2019-02-03T18:00:00",36.842]
["20130204:0300",2.59,{"v":100,"d":"100.00"},0,{"v":0,"d":"0.00"},0,{"v":283,"d":"283.00"},8.23,16,100231,{"$f":"'Bethel TMY 3'!$D$5","v":2019},"02","04","03","02/04/2019 03:00","2019-02-03T19:00:00",36.662]
["20130204:0400",2.49,{"v":100,"d":"100.00"},0,{"v":0,"d":"0.00"},0,{"v":285.6,"d":"285.60"},8.81,12,100081,{"$f":"'Bethel TMY 3'!$D$5","v":2019},"02","04","04","02/04/2019 04:00","2019-02-03T20:00:00",36.482]
["20130204:0500",2.39,{"v":100,"d":"100.00"},0,{"v":0,"d":"0.00"},0,{"v":288.2,"d":"288.20"},9.39,8,99931,{"$f":"'Bethel TMY 3'!$D$5","v":2019},"02","04","05","02/04/2019 05:00","2019-02-03T21:00:00",36.302]
["20130204:0600",2.32,{"v":100,"d":"100.00"},0,{"v":0,"d":"0.00"},0,289.33,9.88,5,99758,{"$f":"'Bethel TMY 3'!$D$5","v":2019},"02","04","06","02/04/2019 06:00","2019-02-03T22:00:00",36.176]
["20130204:0700",2.24,{"v":100,"d":"100.00"},0,{"v":0,"d":"0.00"},0,290.47,10.36,1,99585,{"$f":"'Bethel TMY 3'!$D$5","v":2019},"02","04","07","02/04/2019 07:00","2019-02-03T23:00:00",36.032000000000004]
["20130204:0800",2.17,{"v":100,"d":"100.00"},0,{"v":0,"d":"0.00"},0,{"v":291.6,"d":"291.60"},10.84,357,99412,{"$f":"'Bethel TMY 3'!$D$5","v":2019},"02","04","08","02/04/2019 08:00","2019-02-04",35.906]
["20130204:0900",2.14,{"v":100,"d":"100.00"},0,{"v":0,"d":"0.00"},0,291.87,10.87,353,99319,{"$f":"'Bethel TMY 3'!$D$5","v":2019},"02","04","09","02/04/2019 09:00","2019-02-04T01:00:00",35.852000000000004]
["20130204:1000",2.12,{"v":100,"d":"100.00"},0,{"v":0,"d":"0.00"},0,292.13,{"v":10.9,"d":"10.90"},349,99226,{"$f":"'Bethel TMY 3'!$D$5","v":2019},"02","04","10","02/04/2019 10:00","2019-02-04T02:00:00",35.816]
["20130204:1100",2.09,{"v":100,"d":"100.00"},0,{"v":0,"d":"0.00"},0,{"v":292.4,"d":"292.40"},10.92,346,99132,{"$f":"'Bethel TMY 3'!$D$5","v":2019},"02","04","11","02/04/2019 11:00","2019-02-04T03:00:00",35.762]
["20130204:1200",2.17,{"v":100,"d":"100.00"},0,{"v":0,"d":"0.00"},0,290.37,10.39,341,99149,{"$f":"'Bethel TMY 3'!$D$5","v":2019},"02","04","12","02/04/2019 12:00","2019-02-04T04:00:00",35.906]
["20130204:1300",2.24,{"v":100,"d":"100.00"},0,{"v":0,"d":"0.00"},0,288.33,9.86,336,99166,{"$f":"'Bethel TMY 3'!$D$5","v":2019},"02","04","13","02/04/2019 13:00","2019-02-04T05:00:00",36.032000000000004]
["20130204:1400",2.32,{"v":100,"d":"100.00"},0,{"v":0,"d":"0.00"},0,{"v":286.3,"d":"286.30"},9.32,331,99182,{"$f":"'Bethel TMY 3'!$D$5","v":2019},"02","04","14","02/04/2019 14:00","2019-02-04T06:00:00",36.176]
["20130204:1500",2.36,99.21,0,{"v":0,"d":"0.00"},0,{"v":281.4,"d":"281.40"},9.41,326,99269,{"$f":"'Bethel TMY 3'!$D$5","v":2019},"02","04","15","02/04/2019 15:00","2019-02-04T07:00:00",36.248]
["20130204:1600",{"v":2.4,"d":"2.40"},98.41,0,{"v":0,"d":"0.00"},0,{"v":276.5,"d":"276.50"},9.49,322,99355,{"$f":"'Bethel TMY 3'!$D$5","v":2019},"02","04","16","02/04/2019 16:00","2019-02-04T08:00:00",36.32]
["20130204:1700",2.45,97.62,22,{"v":0,"d":"0.00"},22,{"v":271.6,"d":"271.60"},9.57,317,99442,{"$f":"'Bethel TMY 3'!$D$5","v":2019},{"$f":"MID(A851,5,2)","v":"02"},{"$f":"MID(A851,7,2)","v":"04"},{"$f":"MID(A851,10,2)","v":"17"},{"$f":"L851&\"/\"&M851&\"/\"&K851&\" \"&N851&\":00\"","v":"02/04/2019 17:00"},{"$f":"(DATEVALUE(O851)+TIMEVALUE(O851))+($P$16/24)","v":"2019-02-04T09:00:00"},{"$f":"((9/5)*B851)+32","v":36.41}]
["20130204:1800",2.65,94.03,99,288.44,53,260.27,9.51,313,99565,{"$f":"'Bethel TMY 3'!$D$5","v":2019},"02","04","18","02/04/2019 18:00","2019-02-04T10:00:00",36.769999999999996]
["20130204:1900",2.86,90.45,171,360.46,82,248.93,9.45,310,99688,{"$f":"'Bethel TMY 3'!$D$5","v":2019},"02","04","19","02/04/2019 19:00","2019-02-04T11:00:00",37.147999999999996]
["20130204:2000",3.07,86.86,235,483.62,89,{"v":237.6,"d":"237.60"},9.39,307,99812,{"$f":"'Bethel TMY 3'!$D$5","v":2019},"02","04","20","02/04/2019 20:00","2019-02-04T12:00:00",37.525999999999996]
["20130204:2100",3.19,86.47,200,{"v":221.4,"d":"221.40"},129,236.72,9.26,304,99978,{"$f":"'Bethel TMY 3'!$D$5","v":2019},"02","04","21","02/04/2019 21:00","2019-02-04T13:00:00",37.742]
["20130204:2200",3.31,86.09,193,251.65,117,235.83,9.14,300,100145,{"$f":"'Bethel TMY 3'!$D$5","v":2019},"02","04","22","02/04/2019 22:00","2019-02-04T14:00:00",37.958]
["20130204:2300",3.43,{"v":85.7,"d":"85.70"},142,186.14,96,234.95,9.01,297,100311,{"$f":"'Bethel TMY 3'!$D$5","v":2019},"02","04","23","02/04/2019 23:00","2019-02-04T15:00:00",38.174]
["20130205:0000",3.15,86.81,90,163.91,63,236.48,8.28,298,100551,{"$f":"'Bethel TMY 3'!$D$5","v":2019},"02","05","00","02/05/2019 00:00","2019-02-04T16:00:00",37.67]
["20130205:0100",2.88,87.91,21,{"v":0,"d":"0.00"},21,238.02,7.54,298,100790,{"$f":"'Bethel TMY 3'!$D$5","v":2019},"02","05","01","02/05/2019 01:00","2019-02-04T17:00:00",37.184]
["20130205:0200",2.61,89.02,0,{"v":0,"d":"0.00"},0,239.55,6.81,299,101030,{"$f":"'Bethel TMY 3'!$D$5","v":2019},"02","05","02","02/05/2019 02:00","2019-02-04T18:00:00",36.698]
["20130205:0300",2.48,91.69,0,{"v":0,"d":"0.00"},0,242.27,5.96,297,101153,{"$f":"'Bethel TMY 3'!$D$5","v":2019},"02","05","03","02/05/2019 03:00","2019-02-04T19:00:00",36.464]
["20130205:0400",2.34,94.36,0,{"v":0,"d":"0.00"},0,244.98,5.11,294,101277,{"$f":"'Bethel TMY 3'!$D$5","v":2019},"02","05","04","02/05/2019 04:00","2019-02-04T20:00:00",36.212]
["20130205:0500",2.21,97.03,0,{"v":0,"d":"0.00"},0,{"v":247.7,"d":"247.70"},4.26,291,101400,{"$f":"'Bethel TMY 3'!$D$5","v":2019},"02","05","05","02/05/2019 05:00","2019-02-04T21:00:00",35.978]
["20130205:0600",2.32,{"v":97.1,"d":"97.10"},0,{"v":0,"d":"0.00"},0,251.72,3.56,274,101523,{"$f":"'Bethel TMY 3'!$D$5","v":2019},"02","05","06","02/05/2019 06:00","2019-02-04T22:00:00",36.176]
["20130205:0700",2.44,97.18,0,{"v":0,"d":"0.00"},0,255.73,2.86,256,101646,{"$f":"'Bethel TMY 3'!$D$5","v":2019},"02","05","07","02/05/2019 07:00","2019-02-04T23:00:00",36.392]
["20130205:0800",2.55,97.25,0,{"v":0,"d":"0.00"},0,259.75,2.15,239,101769,{"$f":"'Bethel TMY 3'!$D$5","v":2019},"02","05","08","02/05/2019 08:00","2019-02-05",36.59]
["20130205:0900",2.74,95.94,0,{"v":0,"d":"0.00"},0,267.55,2.63,220,101866,{"$f":"'Bethel TMY 3'!$D$5","v":2019},"02","05","09","02/05/2019 09:00","2019-02-05T01:00:00",36.932]
["20130205:1000",2.94,94.62,0,{"v":0,"d":"0.00"},0,275.35,3.12,202,101962,{"$f":"'Bethel TMY 3'!$D$5","v":2019},"02","05","10","02/05/2019 10:00","2019-02-05T02:00:00",37.292]
["20130205:1100",3.13,93.31,0,{"v":0,"d":"0.00"},0,283.15,{"v":3.6,"d":"3.60"},184,102059,{"$f":"'Bethel TMY 3'!$D$5","v":2019},"02","05","11","02/05/2019 11:00","2019-02-05T03:00:00",37.634]
["20130205:1200",3.21,95.54,0,{"v":0,"d":"0.00"},0,285.05,4.63,173,102135,{"$f":"'Bethel TMY 3'!$D$5","v":2019},"02","05","12","02/05/2019 12:00","2019-02-05T04:00:00",37.778]
["20130205:1300",3.28,97.77,0,{"v":0,"d":"0.00"},0,286.95,5.65,161,102212,{"$f":"'Bethel TMY 3'!$D$5","v":2019},"02","05","13","02/05/2019 13:00","2019-02-05T05:00:00",37.903999999999996]
["20130205:1400",3.36,{"v":100,"d":"100.00"},0,{"v":0,"d":"0.00"},0,288.85,6.68,150,102289,{"$f":"'Bethel TMY 3'!$D$5","v":2019},"02","05","14","02/05/2019 14:00","2019-02-05T06:00:00",38.048]
["20130205:1500",{"v":3.7,"d":"3.70"},{"v":100,"d":"100.00"},0,{"v":0,"d":"0.00"},0,{"v":292.4,"d":"292.40"},7.44,149,102295,{"$f":"'Bethel TMY 3'!$D$5","v":2019},"02","05","15","02/05/2019 15:00","2019-02-05T07:00:00",38.66]
["20130205:1600",4.04,{"v":100,"d":"100.00"},0,{"v":0,"d":"0.00"},0,295.95,{"v":8.2,"d":"8.20"},148,102302,{"$f":"'Bethel TMY 3'!$D$5","v":2019},"02","05","16","02/05/2019 16:00","2019-02-05T08:00:00",39.272]
["20130205:1700",4.39,{"v":100,"d":"100.00"},9,{"v":0,"d":"0.00"},9,{"v":299.5,"d":"299.50"},8.97,147,102309,{"$f":"'Bethel TMY 3'!$D$5","v":2019},"02","05","17","02/05/2019 17:00","2019-02-05T09:00:00",39.902]
["20130205:1800",4.63,{"v":100,"d":"100.00"},39,{"v":0,"d":"0.00"},39,{"v":302.5,"d":"302.50"},9.63,147,102305,{"$f":"'Bethel TMY 3'!$D$5","v":2019},"02","05","18","02/05/2019 18:00","2019-02-05T10:00:00",40.334]
["20130205:1900",4.87,{"v":100,"d":"100.00"},65,{"v":0,"d":"0.00"},65,{"v":305.5,"d":"305.50"},10.29,146,102302,{"$f":"'Bethel TMY 3'!$D$5","v":2019},"02","05","19","02/05/2019 19:00","2019-02-05T11:00:00",40.766]
["20130205:2000",5.11,{"v":100,"d":"100.00"},59,{"v":0,"d":"0.00"},59,{"v":308.5,"d":"308.50"},10.95,145,102299,{"$f":"'Bethel TMY 3'!$D$5","v":2019},"02","05","20","02/05/2019 20:00","2019-02-05T12:00:00",41.198]
["20130205:2100",{"v":5.1,"d":"5.10"},{"v":100,"d":"100.00"},74,{"v":0,"d":"0.00"},74,311.95,11.53,144,102259,{"$f":"'Bethel TMY 3'!$D$5","v":2019},"02","05","21","02/05/2019 21:00","2019-02-05T13:00:00",41.18]
["20130205:2200",5.08,{"v":100,"d":"100.00"},70,{"v":0,"d":"0.00"},70,{"v":315.4,"d":"315.40"},{"v":12.1,"d":"12.10"},143,102219,{"$f":"'Bethel TMY 3'!$D$5","v":2019},"02","05","22","02/05/2019 22:00","2019-02-05T14:00:00",41.144]
["20130205:2300",5.07,{"v":100,"d":"100.00"},52,{"v":0,"d":"0.00"},52,318.85,12.68,142,102179,{"$f":"'Bethel TMY 3'!$D$5","v":2019},"02","05","23","02/05/2019 23:00","2019-02-05T15:00:00",41.126000000000005]
["20130206:0000",5.24,{"v":100,"d":"100.00"},14,{"v":0,"d":"0.00"},14,319.35,12.72,141,102179,{"$f":"'Bethel TMY 3'!$D$5","v":2019},"02","06","00","02/06/2019 00:00","2019-02-05T16:00:00",41.432]
["20130206:0100",5.42,{"v":100,"d":"100.00"},3,{"v":0,"d":"0.00"},3,319.85,12.76,141,102179,{"$f":"'Bethel TMY 3'!$D$5","v":2019},"02","06","01","02/06/2019 01:00","2019-02-05T17:00:00",41.756]
["20130206:0200",{"v":5.6,"d":"5.60"},{"v":100,"d":"100.00"},0,{"v":0,"d":"0.00"},0,320.35,{"v":12.8,"d":"12.80"},140,102179,{"$f":"'Bethel TMY 3'!$D$5","v":2019},"02","06","02","02/06/2019 02:00","2019-02-05T18:00:00",42.08]
["20130206:0300",5.62,{"v":100,"d":"100.00"},0,{"v":0,"d":"0.00"},0,323.28,13.25,141,102129,{"$f":"'Bethel TMY 3'!$D$5","v":2019},"02","06","03","02/06/2019 03:00","2019-02-05T19:00:00",42.116]
["20130206:0400",5.65,{"v":100,"d":"100.00"},0,{"v":0,"d":"0.00"},0,326.22,{"v":13.7,"d":"13.70"},141,102079,{"$f":"'Bethel TMY 3'!$D$5","v":2019},"02","06","04","02/06/2019 04:00","2019-02-05T20:00:00",42.17]
["20130206:0500",5.67,{"v":100,"d":"100.00"},0,{"v":0,"d":"0.00"},0,329.15,14.15,141,102029,{"$f":"'Bethel TMY 3'!$D$5","v":2019},"02","06","05","02/06/2019 05:00","2019-02-05T21:00:00",42.206]
["20130206:0600",5.75,{"v":100,"d":"100.00"},0,{"v":0,"d":"0.00"},0,330.05,14.12,141,101976,{"$f":"'Bethel TMY 3'!$D$5","v":2019},"02","06","06","02/06/2019 06:00","2019-02-05T22:00:00",42.35]
["20130206:0700",5.84,{"v":100,"d":"100.00"},0,{"v":0,"d":"0.00"},0,330.95,14.09,140,101922,{"$f":"'Bethel TMY 3'!$D$5","v":2019},"02","06","07","02/06/2019 07:00","2019-02-05T23:00:00",42.512]
["20130206:0800",5.92,{"v":100,"d":"100.00"},0,{"v":0,"d":"0.00"},0,331.85,14.06,139,101869,{"$f":"'Bethel TMY 3'!$D$5","v":2019},"02","06","08","02/06/2019 08:00","2019-02-06",42.656]
["20130206:0900",5.99,{"v":100,"d":"100.00"},0,{"v":0,"d":"0.00"},0,331.47,13.84,139,101819,{"$f":"'Bethel TMY 3'!$D$5","v":2019},"02","06","09","02/06/2019 09:00","2019-02-06T01:00:00",42.782]
["20130206:1000",6.06,{"v":100,"d":"100.00"},0,{"v":0,"d":"0.00"},0,331.08,13.62,140,101769,{"$f":"'Bethel TMY 3'!$D$5","v":2019},"02","06","10","02/06/2019 10:00","2019-02-06T02:00:00",42.908]
["20130206:1100",6.13,{"v":100,"d":"100.00"},0,{"v":0,"d":"0.00"},0,{"v":330.7,"d":"330.70"},13.41,140,101719,{"$f":"'Bethel TMY 3'!$D$5","v":2019},"02","06","11","02/06/2019 11:00","2019-02-06T03:00:00",43.034]
["20130206:1200",6.09,{"v":100,"d":"100.00"},0,{"v":0,"d":"0.00"},0,{"v":330.8,"d":"330.80"},14.12,139,101629,{"$f":"'Bethel TMY 3'!$D$5","v":2019},"02","06","12","02/06/2019 12:00","2019-02-06T04:00:00",42.962]
["20130206:1300",6.06,{"v":100,"d":"100.00"},0,{"v":0,"d":"0.00"},0,{"v":330.9,"d":"330.90"},14.83,138,101540,{"$f":"'Bethel TMY 3'!$D$5","v":2019},"02","06","13","02/06/2019 13:00","2019-02-06T05:00:00",42.908]
["20130206:1400",6.02,{"v":100,"d":"100.00"},0,{"v":0,"d":"0.00"},0,{"v":331,"d":"331.00"},15.54,137,101450,{"$f":"'Bethel TMY 3'!$D$5","v":2019},"02","06","14","02/06/2019 14:00","2019-02-06T06:00:00",42.836]
["20130206:1500",6.06,{"v":100,"d":"100.00"},0,{"v":0,"d":"0.00"},0,330.08,15.72,139,101386,{"$f":"'Bethel TMY 3'!$D$5","v":2019},"02","06","15","02/06/2019 15:00","2019-02-06T07:00:00",42.908]
["20130206:1600",6.09,{"v":100,"d":"100.00"},0,{"v":0,"d":"0.00"},0,329.17,{"v":15.9,"d":"15.90"},140,101323,{"$f":"'Bethel TMY 3'!$D$5","v":2019},"02","06","16","02/06/2019 16:00","2019-02-06T08:00:00",42.962]
["20130206:1700",6.13,{"v":100,"d":"100.00"},1,{"v":0,"d":"0.00"},1,328.25,16.08,142,101260,{"$f":"'Bethel TMY 3'!$D$5","v":2019},"02","06","17","02/06/2019 17:00","2019-02-06T09:00:00",43.034]
["20130206:1800",6.13,{"v":100,"d":"100.00"},7,{"v":0,"d":"0.00"},7,329.93,16.24,144,101247,{"$f":"'Bethel TMY 3'!$D$5","v":2019},"02","06","18","02/06/2019 18:00","2019-02-06T10:00:00",43.034]
["20130206:1900",6.13,{"v":100,"d":"100.00"},32,{"v":0,"d":"0.00"},32,331.62,{"v":16.4,"d":"16.40"},146,101233,{"$f":"'Bethel TMY 3'!$D$5","v":2019},"02","06","19","02/06/2019 19:00","2019-02-06T11:00:00",43.034]
["20130206:2000",6.13,{"v":100,"d":"100.00"},20,{"v":0,"d":"0.00"},20,{"v":333.3,"d":"333.30"},16.57,148,101220,{"$f":"'Bethel TMY 3'!$D$5","v":2019},"02","06","20","02/06/2019 20:00","2019-02-06T12:00:00",43.034]
["20130206:2100",{"v":6.1,"d":"6.10"},{"v":100,"d":"100.00"},15,{"v":0,"d":"0.00"},15,334.43,17.53,149,101177,{"$f":"'Bethel TMY 3'!$D$5","v":2019},"02","06","21","02/06/2019 21:00","2019-02-06T13:00:00",42.980000000000004]
["20130206:2200",6.07,{"v":100,"d":"100.00"},37,{"v":0,"d":"0.00"},37,335.57,{"v":18.5,"d":"18.50"},149,101133,{"$f":"'Bethel TMY 3'!$D$5","v":2019},"02","06","22","02/06/2019 22:00","2019-02-06T14:00:00",42.926]
["20130206:2300",6.05,{"v":100,"d":"100.00"},43,{"v":0,"d":"0.00"},43,{"v":336.7,"d":"336.70"},19.46,149,101090,{"$f":"'Bethel TMY 3'!$D$5","v":2019},"02","06","23","02/06/2019 23:00","2019-02-06T15:00:00",42.89]
["20130207:0000",6.05,{"v":100,"d":"100.00"},6,{"v":0,"d":"0.00"},6,338.35,{"v":20.4,"d":"20.40"},148,101020,{"$f":"'Bethel TMY 3'!$D$5","v":2019},"02","07","00","02/07/2019 00:00","2019-02-06T16:00:00",42.89]
["20130207:0100",6.06,{"v":100,"d":"100.00"},1,{"v":0,"d":"0.00"},1,{"v":340,"d":"340.00"},21.33,147,100950,{"$f":"'Bethel TMY 3'!$D$5","v":2019},"02","07","01","02/07/2019 01:00","2019-02-06T17:00:00",42.908]
["20130207:0200",6.06,{"v":100,"d":"100.00"},0,{"v":0,"d":"0.00"},0,341.65,22.26,146,100880,{"$f":"'Bethel TMY 3'!$D$5","v":2019},"02","07","02","02/07/2019 02:00","2019-02-06T18:00:00",42.908]
["20130207:0300",6.09,{"v":100,"d":"100.00"},0,{"v":0,"d":"0.00"},0,341.75,21.83,144,100784,{"$f":"'Bethel TMY 3'!$D$5","v":2019},"02","07","03","02/07/2019 03:00","2019-02-06T19:00:00",42.962]
["20130207:0400",6.11,{"v":100,"d":"100.00"},0,{"v":0,"d":"0.00"},0,341.85,21.39,143,100687,{"$f":"'Bethel TMY 3'!$D$5","v":2019},"02","07","04","02/07/2019 04:00","2019-02-06T20:00:00",42.998000000000005]
["20130207:0500",6.14,{"v":100,"d":"100.00"},0,{"v":0,"d":"0.00"},0,341.95,20.95,141,100591,{"$f":"'Bethel TMY 3'!$D$5","v":2019},"02","07","05","02/07/2019 05:00","2019-02-06T21:00:00",43.052]
["20130207:0600",6.51,{"v":100,"d":"100.00"},0,{"v":0,"d":"0.00"},0,342.93,19.79,145,100481,{"$f":"'Bethel TMY 3'!$D$5","v":2019},"02","07","06","02/07/2019 06:00","2019-02-06T22:00:00",43.718]
["20130207:0700",6.88,{"v":100,"d":"100.00"},0,{"v":0,"d":"0.00"},0,343.92,18.63,148,100371,{"$f":"'Bethel TMY 3'!$D$5","v":2019},"02","07","07","02/07/2019 07:00","2019-02-06T23:00:00",44.384]
["20130207:0800",7.25,{"v":100,"d":"100.00"},0,{"v":0,"d":"0.00"},0,{"v":344.9,"d":"344.90"},17.48,151,100261,{"$f":"'Bethel TMY 3'!$D$5","v":2019},"02","07","08","02/07/2019 08:00","2019-02-07",45.05]
["20130207:0900",7.39,{"v":100,"d":"100.00"},0,{"v":0,"d":"0.00"},0,346.13,16.82,152,100161,{"$f":"'Bethel TMY 3'!$D$5","v":2019},{"$f":"MID(A915,5,2)","v":"02"},{"$f":"MID(A915,7,2)","v":"07"},{"$f":"MID(A915,10,2)","v":"09"},{"$f":"L915&\"/\"&M915&\"/\"&K915&\" \"&N915&\":00\"","v":"02/07/2019 09:00"},{"$f":"(DATEVALUE(O915)+TIMEVALUE(O915))+($P$16/24)","v":"2019-02-07T01:00:00"},{"$f":"((9/5)*B915)+32","v":45.302}]
["20130207:1000",7.53,{"v":100,"d":"100.00"},0,{"v":0,"d":"0.00"},0,347.37,16.16,153,100061,{"$f":"'Bethel TMY 3'!$D$5","v":2019},"02","07","10","02/07/2019 10:00","2019-02-07T02:00:00",45.554]
["20130207:1100",7.67,{"v":100,"d":"100.00"},0,{"v":0,"d":"0.00"},0,{"v":348.6,"d":"348.60"},{"v":15.5,"d":"15.50"},154,99961,{"$f":"'Bethel TMY 3'!$D$5","v":2019},"02","07","11","02/07/2019 11:00","2019-02-07T03:00:00",45.806]
["20130207:1200",7.71,{"v":100,"d":"100.00"},0,{"v":0,"d":"0.00"},0,348.47,16.26,154,99848,{"$f":"'Bethel TMY 3'!$D$5","v":2019},"02","07","12","02/07/2019 12:00","2019-02-07T04:00:00",45.878]
["20130207:1300",7.74,{"v":100,"d":"100.00"},0,{"v":0,"d":"0.00"},0,348.33,17.01,153,99735,{"$f":"'Bethel TMY 3'!$D$5","v":2019},"02","07","13","02/07/2019 13:00","2019-02-07T05:00:00",45.932]
["20130207:1400",7.78,{"v":100,"d":"100.00"},0,{"v":0,"d":"0.00"},0,{"v":348.2,"d":"348.20"},17.77,153,99622,{"$f":"'Bethel TMY 3'!$D$5","v":2019},"02","07","14","02/07/2019 14:00","2019-02-07T06:00:00",46.004000000000005]
["20130207:1500",7.81,{"v":100,"d":"100.00"},0,{"v":0,"d":"0.00"},0,346.78,{"v":17.2,"d":"17.20"},161,99579,{"$f":"'Bethel TMY 3'!$D$5","v":2019},"02","07","15","02/07/2019 15:00","2019-02-07T07:00:00",46.058]
["20130207:1600",7.84,{"v":100,"d":"100.00"},0,{"v":0,"d":"0.00"},0,345.37,16.64,169,99535,{"$f":"'Bethel TMY 3'!$D$5","v":2019},"02","07","16","02/07/2019 16:00","2019-02-07T08:00:00",46.112]
["20130207:1700",7.88,{"v":100,"d":"100.00"},3,{"v":0,"d":"0.00"},3,343.95,16.08,177,99492,{"$f":"'Bethel TMY 3'!$D$5","v":2019},"02","07","17","02/07/2019 17:00","2019-02-07T09:00:00",46.184]
["20130207:1800",7.63,{"v":100,"d":"100.00"},12,{"v":0,"d":"0.00"},12,333.38,15.65,177,99559,{"$f":"'Bethel TMY 3'!$D$5","v":2019},"02","07","18","02/07/2019 18:00","2019-02-07T10:00:00",45.734]
["20130207:1900",7.39,{"v":100,"d":"100.00"},19,{"v":0,"d":"0.00"},19,322.82,15.22,177,99625,{"$f":"'Bethel TMY 3'!$D$5","v":2019},"02","07","19","02/07/2019 19:00","2019-02-07T11:00:00",45.302]
["20130207:2000",7.15,{"v":100,"d":"100.00"},243,454.61,99,312.25,14.79,178,99692,{"$f":"'Bethel TMY 3'!$D$5","v":2019},"02","07","20","02/07/2019 20:00","2019-02-07T12:00:00",44.870000000000005]
["20130207:2100",{"v":6.9,"d":"6.90"},{"v":100,"d":"100.00"},153,{"v":53.6,"d":"53.60"},135,{"v":311,"d":"311.00"},14.55,180,99732,{"$f":"'Bethel TMY 3'!$D$5","v":2019},"02","07","21","02/07/2019 21:00","2019-02-07T13:00:00",44.42]
["20130207:2200",6.65,{"v":100,"d":"100.00"},20,{"v":0,"d":"0.00"},20,309.75,14.31,183,99772,{"$f":"'Bethel TMY 3'!$D$5","v":2019},"02","07","22","02/07/2019 22:00","2019-02-07T14:00:00",43.97]
["20130207:2300",{"v":6.4,"d":"6.40"},{"v":100,"d":"100.00"},11,{"v":0,"d":"0.00"},11,{"v":308.5,"d":"308.50"},14.07,186,99812,{"$f":"'Bethel TMY 3'!$D$5","v":2019},"02","07","23","02/07/2019 23:00","2019-02-07T15:00:00",43.52]
["20130208:0000",6.27,{"v":100,"d":"100.00"},4,{"v":0,"d":"0.00"},4,{"v":314.5,"d":"314.50"},13.25,200,99895,{"$f":"'Bethel TMY 3'!$D$5","v":2019},"02","08","00","02/08/2019 00:00","2019-02-07T16:00:00",43.286]
["20130208:0100",6.15,{"v":100,"d":"100.00"},1,{"v":0,"d":"0.00"},1,{"v":320.5,"d":"320.50"},12.43,213,99978,{"$f":"'Bethel TMY 3'!$D$5","v":2019},"02","08","01","02/08/2019 01:00","2019-02-07T17:00:00",43.07]
["20130208:0200",6.03,{"v":100,"d":"100.00"},0,{"v":0,"d":"0.00"},0,{"v":326.5,"d":"326.50"},11.61,226,100061,{"$f":"'Bethel TMY 3'!$D$5","v":2019},"02","08","02","02/08/2019 02:00","2019-02-07T18:00:00",42.854]
["20130208:0300",5.79,{"v":100,"d":"100.00"},0,{"v":0,"d":"0.00"},0,320.55,11.08,237,100308,{"$f":"'Bethel TMY 3'!$D$5","v":2019},"02","08","03","02/08/2019 03:00","2019-02-07T19:00:00",42.422]
["20130208:0400",5.56,{"v":100,"d":"100.00"},0,{"v":0,"d":"0.00"},0,{"v":314.6,"d":"314.60"},10.54,249,100554,{"$f":"'Bethel TMY 3'!$D$5","v":2019},"02","08","04","02/08/2019 04:00","2019-02-07T20:00:00",42.007999999999996]
["20130208:0500",5.32,{"v":100,"d":"100.00"},0,{"v":0,"d":"0.00"},0,308.65,{"v":10,"d":"10.00"},260,100800,{"$f":"'Bethel TMY 3'!$D$5","v":2019},"02","08","05","02/08/2019 05:00","2019-02-07T21:00:00",41.576]
["20130208:0600",5.27,{"v":100,"d":"100.00"},0,{"v":0,"d":"0.00"},0,296.38,9.38,259,101040,{"$f":"'Bethel TMY 3'!$D$5","v":2019},"02","08","06","02/08/2019 06:00","2019-02-07T22:00:00",41.486]
["20130208:0700",5.21,{"v":100,"d":"100.00"},0,{"v":0,"d":"0.00"},0,284.12,8.76,257,101280,{"$f":"'Bethel TMY 3'!$D$5","v":2019},"02","08","07","02/08/2019 07:00","2019-02-07T23:00:00",41.378]
["20130208:0800",5.16,{"v":100,"d":"100.00"},0,{"v":0,"d":"0.00"},0,271.85,8.14,256,101520,{"$f":"'Bethel TMY 3'!$D$5","v":2019},"02","08","08","02/08/2019 08:00","2019-02-08",41.288]
["20130208:0900",5.01,{"v":100,"d":"100.00"},0,{"v":0,"d":"0.00"},0,268.05,{"v":8,"d":"8.00"},254,101683,{"$f":"'Bethel TMY 3'!$D$5","v":2019},"02","08","09","02/08/2019 09:00","2019-02-08T01:00:00",41.018]
["20130208:1000",4.86,{"v":100,"d":"100.00"},0,{"v":0,"d":"0.00"},0,264.25,7.86,253,101846,{"$f":"'Bethel TMY 3'!$D$5","v":2019},"02","08","10","02/08/2019 10:00","2019-02-08T02:00:00",40.748000000000005]
["20130208:1100",4.71,{"v":100,"d":"100.00"},0,{"v":0,"d":"0.00"},0,260.45,7.72,252,102009,{"$f":"'Bethel TMY 3'!$D$5","v":2019},"02","08","11","02/08/2019 11:00","2019-02-08T03:00:00",40.478]
["20130208:1200",4.51,{"v":100,"d":"100.00"},0,{"v":0,"d":"0.00"},0,260.27,7.34,252,102125,{"$f":"'Bethel TMY 3'!$D$5","v":2019},"02","08","12","02/08/2019 12:00","2019-02-08T04:00:00",40.118]
["20130208:1300",{"v":4.3,"d":"4.30"},{"v":100,"d":"100.00"},0,{"v":0,"d":"0.00"},0,260.08,6.96,253,102242,{"$f":"'Bethel TMY 3'!$D$5","v":2019},"02","08","13","02/08/2019 13:00","2019-02-08T05:00:00",39.74]
["20130208:1400",{"v":4.1,"d":"4.10"},{"v":100,"d":"100.00"},0,{"v":0,"d":"0.00"},0,{"v":259.9,"d":"259.90"},6.58,254,102359,{"$f":"'Bethel TMY 3'!$D$5","v":2019},"02","08","14","02/08/2019 14:00","2019-02-08T06:00:00",39.38]
["20130208:1500",3.84,{"v":100,"d":"100.00"},0,{"v":0,"d":"0.00"},0,262.72,6.34,253,102465,{"$f":"'Bethel TMY 3'!$D$5","v":2019},"02","08","15","02/08/2019 15:00","2019-02-08T07:00:00",38.912]
["20130208:1600",3.58,{"v":100,"d":"100.00"},0,{"v":0,"d":"0.00"},0,265.53,{"v":6.1,"d":"6.10"},253,102572,{"$f":"'Bethel TMY 3'!$D$5","v":2019},"02","08","16","02/08/2019 16:00","2019-02-08T08:00:00",38.444]
["20130208:1700",3.33,{"v":100,"d":"100.00"},25,{"v":0,"d":"0.00"},25,268.35,5.86,252,102678,{"$f":"'Bethel TMY 3'!$D$5","v":2019},"02","08","17","02/08/2019 17:00","2019-02-08T09:00:00",37.994]
["20130208:1800",3.63,{"v":100,"d":"100.00"},106,241.34,63,267.02,5.48,253,102788,{"$f":"'Bethel TMY 3'!$D$5","v":2019},"02","08","18","02/08/2019 18:00","2019-02-08T10:00:00",38.534]
["20130208:1900",3.94,{"v":100,"d":"100.00"},200,{"v":458.1,"d":"458.10"},78,265.68,5.09,253,102898,{"$f":"'Bethel TMY 3'!$D$5","v":2019},"02","08","19","02/08/2019 19:00","2019-02-08T11:00:00",39.092]
["20130208:2000",4.24,{"v":100,"d":"100.00"},244,441.19,102,264.35,{"v":4.7,"d":"4.70"},253,103008,{"$f":"'Bethel TMY 3'!$D$5","v":2019},"02","08","20","02/08/2019 20:00","2019-02-08T12:00:00",39.632]
["20130208:2100",4.39,99.07,251,392.96,117,263.28,{"v":4.5,"d":"4.50"},257,103098,{"$f":"'Bethel TMY 3'!$D$5","v":2019},"02","08","21","02/08/2019 21:00","2019-02-08T13:00:00",39.902]
["20130208:2200",4.53,98.14,194,198.48,130,262.22,4.29,261,103188,{"$f":"'Bethel TMY 3'!$D$5","v":2019},"02","08","22","02/08/2019 22:00","2019-02-08T14:00:00",40.153999999999996]
["20130208:2300",4.68,97.21,182,332.77,93,261.15,4.08,265,103277,{"$f":"'Bethel TMY 3'!$D$5","v":2019},"02","08","23","02/08/2019 23:00","2019-02-08T15:00:00",40.424]
["20130209:0000",4.61,98.14,110,259.63,62,257.95,3.32,276,103377,{"$f":"'Bethel TMY 3'!$D$5","v":2019},"02","09","00","02/09/2019 00:00","2019-02-08T16:00:00",40.298]
["20130209:0100",4.55,99.07,44,227.44,28,254.75,2.57,288,103477,{"$f":"'Bethel TMY 3'!$D$5","v":2019},"02","09","01","02/09/2019 01:00","2019-02-08T17:00:00",40.19]
["20130209:0200",4.49,{"v":100,"d":"100.00"},0,{"v":0,"d":"0.00"},0,251.55,1.81,300,103577,{"$f":"'Bethel TMY 3'!$D$5","v":2019},"02","09","02","02/09/2019 02:00","2019-02-08T18:00:00",40.082]
["20130209:0300",4.33,{"v":100,"d":"100.00"},0,{"v":0,"d":"0.00"},0,250.42,2.11,351,103617,{"$f":"'Bethel TMY 3'!$D$5","v":2019},"02","09","03","02/09/2019 03:00","2019-02-08T19:00:00",39.794]
["20130209:0400",4.16,{"v":100,"d":"100.00"},0,{"v":0,"d":"0.00"},0,249.28,2.42,42,103657,{"$f":"'Bethel TMY 3'!$D$5","v":2019},"02","09","04","02/09/2019 04:00","2019-02-08T20:00:00",39.488]
["20130209:0500",{"v":4,"d":"4.00"},{"v":100,"d":"100.00"},0,{"v":0,"d":"0.00"},0,248.15,2.73,93,103697,{"$f":"'Bethel TMY 3'!$D$5","v":2019},"02","09","05","02/09/2019 05:00","2019-02-08T21:00:00",39.2]
["20130209:0600",3.92,{"v":100,"d":"100.00"},0,{"v":0,"d":"0.00"},0,250.58,3.28,98,103747,{"$f":"'Bethel TMY 3'!$D$5","v":2019},"02","09","06","02/09/2019 06:00","2019-02-08T22:00:00",39.056]
["20130209:0700",3.85,{"v":100,"d":"100.00"},0,{"v":0,"d":"0.00"},0,253.02,3.83,104,103797,{"$f":"'Bethel TMY 3'!$D$5","v":2019},"02","09","07","02/09/2019 07:00","2019-02-08T23:00:00",38.93]
["20130209:0800",3.77,{"v":100,"d":"100.00"},0,{"v":0,"d":"0.00"},0,255.45,4.37,109,103847,{"$f":"'Bethel TMY 3'!$D$5","v":2019},"02","09","08","02/09/2019 08:00","2019-02-09",38.786]
["20130209:0900",3.65,{"v":100,"d":"100.00"},0,{"v":0,"d":"0.00"},0,259.93,4.84,107,103847,{"$f":"'Bethel TMY 3'!$D$5","v":2019},"02","09","09","02/09/2019 09:00","2019-02-09T01:00:00",38.57]
["20130209:1000",3.52,{"v":100,"d":"100.00"},0,{"v":0,"d":"0.00"},0,264.42,5.31,104,103847,{"$f":"'Bethel TMY 3'!$D$5","v":2019},"02","09","10","02/09/2019 10:00","2019-02-09T02:00:00",38.336]
["20130209:1100",{"v":3.4,"d":"3.40"},{"v":100,"d":"100.00"},0,{"v":0,"d":"0.00"},0,{"v":268.9,"d":"268.90"},5.78,102,103847,{"$f":"'Bethel TMY 3'!$D$5","v":2019},"02","09","11","02/09/2019 11:00","2019-02-09T03:00:00",38.12]
["20130209:1200",3.52,{"v":100,"d":"100.00"},0,{"v":0,"d":"0.00"},0,265.63,6.27,101,103830,{"$f":"'Bethel TMY 3'!$D$5","v":2019},"02","09","12","02/09/2019 12:00","2019-02-09T04:00:00",38.336]
["20130209:1300",3.63,{"v":100,"d":"100.00"},0,{"v":0,"d":"0.00"},0,262.37,6.75,100,103813,{"$f":"'Bethel TMY 3'!$D$5","v":2019},"02","09","13","02/09/2019 13:00","2019-02-09T05:00:00",38.534]
["20130209:1400",3.75,{"v":100,"d":"100.00"},0,{"v":0,"d":"0.00"},0,{"v":259.1,"d":"259.10"},7.24,100,103797,{"$f":"'Bethel TMY 3'!$D$5","v":2019},"02","09","14","02/09/2019 14:00","2019-02-09T06:00:00",38.75]
["20130209:1500",3.83,{"v":100,"d":"100.00"},0,{"v":0,"d":"0.00"},0,263.12,7.63,98,103770,{"$f":"'Bethel TMY 3'!$D$5","v":2019},"02","09","15","02/09/2019 15:00","2019-02-09T07:00:00",38.894]
["20130209:1600",3.91,{"v":100,"d":"100.00"},0,{"v":0,"d":"0.00"},0,267.13,8.02,97,103744,{"$f":"'Bethel TMY 3'!$D$5","v":2019},"02","09","16","02/09/2019 16:00","2019-02-09T08:00:00",39.038]
["20130209:1700",3.99,{"v":100,"d":"100.00"},7,{"v":0,"d":"0.00"},7,271.15,8.41,96,103717,{"$f":"'Bethel TMY 3'!$D$5","v":2019},"02","09","17","02/09/2019 17:00","2019-02-09T09:00:00",39.182]
["20130209:1800",4.32,98.46,25,{"v":0,"d":"0.00"},25,272.93,8.46,97,103677,{"$f":"'Bethel TMY 3'!$D$5","v":2019},"02","09","18","02/09/2019 18:00","2019-02-09T10:00:00",39.776]
["20130209:1900",4.65,96.92,78,{"v":0,"d":"0.00"},78,274.72,8.51,99,103637,{"$f":"'Bethel TMY 3'!$D$5","v":2019},"02","09","19","02/09/2019 19:00","2019-02-09T11:00:00",40.370000000000005]
["20130209:2000",4.98,95.38,126,15.29,121,{"v":276.5,"d":"276.50"},8.55,100,103597,{"$f":"'Bethel TMY 3'!$D$5","v":2019},"02","09","20","02/09/2019 20:00","2019-02-09T12:00:00",40.964]
["20130209:2100",5.42,92.46,159,54.88,140,277.42,8.51,102,103531,{"$f":"'Bethel TMY 3'!$D$5","v":2019},"02","09","21","02/09/2019 21:00","2019-02-09T13:00:00",41.756]
["20130209:2200",5.86,89.54,111,{"v":0,"d":"0.00"},111,278.33,8.47,104,103464,{"$f":"'Bethel TMY 3'!$D$5","v":2019},"02","09","22","02/09/2019 22:00","2019-02-09T14:00:00",42.548]
["20130209:2300",6.31,86.62,159,190.72,107,279.25,8.43,106,103397,{"$f":"'Bethel TMY 3'!$D$5","v":2019},"02","09","23","02/09/2019 23:00","2019-02-09T15:00:00",43.358]
["20130210:0000",6.55,84.02,102,178.93,68,280.27,8.56,108,103357,{"$f":"'Bethel TMY 3'!$D$5","v":2019},"02","10","00","02/10/2019 00:00","2019-02-09T16:00:00",43.79]
["20130210:0100",6.79,81.41,31,{"v":53.1,"d":"53.10"},27,281.28,8.69,110,103317,{"$f":"'Bethel TMY 3'!$D$5","v":2019},{"$f":"MID(A979,5,2)","v":"02"},{"$f":"MID(A979,7,2)","v":"10"},{"$f":"MID(A979,10,2)","v":"01"},{"$f":"L979&\"/\"&M979&\"/\"&K979&\" \"&N979&\":00\"","v":"02/10/2019 01:00"},{"$f":"(DATEVALUE(O979)+TIMEVALUE(O979))+($P$16/24)","v":"2019-02-09T17:00:00"},{"$f":"((9/5)*B979)+32","v":44.222}]
["20130210:0200",7.03,78.81,0,{"v":0,"d":"0.00"},0,{"v":282.3,"d":"282.30"},8.81,112,103277,{"$f":"'Bethel TMY 3'!$D$5","v":2019},"02","10","02","02/10/2019 02:00","2019-02-09T18:00:00",44.653999999999996]
["20130210:0300",7.09,77.71,0,{"v":0,"d":"0.00"},0,282.28,8.68,112,103251,{"$f":"'Bethel TMY 3'!$D$5","v":2019},"02","10","03","02/10/2019 03:00","2019-02-09T19:00:00",44.762]
["20130210:0400",7.16,{"v":76.6,"d":"76.60"},0,{"v":0,"d":"0.00"},0,282.27,8.54,113,103224,{"$f":"'Bethel TMY 3'!$D$5","v":2019},"02","10","04","02/10/2019 04:00","2019-02-09T20:00:00",44.888]
["20130210:0500",7.22,{"v":75.5,"d":"75.50"},0,{"v":0,"d":"0.00"},0,282.25,{"v":8.4,"d":"8.40"},113,103198,{"$f":"'Bethel TMY 3'!$D$5","v":2019},"02","10","05","02/10/2019 05:00","2019-02-09T21:00:00",44.996]
["20130210:0600",{"v":7.2,"d":"7.20"},75.31,0,{"v":0,"d":"0.00"},0,280.15,8.29,111,103194,{"$f":"'Bethel TMY 3'!$D$5","v":2019},"02","10","06","02/10/2019 06:00","2019-02-09T22:00:00",44.96]
["20130210:0700",7.17,75.13,0,{"v":0,"d":"0.00"},0,278.05,8.18,109,103191,{"$f":"'Bethel TMY 3'!$D$5","v":2019},"02","10","07","02/10/2019 07:00","2019-02-09T23:00:00",44.906]
["20130210:0800",7.15,74.94,0,{"v":0,"d":"0.00"},0,275.95,8.07,106,103188,{"$f":"'Bethel TMY 3'!$D$5","v":2019},"02","10","08","02/10/2019 08:00","2019-02-10",44.870000000000005]
["20130210:0900",7.03,76.41,0,{"v":0,"d":"0.00"},0,{"v":277.1,"d":"277.10"},8.12,104,103151,{"$f":"'Bethel TMY 3'!$D$5","v":2019},"02","10","09","02/10/2019 09:00","2019-02-10T01:00:00",44.653999999999996]
["20130210:1000",{"v":6.9,"d":"6.90"},77.89,0,{"v":0,"d":"0.00"},0,278.25,8.18,102,103114,{"$f":"'Bethel TMY 3'!$D$5","v":2019},"02","10","10","02/10/2019 10:00","2019-02-10T02:00:00",44.42]
["20130210:1100",6.78,79.36,0,{"v":0,"d":"0.00"},0,{"v":279.4,"d":"279.40"},8.23,100,103078,{"$f":"'Bethel TMY 3'!$D$5","v":2019},"02","10","11","02/10/2019 11:00","2019-02-10T03:00:00",44.204]
["20130210:1200",6.43,81.95,0,{"v":0,"d":"0.00"},0,268.13,8.33,98,102994,{"$f":"'Bethel TMY 3'!$D$5","v":2019},"02","10","12","02/10/2019 12:00","2019-02-10T04:00:00",43.574]
["20130210:1300",6.09,84.55,0,{"v":0,"d":"0.00"},0,256.87,8.42,96,102911,{"$f":"'Bethel TMY 3'!$D$5","v":2019},"02","10","13","02/10/2019 13:00","2019-02-10T05:00:00",42.962]
["20130210:1400",5.74,87.14,0,{"v":0,"d":"0.00"},0,{"v":245.6,"d":"245.60"},8.51,93,102828,{"$f":"'Bethel TMY 3'!$D$5","v":2019},"02","10","14","02/10/2019 14:00","2019-02-10T06:00:00",42.332]
["20130210:1500",5.78,86.43,0,{"v":0,"d":"0.00"},0,245.98,8.52,92,102811,{"$f":"'Bethel TMY 3'!$D$5","v":2019},"02","10","15","02/10/2019 15:00","2019-02-10T07:00:00",42.403999999999996]
["20130210:1600",5.81,85.72,0,{"v":0,"d":"0.00"},0,246.37,8.54,90,102795,{"$f":"'Bethel TMY 3'!$D$5","v":2019},"02","10","16","02/10/2019 16:00","2019-02-10T08:00:00",42.458]
["20130210:1700",5.85,85.01,28,{"v":0,"d":"0.00"},28,246.75,8.55,88,102778,{"$f":"'Bethel TMY 3'!$D$5","v":2019},"02","10","17","02/10/2019 17:00","2019-02-10T09:00:00",42.53]
["20130210:1800",6.24,78.88,113,249.96,66,{"v":247.8,"d":"247.80"},8.35,88,102721,{"$f":"'Bethel TMY 3'!$D$5","v":2019},"02","10","18","02/10/2019 18:00","2019-02-10T10:00:00",43.232]
["20130210:1900",6.64,72.76,186,318.28,98,248.85,8.15,88,102665,{"$f":"'Bethel TMY 3'!$D$5","v":2019},"02","10","19","02/10/2019 19:00","2019-02-10T11:00:00",43.952]
["20130210:2000",7.04,66.63,255,451.47,105,{"v":249.9,"d":"249.90"},7.94,88,102608,{"$f":"'Bethel TMY 3'!$D$5","v":2019},"02","10","20","02/10/2019 20:00","2019-02-10T12:00:00",44.672]
["20130210:2100",7.35,67.48,259,386.89,123,252.85,7.82,92,102518,{"$f":"'Bethel TMY 3'!$D$5","v":2019},"02","10","21","02/10/2019 21:00","2019-02-10T13:00:00",45.230000000000004]
["20130210:2200",7.66,68.32,268,522.56,94,{"v":255.8,"d":"255.80"},7.69,95,102428,{"$f":"'Bethel TMY 3'!$D$5","v":2019},"02","10","22","02/10/2019 22:00","2019-02-10T14:00:00",45.788]
["20130210:2300",7.98,69.17,175,{"v":251.9,"d":"251.90"},105,258.75,7.56,99,102339,{"$f":"'Bethel TMY 3'!$D$5","v":2019},"02","10","23","02/10/2019 23:00","2019-02-10T15:00:00",46.364000000000004]
["20130211:0000",7.95,{"v":70.7,"d":"70.70"},136,414.99,55,259.63,7.94,102,102295,{"$f":"'Bethel TMY 3'!$D$5","v":2019},"02","11","00","02/11/2019 00:00","2019-02-10T16:00:00",46.31]
["20130211:0100",7.93,72.22,43,161.78,30,260.52,8.32,106,102252,{"$f":"'Bethel TMY 3'!$D$5","v":2019},"02","11","01","02/11/2019 01:00","2019-02-10T17:00:00",46.274]
["20130211:0200",7.91,73.75,0,{"v":0,"d":"0.00"},0,{"v":261.4,"d":"261.40"},{"v":8.7,"d":"8.70"},109,102209,{"$f":"'Bethel TMY 3'!$D$5","v":2019},"02","11","02","02/11/2019 02:00","2019-02-10T18:00:00",46.238]
["20130211:0300",7.94,{"v":75.5,"d":"75.50"},0,{"v":0,"d":"0.00"},0,258.85,{"v":8.8,"d":"8.80"},110,102212,{"$f":"'Bethel TMY 3'!$D$5","v":2019},"02","11","03","02/11/2019 03:00","2019-02-10T19:00:00",46.292]
["20130211:0400",7.97,77.24,0,{"v":0,"d":"0.00"},0,{"v":256.3,"d":"256.30"},8.91,110,102215,{"$f":"'Bethel TMY 3'!$D$5","v":2019},"02","11","04","02/11/2019 04:00","2019-02-10T20:00:00",46.346000000000004]
["20130211:0500",{"v":8,"d":"8.00"},78.99,0,{"v":0,"d":"0.00"},0,253.75,9.01,111,102219,{"$f":"'Bethel TMY 3'!$D$5","v":2019},"02","11","05","02/11/2019 05:00","2019-02-10T21:00:00",46.4]
["20130211:0600",8.08,79.85,0,{"v":0,"d":"0.00"},0,{"v":253.6,"d":"253.60"},9.24,113,102219,{"$f":"'Bethel TMY 3'!$D$5","v":2019},"02","11","06","02/11/2019 06:00","2019-02-10T22:00:00",46.544]
["20130211:0700",8.17,{"v":80.7,"d":"80.70"},0,{"v":0,"d":"0.00"},0,253.45,9.48,115,102219,{"$f":"'Bethel TMY 3'!$D$5","v":2019},"02","11","07","02/11/2019 07:00","2019-02-10T23:00:00",46.706]
["20130211:0800",8.25,81.56,0,{"v":0,"d":"0.00"},0,{"v":253.3,"d":"253.30"},9.71,117,102219,{"$f":"'Bethel TMY 3'!$D$5","v":2019},"02","11","08","02/11/2019 08:00","2019-02-11",46.85]
["20130211:0900",8.33,{"v":80.4,"d":"80.40"},0,{"v":0,"d":"0.00"},0,255.17,9.85,120,102205,{"$f":"'Bethel TMY 3'!$D$5","v":2019},"02","11","09","02/11/2019 09:00","2019-02-11T01:00:00",46.994]
["20130211:1000",{"v":8.4,"d":"8.40"},79.23,0,{"v":0,"d":"0.00"},0,257.03,{"v":10,"d":"10.00"},123,102192,{"$f":"'Bethel TMY 3'!$D$5","v":2019},"02","11","10","02/11/2019 10:00","2019-02-11T02:00:00",47.120000000000005]
["20130211:1100",8.48,78.07,0,{"v":0,"d":"0.00"},0,{"v":258.9,"d":"258.90"},10.14,126,102179,{"$f":"'Bethel TMY 3'!$D$5","v":2019},"02","11","11","02/11/2019 11:00","2019-02-11T03:00:00",47.264]
["20130211:1200",8.57,76.14,0,{"v":0,"d":"0.00"},0,265.82,{"v":10.6,"d":"10.60"},128,102172,{"$f":"'Bethel TMY 3'!$D$5","v":2019},"02","11","12","02/11/2019 12:00","2019-02-11T04:00:00",47.426]
["20130211:1300",8.66,74.22,0,{"v":0,"d":"0.00"},0,272.73,11.06,130,102165,{"$f":"'Bethel TMY 3'!$D$5","v":2019},"02","11","13","02/11/2019 13:00","2019-02-11T05:00:00",47.588]
["20130211:1400",8.75,72.29,0,{"v":0,"d":"0.00"},0,279.65,11.52,131,102159,{"$f":"'Bethel TMY 3'!$D$5","v":2019},"02","11","14","02/11/2019 14:00","2019-02-11T06:00:00",47.75]
["20130211:1500",{"v":8.9,"d":"8.90"},72.36,0,{"v":0,"d":"0.00"},0,289.82,11.65,133,102159,{"$f":"'Bethel TMY 3'!$D$5","v":2019},"02","11","15","02/11/2019 15:00","2019-02-11T07:00:00",48.019999999999996]
["20130211:1600",9.04,72.42,0,{"v":0,"d":"0.00"},0,299.98,11.77,135,102159,{"$f":"'Bethel TMY 3'!$D$5","v":2019},"02","11","16","02/11/2019 16:00","2019-02-11T08:00:00",48.272]
["20130211:1700",9.19,72.49,3,{"v":0,"d":"0.00"},3,310.15,{"v":11.9,"d":"11.90"},137,102159,{"$f":"'Bethel TMY 3'!$D$5","v":2019},"02","11","17","02/11/2019 17:00","2019-02-11T09:00:00",48.542]
["20130211:1800",9.18,74.16,11,{"v":0,"d":"0.00"},11,{"v":315.2,"d":"315.20"},11.97,139,102159,{"$f":"'Bethel TMY 3'!$D$5","v":2019},"02","11","18","02/11/2019 18:00","2019-02-11T10:00:00",48.524]
["20130211:1900",9.17,75.82,62,{"v":0,"d":"0.00"},62,320.25,12.04,142,102159,{"$f":"'Bethel TMY 3'!$D$5","v":2019},"02","11","19","02/11/2019 19:00","2019-02-11T11:00:00",48.506]
["20130211:2000",9.16,77.49,11,{"v":0,"d":"0.00"},11,{"v":325.3,"d":"325.30"},12.11,145,102159,{"$f":"'Bethel TMY 3'!$D$5","v":2019},"02","11","20","02/11/2019 20:00","2019-02-11T12:00:00",48.488]
["20130211:2100",8.95,82.58,12,{"v":0,"d":"0.00"},12,325.67,12.01,145,102155,{"$f":"'Bethel TMY 3'!$D$5","v":2019},"02","11","21","02/11/2019 21:00","2019-02-11T13:00:00",48.11]
["20130211:2200",8.73,87.68,45,{"v":0,"d":"0.00"},45,326.03,11.92,145,102152,{"$f":"'Bethel TMY 3'!$D$5","v":2019},"02","11","22","02/11/2019 22:00","2019-02-11T14:00:00",47.714]
["20130211:2300",8.52,92.77,11,{"v":0,"d":"0.00"},11,{"v":326.4,"d":"326.40"},11.82,146,102149,{"$f":"'Bethel TMY 3'!$D$5","v":2019},"02","11","23","02/11/2019 23:00","2019-02-11T15:00:00",47.336]
["20130212:0000",8.34,95.18,14,{"v":0,"d":"0.00"},14,324.83,12.14,143,102182,{"$f":"'Bethel TMY 3'!$D$5","v":2019},"02","12","00","02/12/2019 00:00","2019-02-11T16:00:00",47.012]
["20130212:0100",8.17,97.59,10,{"v":0,"d":"0.00"},10,323.27,12.46,141,102215,{"$f":"'Bethel TMY 3'!$D$5","v":2019},"02","12","01","02/12/2019 01:00","2019-02-11T17:00:00",46.706]
["20130212:0200",{"v":8,"d":"8.00"},{"v":100,"d":"100.00"},0,{"v":0,"d":"0.00"},0,{"v":321.7,"d":"321.70"},12.77,138,102249,{"$f":"'Bethel TMY 3'!$D$5","v":2019},"02","12","02","02/12/2019 02:00","2019-02-11T18:00:00",46.4]
["20130212:0300",8.01,{"v":100,"d":"100.00"},0,{"v":0,"d":"0.00"},0,320.92,12.92,139,102232,{"$f":"'Bethel TMY 3'!$D$5","v":2019},"02","12","03","02/12/2019 03:00","2019-02-11T19:00:00",46.418]
["20130212:0400",8.03,{"v":100,"d":"100.00"},0,{"v":0,"d":"0.00"},0,320.13,13.08,141,102215,{"$f":"'Bethel TMY 3'!$D$5","v":2019},"02","12","04","02/12/2019 04:00","2019-02-11T20:00:00",46.454]
["20130212:0500",8.04,{"v":100,"d":"100.00"},0,{"v":0,"d":"0.00"},0,319.35,13.23,142,102199,{"$f":"'Bethel TMY 3'!$D$5","v":2019},"02","12","05","02/12/2019 05:00","2019-02-11T21:00:00",46.472]
["20130212:0600",8.05,{"v":100,"d":"100.00"},0,{"v":0,"d":"0.00"},0,322.93,13.44,142,102165,{"$f":"'Bethel TMY 3'!$D$5","v":2019},"02","12","06","02/12/2019 06:00","2019-02-11T22:00:00",46.49]
["20130212:0700",8.07,{"v":100,"d":"100.00"},0,{"v":0,"d":"0.00"},0,326.52,13.65,142,102132,{"$f":"'Bethel TMY 3'!$D$5","v":2019},"02","12","07","02/12/2019 07:00","2019-02-11T23:00:00",46.526]
["20130212:0800",8.08,{"v":100,"d":"100.00"},0,{"v":0,"d":"0.00"},0,{"v":330.1,"d":"330.10"},13.86,142,102099,{"$f":"'Bethel TMY 3'!$D$5","v":2019},"02","12","08","02/12/2019 08:00","2019-02-12",46.544]
["20130212:0900",8.01,{"v":100,"d":"100.00"},0,{"v":0,"d":"0.00"},0,334.45,13.88,144,102052,{"$f":"'Bethel TMY 3'!$D$5","v":2019},"02","12","09","02/12/2019 09:00","2019-02-12T01:00:00",46.418]
["20130212:1000",7.95,{"v":100,"d":"100.00"},0,{"v":0,"d":"0.00"},0,{"v":338.8,"d":"338.80"},{"v":13.9,"d":"13.90"},147,102006,{"$f":"'Bethel TMY 3'!$D$5","v":2019},"02","12","10","02/12/2019 10:00","2019-02-12T02:00:00",46.31]
["20130212:1100",7.88,{"v":100,"d":"100.00"},0,{"v":0,"d":"0.00"},0,343.15,13.92,150,101959,{"$f":"'Bethel TMY 3'!$D$5","v":2019},"02","12","11","02/12/2019 11:00","2019-02-12T03:00:00",46.184]
["20130212:1200",7.68,{"v":100,"d":"100.00"},0,{"v":0,"d":"0.00"},0,343.23,12.87,160,101976,{"$f":"'Bethel TMY 3'!$D$5","v":2019},"02","12","12","02/12/2019 12:00","2019-02-12T04:00:00",45.824]
["20130212:1300",7.49,{"v":100,"d":"100.00"},0,{"v":0,"d":"0.00"},0,343.32,11.83,171,101992,{"$f":"'Bethel TMY 3'!$D$5","v":2019},"02","12","13","02/12/2019 13:00","2019-02-12T05:00:00",45.482]
["20130212:1400",7.29,{"v":100,"d":"100.00"},0,{"v":0,"d":"0.00"},0,{"v":343.4,"d":"343.40"},10.79,182,102009,{"$f":"'Bethel TMY 3'!$D$5","v":2019},"02","12","14","02/12/2019 14:00","2019-02-12T06:00:00",45.122]
["20130212:1500",6.92,{"v":100,"d":"100.00"},0,{"v":0,"d":"0.00"},0,333.77,9.89,197,102099,{"$f":"'Bethel TMY 3'!$D$5","v":2019},"02","12","15","02/12/2019 15:00","2019-02-12T07:00:00",44.456]
["20130212:1600",6.55,{"v":100,"d":"100.00"},0,{"v":0,"d":"0.00"},0,324.13,8.99,211,102189,{"$f":"'Bethel TMY 3'!$D$5","v":2019},"02","12","16","02/12/2019 16:00","2019-02-12T08:00:00",43.79]
["20130212:1700",6.19,{"v":100,"d":"100.00"},7,{"v":0,"d":"0.00"},7,{"v":314.5,"d":"314.50"},{"v":8.1,"d":"8.10"},226,102279,{"$f":"'Bethel TMY 3'!$D$5","v":2019},{"$f":"MID(A1043,5,2)","v":"02"},{"$f":"MID(A1043,7,2)","v":"12"},{"$f":"MID(A1043,10,2)","v":"17"},{"$f":"L1043&\"/\"&M1043&\"/\"&K1043&\" \"&N1043&\":00\"","v":"02/12/2019 17:00"},{"$f":"(DATEVALUE(O1043)+TIMEVALUE(O1043))+($P$16/24)","v":"2019-02-12T09:00:00"},{"$f":"((9/5)*B1043)+32","v":43.142}]
["20130212:1800",6.08,{"v":100,"d":"100.00"},7,{"v":0,"d":"0.00"},7,{"v":299.3,"d":"299.30"},{"v":7.8,"d":"7.80"},229,102415,{"$f":"'Bethel TMY 3'!$D$5","v":2019},"02","12","18","02/12/2019 18:00","2019-02-12T10:00:00",42.944]
["20130212:1900",5.98,99.99,77,{"v":0,"d":"0.00"},77,{"v":284.1,"d":"284.10"},7.51,231,102552,{"$f":"'Bethel TMY 3'!$D$5","v":2019},"02","12","19","02/12/2019 19:00","2019-02-12T11:00:00",42.764]
["20130212:2000",5.87,99.99,11,{"v":0,"d":"0.00"},11,{"v":268.9,"d":"268.90"},7.21,234,102688,{"$f":"'Bethel TMY 3'!$D$5","v":2019},"02","12","20","02/12/2019 20:00","2019-02-12T12:00:00",42.566]
["20130212:2100",{"v":5.7,"d":"5.70"},99.99,18,{"v":0,"d":"0.00"},18,269.08,7.22,238,102771,{"$f":"'Bethel TMY 3'!$D$5","v":2019},"02","12","21","02/12/2019 21:00","2019-02-12T13:00:00",42.26]
["20130212:2200",5.53,{"v":100,"d":"100.00"},31,{"v":0,"d":"0.00"},31,269.27,7.23,241,102855,{"$f":"'Bethel TMY 3'!$D$5","v":2019},"02","12","22","02/12/2019 22:00","2019-02-12T14:00:00",41.954]
["20130212:2300",5.36,{"v":100,"d":"100.00"},188,280.77,107,269.45,7.24,245,102938,{"$f":"'Bethel TMY 3'!$D$5","v":2019},"02","12","23","02/12/2019 23:00","2019-02-12T15:00:00",41.648]
["20130213:0000",5.24,{"v":100,"d":"100.00"},88,58.36,76,268.55,{"v":6.9,"d":"6.90"},241,102948,{"$f":"'Bethel TMY 3'!$D$5","v":2019},"02","13","00","02/13/2019 00:00","2019-02-12T16:00:00",41.432]
["20130213:0100",5.13,{"v":100,"d":"100.00"},58,276.31,33,267.65,6.55,238,102958,{"$f":"'Bethel TMY 3'!$D$5","v":2019},"02","13","01","02/13/2019 01:00","2019-02-12T17:00:00",41.234]
["20130213:0200",5.02,{"v":100,"d":"100.00"},0,{"v":0,"d":"0.00"},0,266.75,6.21,235,102968,{"$f":"'Bethel TMY 3'!$D$5","v":2019},"02","13","02","02/13/2019 02:00","2019-02-12T18:00:00",41.036]
["20130213:0300",4.64,{"v":100,"d":"100.00"},0,{"v":0,"d":"0.00"},0,266.88,6.33,228,102965,{"$f":"'Bethel TMY 3'!$D$5","v":2019},"02","13","03","02/13/2019 03:00","2019-02-12T19:00:00",40.352000000000004]
["20130213:0400",4.27,{"v":100,"d":"100.00"},0,{"v":0,"d":"0.00"},0,267.02,6.46,222,102961,{"$f":"'Bethel TMY 3'!$D$5","v":2019},"02","13","04","02/13/2019 04:00","2019-02-12T20:00:00",39.686]
["20130213:0500",3.89,{"v":100,"d":"100.00"},0,{"v":0,"d":"0.00"},0,267.15,6.58,215,102958,{"$f":"'Bethel TMY 3'!$D$5","v":2019},"02","13","05","02/13/2019 05:00","2019-02-12T21:00:00",39.002]
["20130213:0600",3.72,{"v":100,"d":"100.00"},0,{"v":0,"d":"0.00"},0,269.88,6.94,223,102961,{"$f":"'Bethel TMY 3'!$D$5","v":2019},"02","13","06","02/13/2019 06:00","2019-02-12T22:00:00",38.696]
["20130213:0700",3.56,{"v":100,"d":"100.00"},0,{"v":0,"d":"0.00"},0,272.62,7.31,231,102965,{"$f":"'Bethel TMY 3'!$D$5","v":2019},"02","13","07","02/13/2019 07:00","2019-02-12T23:00:00",38.408]
["20130213:0800",3.39,{"v":100,"d":"100.00"},0,{"v":0,"d":"0.00"},0,275.35,7.67,238,102968,{"$f":"'Bethel TMY 3'!$D$5","v":2019},"02","13","08","02/13/2019 08:00","2019-02-13",38.102000000000004]
["20130213:0900",3.27,{"v":100,"d":"100.00"},0,{"v":0,"d":"0.00"},0,271.17,7.71,245,102991,{"$f":"'Bethel TMY 3'!$D$5","v":2019},"02","13","09","02/13/2019 09:00","2019-02-13T01:00:00",37.886]
["20130213:1000",3.16,{"v":100,"d":"100.00"},0,{"v":0,"d":"0.00"},0,266.98,7.74,252,103014,{"$f":"'Bethel TMY 3'!$D$5","v":2019},"02","13","10","02/13/2019 10:00","2019-02-13T02:00:00",37.688]
["20130213:1100",3.04,{"v":100,"d":"100.00"},0,{"v":0,"d":"0.00"},0,{"v":262.8,"d":"262.80"},7.78,259,103038,{"$f":"'Bethel TMY 3'!$D$5","v":2019},"02","13","11","02/13/2019 11:00","2019-02-13T03:00:00",37.472]
["20130213:1200",3.01,{"v":100,"d":"100.00"},0,{"v":0,"d":"0.00"},0,265.45,8.06,267,103024,{"$f":"'Bethel TMY 3'!$D$5","v":2019},"02","13","12","02/13/2019 12:00","2019-02-13T04:00:00",37.418]
["20130213:1300",2.99,{"v":100,"d":"100.00"},0,{"v":0,"d":"0.00"},0,{"v":268.1,"d":"268.10"},8.35,274,103011,{"$f":"'Bethel TMY 3'!$D$5","v":2019},"02","13","13","02/13/2019 13:00","2019-02-13T05:00:00",37.382]
["20130213:1400",2.96,{"v":100,"d":"100.00"},0,{"v":0,"d":"0.00"},0,270.75,8.63,282,102998,{"$f":"'Bethel TMY 3'!$D$5","v":2019},"02","13","14","02/13/2019 14:00","2019-02-13T06:00:00",37.328]
["20130213:1500",3.13,{"v":100,"d":"100.00"},0,{"v":0,"d":"0.00"},0,269.43,8.41,285,103028,{"$f":"'Bethel TMY 3'!$D$5","v":2019},"02","13","15","02/13/2019 15:00","2019-02-13T07:00:00",37.634]
["20130213:1600",3.29,{"v":100,"d":"100.00"},0,{"v":0,"d":"0.00"},0,268.12,8.19,288,103058,{"$f":"'Bethel TMY 3'!$D$5","v":2019},"02","13","16","02/13/2019 16:00","2019-02-13T08:00:00",37.922]
["20130213:1700",3.46,{"v":100,"d":"100.00"},31,{"v":0,"d":"0.00"},31,{"v":266.8,"d":"266.80"},7.97,291,103088,{"$f":"'Bethel TMY 3'!$D$5","v":2019},"02","13","17","02/13/2019 17:00","2019-02-13T09:00:00",38.228]
["20130213:1800",3.59,99.79,56,{"v":0,"d":"0.00"},56,267.93,{"v":7.7,"d":"7.70"},289,103098,{"$f":"'Bethel TMY 3'!$D$5","v":2019},"02","13","18","02/13/2019 18:00","2019-02-13T10:00:00",38.462]
["20130213:1900",3.73,99.58,34,{"v":0,"d":"0.00"},34,269.07,7.43,288,103108,{"$f":"'Bethel TMY 3'!$D$5","v":2019},"02","13","19","02/13/2019 19:00","2019-02-13T11:00:00",38.714]
["20130213:2000",3.87,99.37,178,94.74,145,{"v":270.2,"d":"270.20"},7.16,286,103118,{"$f":"'Bethel TMY 3'!$D$5","v":2019},"02","13","20","02/13/2019 20:00","2019-02-13T12:00:00",38.966]
["20130213:2100",{"v":3.9,"d":"3.90"},99.58,201,{"v":125.1,"d":"125.10"},155,275.73,6.61,285,103078,{"$f":"'Bethel TMY 3'!$D$5","v":2019},"02","13","21","02/13/2019 21:00","2019-02-13T13:00:00",39.019999999999996]
["20130213:2200",3.92,99.79,46,{"v":0,"d":"0.00"},46,281.27,6.06,284,103038,{"$f":"'Bethel TMY 3'!$D$5","v":2019},"02","13","22","02/13/2019 22:00","2019-02-13T14:00:00",39.056]
["20130213:2300",3.95,{"v":100,"d":"100.00"},166,163.35,118,{"v":286.8,"d":"286.80"},{"v":5.5,"d":"5.50"},284,102998,{"$f":"'Bethel TMY 3'!$D$5","v":2019},"02","13","23","02/13/2019 23:00","2019-02-13T15:00:00",39.11]
["20130214:0000",3.61,{"v":100,"d":"100.00"},127,260.81,72,286.58,5.09,293,102971,{"$f":"'Bethel TMY 3'!$D$5","v":2019},"02","14","00","02/14/2019 00:00","2019-02-13T16:00:00",38.498]
["20130214:0100",3.28,{"v":100,"d":"100.00"},24,{"v":0,"d":"0.00"},24,286.37,4.67,302,102945,{"$f":"'Bethel TMY 3'!$D$5","v":2019},"02","14","01","02/14/2019 01:00","2019-02-13T17:00:00",37.903999999999996]
["20130214:0200",2.95,{"v":100,"d":"100.00"},0,{"v":0,"d":"0.00"},0,286.15,4.25,311,102918,{"$f":"'Bethel TMY 3'!$D$5","v":2019},"02","14","02","02/14/2019 02:00","2019-02-13T18:00:00",37.31]
["20130214:0300",2.91,{"v":100,"d":"100.00"},0,{"v":0,"d":"0.00"},0,278.37,4.51,315,102928,{"$f":"'Bethel TMY 3'!$D$5","v":2019},"02","14","03","02/14/2019 03:00","2019-02-13T19:00:00",37.238]
["20130214:0400",2.86,{"v":100,"d":"100.00"},0,{"v":0,"d":"0.00"},0,270.58,4.77,319,102938,{"$f":"'Bethel TMY 3'!$D$5","v":2019},"02","14","04","02/14/2019 04:00","2019-02-13T20:00:00",37.147999999999996]
["20130214:0500",2.82,{"v":100,"d":"100.00"},0,{"v":0,"d":"0.00"},0,{"v":262.8,"d":"262.80"},5.03,322,102948,{"$f":"'Bethel TMY 3'!$D$5","v":2019},"02","14","05","02/14/2019 05:00","2019-02-13T21:00:00",37.076]
["20130214:0600",2.85,{"v":100,"d":"100.00"},0,{"v":0,"d":"0.00"},0,259.05,5.53,325,102991,{"$f":"'Bethel TMY 3'!$D$5","v":2019},"02","14","06","02/14/2019 06:00","2019-02-13T22:00:00",37.13]
["20130214:0700",2.88,{"v":100,"d":"100.00"},0,{"v":0,"d":"0.00"},0,{"v":255.3,"d":"255.30"},6.03,327,103034,{"$f":"'Bethel TMY 3'!$D$5","v":2019},"02","14","07","02/14/2019 07:00","2019-02-13T23:00:00",37.184]
["20130214:0800",2.91,{"v":100,"d":"100.00"},0,{"v":0,"d":"0.00"},0,251.55,6.52,329,103078,{"$f":"'Bethel TMY 3'!$D$5","v":2019},"02","14","08","02/14/2019 08:00","2019-02-14",37.238]
["20130214:0900",2.76,{"v":100,"d":"100.00"},0,{"v":0,"d":"0.00"},0,251.68,6.63,333,103111,{"$f":"'Bethel TMY 3'!$D$5","v":2019},"02","14","09","02/14/2019 09:00","2019-02-14T01:00:00",36.968]
["20130214:1000",2.61,{"v":100,"d":"100.00"},0,{"v":0,"d":"0.00"},0,251.82,6.73,336,103144,{"$f":"'Bethel TMY 3'!$D$5","v":2019},"02","14","10","02/14/2019 10:00","2019-02-14T02:00:00",36.698]
["20130214:1100",2.46,{"v":100,"d":"100.00"},0,{"v":0,"d":"0.00"},0,251.95,6.83,340,103178,{"$f":"'Bethel TMY 3'!$D$5","v":2019},"02","14","11","02/14/2019 11:00","2019-02-14T03:00:00",36.428]
["20130214:1200",2.36,{"v":100,"d":"100.00"},0,{"v":0,"d":"0.00"},0,251.25,6.57,347,103198,{"$f":"'Bethel TMY 3'!$D$5","v":2019},"02","14","12","02/14/2019 12:00","2019-02-14T04:00:00",36.248]
["20130214:1300",2.26,{"v":100,"d":"100.00"},0,{"v":0,"d":"0.00"},0,250.55,6.31,355,103218,{"$f":"'Bethel TMY 3'!$D$5","v":2019},"02","14","13","02/14/2019 13:00","2019-02-14T05:00:00",36.068]
["20130214:1400",2.16,{"v":100,"d":"100.00"},0,{"v":0,"d":"0.00"},0,249.85,6.06,2,103238,{"$f":"'Bethel TMY 3'!$D$5","v":2019},"02","14","14","02/14/2019 14:00","2019-02-14T06:00:00",35.888]
["20130214:1500",2.31,{"v":100,"d":"100.00"},0,{"v":0,"d":"0.00"},0,246.35,5.69,5,103261,{"$f":"'Bethel TMY 3'!$D$5","v":2019},"02","14","15","02/14/2019 15:00","2019-02-14T07:00:00",36.158]
["20130214:1600",2.46,{"v":100,"d":"100.00"},0,{"v":0,"d":"0.00"},0,242.85,5.32,8,103284,{"$f":"'Bethel TMY 3'!$D$5","v":2019},"02","14","16","02/14/2019 16:00","2019-02-14T08:00:00",36.428]
["20130214:1700",2.61,{"v":100,"d":"100.00"},37,{"v":0,"d":"0.00"},37,239.35,4.95,11,103307,{"$f":"'Bethel TMY 3'!$D$5","v":2019},"02","14","17","02/14/2019 17:00","2019-02-14T09:00:00",36.698]
["20130214:1800",3.05,94.39,129,{"v":263.6,"d":"263.60"},74,238.72,4.51,10,103301,{"$f":"'Bethel TMY 3'!$D$5","v":2019},"02","14","18","02/14/2019 18:00","2019-02-14T10:00:00",37.49]
["20130214:1900",{"v":3.5,"d":"3.50"},88.77,273,658.49,77,238.08,4.08,9,103294,{"$f":"'Bethel TMY 3'!$D$5","v":2019},"02","14","19","02/14/2019 19:00","2019-02-14T11:00:00",38.3]
["20130214:2000",3.94,83.16,338,717.98,84,237.45,3.64,8,103287,{"$f":"'Bethel TMY 3'!$D$5","v":2019},"02","14","20","02/14/2019 20:00","2019-02-14T12:00:00",39.092]
["20130214:2100",4.25,81.63,360,731.53,87,236.32,3.53,4,103244,{"$f":"'Bethel TMY 3'!$D$5","v":2019},"02","14","21","02/14/2019 21:00","2019-02-14T13:00:00",39.65]
["20130214:2200",4.56,80.09,338,716.33,84,235.18,3.42,360,103201,{"$f":"'Bethel TMY 3'!$D$5","v":2019},"02","14","22","02/14/2019 22:00","2019-02-14T14:00:00",40.208]
["20130214:2300",4.88,78.56,274,658.37,77,234.05,3.31,355,103158,{"$f":"'Bethel TMY 3'!$D$5","v":2019},"02","14","23","02/14/2019 23:00","2019-02-14T15:00:00",40.784]
["20130215:0000",4.63,85.71,131,263.68,74,234.53,3.29,358,103161,{"$f":"'Bethel TMY 3'!$D$5","v":2019},"02","15","00","02/15/2019 00:00","2019-02-14T16:00:00",40.334]
["20130215:0100",4.38,92.85,65,278.05,37,235.02,3.26,1,103164,{"$f":"'Bethel TMY 3'!$D$5","v":2019},"02","15","01","02/15/2019 01:00","2019-02-14T17:00:00",39.884]
["20130215:0200",4.13,{"v":100,"d":"100.00"},0,{"v":0,"d":"0.00"},0,{"v":235.5,"d":"235.50"},3.24,4,103168,{"$f":"'Bethel TMY 3'!$D$5","v":2019},"02","15","02","02/15/2019 02:00","2019-02-14T18:00:00",39.434]
["20130215:0300",3.92,{"v":100,"d":"100.00"},0,{"v":0,"d":"0.00"},0,235.77,{"v":3.3,"d":"3.30"},6,103154,{"$f":"'Bethel TMY 3'!$D$5","v":2019},"02","15","03","02/15/2019 03:00","2019-02-14T19:00:00",39.056]
["20130215:0400",3.71,{"v":100,"d":"100.00"},0,{"v":0,"d":"0.00"},0,236.03,3.35,8,103141,{"$f":"'Bethel TMY 3'!$D$5","v":2019},"02","15","04","02/15/2019 04:00","2019-02-14T20:00:00",38.678]
["20130215:0500",{"v":3.5,"d":"3.50"},{"v":100,"d":"100.00"},0,{"v":0,"d":"0.00"},0,{"v":236.3,"d":"236.30"},3.41,10,103128,{"$f":"'Bethel TMY 3'!$D$5","v":2019},"02","15","05","02/15/2019 05:00","2019-02-14T21:00:00",38.3]
["20130215:0600",3.38,{"v":100,"d":"100.00"},0,{"v":0,"d":"0.00"},0,{"v":236.6,"d":"236.60"},3.46,16,103128,{"$f":"'Bethel TMY 3'!$D$5","v":2019},"02","15","06","02/15/2019 06:00","2019-02-14T22:00:00",38.084]
["20130215:0700",3.27,{"v":100,"d":"100.00"},0,{"v":0,"d":"0.00"},0,{"v":236.9,"d":"236.90"},3.52,21,103128,{"$f":"'Bethel TMY 3'!$D$5","v":2019},"02","15","07","02/15/2019 07:00","2019-02-14T23:00:00",37.886]
["20130215:0800",3.15,{"v":100,"d":"100.00"},0,{"v":0,"d":"0.00"},0,{"v":237.2,"d":"237.20"},3.57,27,103128,{"$f":"'Bethel TMY 3'!$D$5","v":2019},"02","15","08","02/15/2019 08:00","2019-02-15",37.67]
["20130215:0900",2.98,{"v":100,"d":"100.00"},0,{"v":0,"d":"0.00"},0,{"v":238,"d":"238.00"},3.76,29,103141,{"$f":"'Bethel TMY 3'!$D$5","v":2019},{"$f":"MID(A1107,5,2)","v":"02"},{"$f":"MID(A1107,7,2)","v":"15"},{"$f":"MID(A1107,10,2)","v":"09"},{"$f":"L1107&\"/\"&M1107&\"/\"&K1107&\" \"&N1107&\":00\"","v":"02/15/2019 09:00"},{"$f":"(DATEVALUE(O1107)+TIMEVALUE(O1107))+($P$16/24)","v":"2019-02-15T01:00:00"},{"$f":"((9/5)*B1107)+32","v":37.364}]
["20130215:1000",{"v":2.8,"d":"2.80"},{"v":100,"d":"100.00"},0,{"v":0,"d":"0.00"},0,{"v":238.8,"d":"238.80"},3.94,31,103154,{"$f":"'Bethel TMY 3'!$D$5","v":2019},"02","15","10","02/15/2019 10:00","2019-02-15T02:00:00",37.04]
["20130215:1100",2.63,{"v":100,"d":"100.00"},0,{"v":0,"d":"0.00"},0,{"v":239.6,"d":"239.60"},4.12,33,103168,{"$f":"'Bethel TMY 3'!$D$5","v":2019},"02","15","11","02/15/2019 11:00","2019-02-15T03:00:00",36.734]
["20130215:1200",2.37,{"v":100,"d":"100.00"},0,{"v":0,"d":"0.00"},0,241.37,4.37,36,103198,{"$f":"'Bethel TMY 3'!$D$5","v":2019},"02","15","12","02/15/2019 12:00","2019-02-15T04:00:00",36.266]
["20130215:1300",2.12,{"v":100,"d":"100.00"},0,{"v":0,"d":"0.00"},0,243.13,4.62,39,103228,{"$f":"'Bethel TMY 3'!$D$5","v":2019},"02","15","13","02/15/2019 13:00","2019-02-15T05:00:00",35.816]
["20130215:1400",1.86,{"v":100,"d":"100.00"},0,{"v":0,"d":"0.00"},0,{"v":244.9,"d":"244.90"},4.87,42,103257,{"$f":"'Bethel TMY 3'!$D$5","v":2019},"02","15","14","02/15/2019 14:00","2019-02-15T06:00:00",35.348]
["20130215:1500",1.93,{"v":100,"d":"100.00"},0,{"v":0,"d":"0.00"},0,246.17,5.02,42,103291,{"$f":"'Bethel TMY 3'!$D$5","v":2019},"02","15","15","02/15/2019 15:00","2019-02-15T07:00:00",35.474]
["20130215:1600",1.99,{"v":100,"d":"100.00"},0,{"v":0,"d":"0.00"},0,247.43,5.16,43,103324,{"$f":"'Bethel TMY 3'!$D$5","v":2019},"02","15","16","02/15/2019 16:00","2019-02-15T08:00:00",35.582]
["20130215:1700",2.06,{"v":100,"d":"100.00"},38,{"v":0,"d":"0.00"},38,{"v":248.7,"d":"248.70"},5.31,43,103357,{"$f":"'Bethel TMY 3'!$D$5","v":2019},"02","15","17","02/15/2019 17:00","2019-02-15T09:00:00",35.708]
["20130215:1800",2.78,92.94,138,303.75,73,{"v":245.1,"d":"245.10"},5.36,42,103381,{"$f":"'Bethel TMY 3'!$D$5","v":2019},"02","15","18","02/15/2019 18:00","2019-02-15T10:00:00",37.004]
["20130215:1900",{"v":3.5,"d":"3.50"},85.89,282,673.05,78,{"v":241.5,"d":"241.50"},5.41,40,103404,{"$f":"'Bethel TMY 3'!$D$5","v":2019},"02","15","19","02/15/2019 19:00","2019-02-15T11:00:00",38.3]
["20130215:2000",4.22,78.83,347,726.44,86,{"v":237.9,"d":"237.90"},5.46,39,103427,{"$f":"'Bethel TMY 3'!$D$5","v":2019},"02","15","20","02/15/2019 20:00","2019-02-15T12:00:00",39.596000000000004]
["20130215:2100",{"v":4.7,"d":"4.70"},76.65,370,744.61,88,236.23,5.58,34,103421,{"$f":"'Bethel TMY 3'!$D$5","v":2019},"02","15","21","02/15/2019 21:00","2019-02-15T13:00:00",40.46]
["20130215:2200",5.18,74.48,348,727.61,86,234.57,5.69,30,103414,{"$f":"'Bethel TMY 3'!$D$5","v":2019},"02","15","22","02/15/2019 22:00","2019-02-15T14:00:00",41.324]
["20130215:2300",5.66,{"v":72.3,"d":"72.30"},283,672.92,78,{"v":232.9,"d":"232.90"},5.81,26,103407,{"$f":"'Bethel TMY 3'!$D$5","v":2019},"02","15","23","02/15/2019 23:00","2019-02-15T15:00:00",42.188]
["20130216:0000",5.17,81.53,146,343.15,70,233.57,5.71,28,103427,{"$f":"'Bethel TMY 3'!$D$5","v":2019},"02","16","00","02/16/2019 00:00","2019-02-15T16:00:00",41.306]
["20130216:0100",4.69,90.77,70,292.88,39,234.23,{"v":5.6,"d":"5.60"},30,103447,{"$f":"'Bethel TMY 3'!$D$5","v":2019},"02","16","01","02/16/2019 01:00","2019-02-15T17:00:00",40.442]
["20130216:0200",{"v":4.2,"d":"4.20"},{"v":100,"d":"100.00"},0,{"v":0,"d":"0.00"},0,{"v":234.9,"d":"234.90"},{"v":5.5,"d":"5.50"},32,103467,{"$f":"'Bethel TMY 3'!$D$5","v":2019},"02","16","02","02/16/2019 02:00","2019-02-15T18:00:00",39.56]
["20130216:0300",3.97,{"v":100,"d":"100.00"},0,{"v":0,"d":"0.00"},0,235.92,5.38,34,103487,{"$f":"'Bethel TMY 3'!$D$5","v":2019},"02","16","03","02/16/2019 03:00","2019-02-15T19:00:00",39.146]
["20130216:0400",3.73,{"v":100,"d":"100.00"},0,{"v":0,"d":"0.00"},0,236.93,5.26,35,103507,{"$f":"'Bethel TMY 3'!$D$5","v":2019},"02","16","04","02/16/2019 04:00","2019-02-15T20:00:00",38.714]
["20130216:0500",{"v":3.5,"d":"3.50"},{"v":100,"d":"100.00"},0,{"v":0,"d":"0.00"},0,237.95,5.14,36,103527,{"$f":"'Bethel TMY 3'!$D$5","v":2019},"02","16","05","02/16/2019 05:00","2019-02-15T21:00:00",38.3]
["20130216:0600",{"v":3.4,"d":"3.40"},{"v":100,"d":"100.00"},0,{"v":0,"d":"0.00"},0,238.45,4.98,38,103564,{"$f":"'Bethel TMY 3'!$D$5","v":2019},"02","16","06","02/16/2019 06:00","2019-02-15T22:00:00",38.12]
["20130216:0700",3.29,{"v":100,"d":"100.00"},0,{"v":0,"d":"0.00"},0,238.95,4.81,41,103600,{"$f":"'Bethel TMY 3'!$D$5","v":2019},"02","16","07","02/16/2019 07:00","2019-02-15T23:00:00",37.922]
["20130216:0800",3.19,{"v":100,"d":"100.00"},0,{"v":0,"d":"0.00"},0,239.45,4.65,43,103637,{"$f":"'Bethel TMY 3'!$D$5","v":2019},"02","16","08","02/16/2019 08:00","2019-02-16",37.742]
["20130216:0900",3.11,{"v":100,"d":"100.00"},0,{"v":0,"d":"0.00"},0,238.88,4.49,46,103647,{"$f":"'Bethel TMY 3'!$D$5","v":2019},"02","16","09","02/16/2019 09:00","2019-02-16T01:00:00",37.598]
["20130216:1000",3.04,{"v":100,"d":"100.00"},0,{"v":0,"d":"0.00"},0,238.32,4.33,49,103657,{"$f":"'Bethel TMY 3'!$D$5","v":2019},"02","16","10","02/16/2019 10:00","2019-02-16T02:00:00",37.472]
["20130216:1100",2.96,{"v":100,"d":"100.00"},0,{"v":0,"d":"0.00"},0,237.75,4.17,52,103667,{"$f":"'Bethel TMY 3'!$D$5","v":2019},"02","16","11","02/16/2019 11:00","2019-02-16T03:00:00",37.328]
["20130216:1200",2.91,{"v":100,"d":"100.00"},0,{"v":0,"d":"0.00"},0,236.93,4.19,53,103670,{"$f":"'Bethel TMY 3'!$D$5","v":2019},"02","16","12","02/16/2019 12:00","2019-02-16T04:00:00",37.238]
["20130216:1300",2.86,{"v":100,"d":"100.00"},0,{"v":0,"d":"0.00"},0,236.12,4.21,54,103674,{"$f":"'Bethel TMY 3'!$D$5","v":2019},"02","16","13","02/16/2019 13:00","2019-02-16T05:00:00",37.147999999999996]
["20130216:1400",2.81,{"v":100,"d":"100.00"},0,{"v":0,"d":"0.00"},0,{"v":235.3,"d":"235.30"},4.23,56,103677,{"$f":"'Bethel TMY 3'!$D$5","v":2019},"02","16","14","02/16/2019 14:00","2019-02-16T06:00:00",37.058]
["20130216:1500",{"v":3,"d":"3.00"},{"v":100,"d":"100.00"},0,{"v":0,"d":"0.00"},0,234.78,4.16,61,103724,{"$f":"'Bethel TMY 3'!$D$5","v":2019},"02","16","15","02/16/2019 15:00","2019-02-16T07:00:00",37.4]
["20130216:1600",3.19,{"v":100,"d":"100.00"},0,{"v":0,"d":"0.00"},0,234.27,4.08,66,103770,{"$f":"'Bethel TMY 3'!$D$5","v":2019},"02","16","16","02/16/2019 16:00","2019-02-16T08:00:00",37.742]
["20130216:1700",3.38,{"v":100,"d":"100.00"},40,{"v":0,"d":"0.00"},40,233.75,{"v":4,"d":"4.00"},71,103817,{"$f":"'Bethel TMY 3'!$D$5","v":2019},"02","16","17","02/16/2019 17:00","2019-02-16T09:00:00",38.084]
["20130216:1800",3.93,93.49,190,{"v":565.2,"d":"565.20"},66,232.07,3.72,77,103840,{"$f":"'Bethel TMY 3'!$D$5","v":2019},"02","16","18","02/16/2019 18:00","2019-02-16T10:00:00",39.074]
["20130216:1900",4.48,86.99,291,683.72,80,230.38,3.44,82,103863,{"$f":"'Bethel TMY 3'!$D$5","v":2019},"02","16","19","02/16/2019 19:00","2019-02-16T11:00:00",40.064]
["20130216:2000",5.03,80.48,358,742.77,87,{"v":228.7,"d":"228.70"},3.16,88,103887,{"$f":"'Bethel TMY 3'!$D$5","v":2019},"02","16","20","02/16/2019 20:00","2019-02-16T12:00:00",41.054]
["20130216:2100",5.26,{"v":78.6,"d":"78.60"},381,759.83,89,{"v":227.9,"d":"227.90"},2.87,86,103873,{"$f":"'Bethel TMY 3'!$D$5","v":2019},"02","16","21","02/16/2019 21:00","2019-02-16T13:00:00",41.468]
["20130216:2200",5.48,76.72,359,743.95,87,{"v":227.1,"d":"227.10"},2.59,83,103860,{"$f":"'Bethel TMY 3'!$D$5","v":2019},"02","16","22","02/16/2019 22:00","2019-02-16T14:00:00",41.864000000000004]
["20130216:2300",5.71,74.84,293,686.91,80,{"v":226.3,"d":"226.30"},{"v":2.3,"d":"2.30"},81,103847,{"$f":"'Bethel TMY 3'!$D$5","v":2019},"02","16","23","02/16/2019 23:00","2019-02-16T15:00:00",42.278]
["20130217:0000",5.52,83.23,193,559.93,66,227.92,2.49,73,103837,{"$f":"'Bethel TMY 3'!$D$5","v":2019},"02","17","00","02/17/2019 00:00","2019-02-16T16:00:00",41.936]
["20130217:0100",5.34,91.61,76,315.28,41,229.53,2.67,64,103827,{"$f":"'Bethel TMY 3'!$D$5","v":2019},"02","17","01","02/17/2019 01:00","2019-02-16T17:00:00",41.612]
["20130217:0200",5.15,{"v":100,"d":"100.00"},0,{"v":0,"d":"0.00"},0,231.15,2.86,55,103817,{"$f":"'Bethel TMY 3'!$D$5","v":2019},"02","17","02","02/17/2019 02:00","2019-02-16T18:00:00",41.27]
["20130217:0300",{"v":4.9,"d":"4.90"},{"v":100,"d":"100.00"},0,{"v":0,"d":"0.00"},0,{"v":231.3,"d":"231.30"},3.03,59,103843,{"$f":"'Bethel TMY 3'!$D$5","v":2019},"02","17","03","02/17/2019 03:00","2019-02-16T19:00:00",40.82]
["20130217:0400",4.66,{"v":100,"d":"100.00"},0,{"v":0,"d":"0.00"},0,231.45,{"v":3.2,"d":"3.20"},63,103870,{"$f":"'Bethel TMY 3'!$D$5","v":2019},"02","17","04","02/17/2019 04:00","2019-02-16T20:00:00",40.388]
["20130217:0500",4.41,{"v":100,"d":"100.00"},0,{"v":0,"d":"0.00"},0,{"v":231.6,"d":"231.60"},3.37,67,103897,{"$f":"'Bethel TMY 3'!$D$5","v":2019},"02","17","05","02/17/2019 05:00","2019-02-16T21:00:00",39.938]
["20130217:0600",4.01,{"v":100,"d":"100.00"},0,{"v":0,"d":"0.00"},0,{"v":232,"d":"232.00"},3.43,70,103913,{"$f":"'Bethel TMY 3'!$D$5","v":2019},"02","17","06","02/17/2019 06:00","2019-02-16T22:00:00",39.218]
["20130217:0700",3.61,{"v":100,"d":"100.00"},0,{"v":0,"d":"0.00"},0,{"v":232.4,"d":"232.40"},{"v":3.5,"d":"3.50"},72,103930,{"$f":"'Bethel TMY 3'!$D$5","v":2019},"02","17","07","02/17/2019 07:00","2019-02-16T23:00:00",38.498]
["20130217:0800",3.21,{"v":100,"d":"100.00"},0,{"v":0,"d":"0.00"},0,{"v":232.8,"d":"232.80"},3.57,74,103947,{"$f":"'Bethel TMY 3'!$D$5","v":2019},"02","17","08","02/17/2019 08:00","2019-02-17",37.778]
["20130217:0900",2.91,{"v":100,"d":"100.00"},0,{"v":0,"d":"0.00"},0,233.12,3.55,72,103953,{"$f":"'Bethel TMY 3'!$D$5","v":2019},"02","17","09","02/17/2019 09:00","2019-02-17T01:00:00",37.238]
["20130217:1000",2.61,{"v":100,"d":"100.00"},0,{"v":0,"d":"0.00"},0,233.43,3.53,71,103960,{"$f":"'Bethel TMY 3'!$D$5","v":2019},"02","17","10","02/17/2019 10:00","2019-02-17T02:00:00",36.698]
["20130217:1100",2.31,{"v":100,"d":"100.00"},0,{"v":0,"d":"0.00"},0,233.75,{"v":3.5,"d":"3.50"},69,103967,{"$f":"'Bethel TMY 3'!$D$5","v":2019},"02","17","11","02/17/2019 11:00","2019-02-17T03:00:00",36.158]
["20130217:1200",2.24,{"v":100,"d":"100.00"},0,{"v":0,"d":"0.00"},0,233.33,{"v":3.5,"d":"3.50"},69,103940,{"$f":"'Bethel TMY 3'!$D$5","v":2019},"02","17","12","02/17/2019 12:00","2019-02-17T04:00:00",36.032000000000004]
["20130217:1300",2.17,{"v":100,"d":"100.00"},0,{"v":0,"d":"0.00"},0,232.92,3.49,69,103913,{"$f":"'Bethel TMY 3'!$D$5","v":2019},"02","17","13","02/17/2019 13:00","2019-02-17T05:00:00",35.906]
["20130217:1400",{"v":2.1,"d":"2.10"},{"v":100,"d":"100.00"},0,{"v":0,"d":"0.00"},0,{"v":232.5,"d":"232.50"},3.49,68,103887,{"$f":"'Bethel TMY 3'!$D$5","v":2019},"02","17","14","02/17/2019 14:00","2019-02-17T06:00:00",35.78]
["20130217:1500",2.01,{"v":100,"d":"100.00"},0,{"v":0,"d":"0.00"},0,234.23,3.26,73,103890,{"$f":"'Bethel TMY 3'!$D$5","v":2019},"02","17","15","02/17/2019 15:00","2019-02-17T07:00:00",35.618]
["20130217:1600",1.91,{"v":100,"d":"100.00"},0,{"v":0,"d":"0.00"},0,235.97,3.02,77,103893,{"$f":"'Bethel TMY 3'!$D$5","v":2019},"02","17","16","02/17/2019 16:00","2019-02-17T08:00:00",35.438]
["20130217:1700",1.82,{"v":100,"d":"100.00"},41,{"v":0,"d":"0.00"},41,{"v":237.7,"d":"237.70"},2.79,81,103897,{"$f":"'Bethel TMY 3'!$D$5","v":2019},"02","17","17","02/17/2019 17:00","2019-02-17T09:00:00",35.276]
["20130217:1800",2.33,93.63,140,266.84,80,{"v":234.5,"d":"234.50"},{"v":2.2,"d":"2.20"},80,103887,{"$f":"'Bethel TMY 3'!$D$5","v":2019},"02","17","18","02/17/2019 18:00","2019-02-17T10:00:00",36.194]
["20130217:1900",2.84,87.26,293,677.98,80,{"v":231.3,"d":"231.30"},1.61,78,103877,{"$f":"'Bethel TMY 3'!$D$5","v":2019},"02","17","19","02/17/2019 19:00","2019-02-17T11:00:00",37.112]
["20130217:2000",3.35,80.89,266,350.91,136,{"v":228.1,"d":"228.10"},1.02,77,103867,{"$f":"'Bethel TMY 3'!$D$5","v":2019},"02","17","20","02/17/2019 20:00","2019-02-17T12:00:00",38.03]
["20130217:2100",3.66,78.04,289,379.57,141,226.13,1.09,37,103797,{"$f":"'Bethel TMY 3'!$D$5","v":2019},"02","17","21","02/17/2019 21:00","2019-02-17T13:00:00",38.588]
["20130217:2200",3.96,75.19,288,452.61,120,224.17,1.16,357,103727,{"$f":"'Bethel TMY 3'!$D$5","v":2019},"02","17","22","02/17/2019 22:00","2019-02-17T14:00:00",39.128]
["20130217:2300",4.27,72.34,258,564.09,80,{"v":222.2,"d":"222.20"},1.23,317,103657,{"$f":"'Bethel TMY 3'!$D$5","v":2019},"02","17","23","02/17/2019 23:00","2019-02-17T15:00:00",39.686]
["20130218:0000",4.33,80.05,164,417.81,67,224.53,1.72,320,103620,{"$f":"'Bethel TMY 3'!$D$5","v":2019},"02","18","00","02/18/2019 00:00","2019-02-17T16:00:00",39.794]
["20130218:0100",{"v":4.4,"d":"4.40"},87.75,42,25.82,39,226.87,2.22,323,103584,{"$f":"'Bethel TMY 3'!$D$5","v":2019},{"$f":"MID(A1171,5,2)","v":"02"},{"$f":"MID(A1171,7,2)","v":"18"},{"$f":"MID(A1171,10,2)","v":"01"},{"$f":"L1171&\"/\"&M1171&\"/\"&K1171&\" \"&N1171&\":00\"","v":"02/18/2019 01:00"},{"$f":"(DATEVALUE(O1171)+TIMEVALUE(O1171))+($P$16/24)","v":"2019-02-17T17:00:00"},{"$f":"((9/5)*B1171)+32","v":39.92}]
["20130218:0200",4.47,95.46,0,{"v":0,"d":"0.00"},0,{"v":229.2,"d":"229.20"},2.72,326,103547,{"$f":"'Bethel TMY 3'!$D$5","v":2019},"02","18","02","02/18/2019 02:00","2019-02-17T18:00:00",40.046]
["20130218:0300",4.28,96.97,0,{"v":0,"d":"0.00"},0,231.47,2.79,330,103511,{"$f":"'Bethel TMY 3'!$D$5","v":2019},"02","18","03","02/18/2019 03:00","2019-02-17T19:00:00",39.704]
["20130218:0400",4.09,98.49,0,{"v":0,"d":"0.00"},0,233.73,2.86,335,103474,{"$f":"'Bethel TMY 3'!$D$5","v":2019},"02","18","04","02/18/2019 04:00","2019-02-17T20:00:00",39.362]
["20130218:0500",{"v":3.9,"d":"3.90"},{"v":100,"d":"100.00"},0,{"v":0,"d":"0.00"},0,{"v":236,"d":"236.00"},2.92,339,103437,{"$f":"'Bethel TMY 3'!$D$5","v":2019},"02","18","05","02/18/2019 05:00","2019-02-17T21:00:00",39.019999999999996]
["20130218:0600",3.74,{"v":100,"d":"100.00"},0,{"v":0,"d":"0.00"},0,237.58,2.93,341,103411,{"$f":"'Bethel TMY 3'!$D$5","v":2019},"02","18","06","02/18/2019 06:00","2019-02-17T22:00:00",38.732]
["20130218:0700",3.59,{"v":100,"d":"100.00"},0,{"v":0,"d":"0.00"},0,239.17,2.93,342,103384,{"$f":"'Bethel TMY 3'!$D$5","v":2019},"02","18","07","02/18/2019 07:00","2019-02-17T23:00:00",38.462]
["20130218:0800",3.43,{"v":100,"d":"100.00"},0,{"v":0,"d":"0.00"},0,240.75,2.94,344,103357,{"$f":"'Bethel TMY 3'!$D$5","v":2019},"02","18","08","02/18/2019 08:00","2019-02-18",38.174]
["20130218:0900",{"v":3.2,"d":"3.20"},{"v":100,"d":"100.00"},0,{"v":0,"d":"0.00"},0,244.47,{"v":3,"d":"3.00"},345,103341,{"$f":"'Bethel TMY 3'!$D$5","v":2019},"02","18","09","02/18/2019 09:00","2019-02-18T01:00:00",37.76]
["20130218:1000",2.98,{"v":100,"d":"100.00"},0,{"v":0,"d":"0.00"},0,248.18,3.06,346,103324,{"$f":"'Bethel TMY 3'!$D$5","v":2019},"02","18","10","02/18/2019 10:00","2019-02-18T02:00:00",37.364]
["20130218:1100",2.75,{"v":100,"d":"100.00"},0,{"v":0,"d":"0.00"},0,{"v":251.9,"d":"251.90"},3.12,347,103307,{"$f":"'Bethel TMY 3'!$D$5","v":2019},"02","18","11","02/18/2019 11:00","2019-02-18T03:00:00",36.95]
["20130218:1200",2.28,{"v":100,"d":"100.00"},0,{"v":0,"d":"0.00"},0,254.85,3.03,358,103274,{"$f":"'Bethel TMY 3'!$D$5","v":2019},"02","18","12","02/18/2019 12:00","2019-02-18T04:00:00",36.104]
["20130218:1300",{"v":1.8,"d":"1.80"},{"v":100,"d":"100.00"},0,{"v":0,"d":"0.00"},0,{"v":257.8,"d":"257.80"},2.94,9,103241,{"$f":"'Bethel TMY 3'!$D$5","v":2019},"02","18","13","02/18/2019 13:00","2019-02-18T05:00:00",35.24]
["20130218:1400",1.33,{"v":100,"d":"100.00"},0,{"v":0,"d":"0.00"},0,260.75,2.86,20,103208,{"$f":"'Bethel TMY 3'!$D$5","v":2019},"02","18","14","02/18/2019 14:00","2019-02-18T06:00:00",34.394]
["20130218:1500",1.28,{"v":100,"d":"100.00"},0,{"v":0,"d":"0.00"},0,264.92,{"v":2.9,"d":"2.90"},26,103218,{"$f":"'Bethel TMY 3'!$D$5","v":2019},"02","18","15","02/18/2019 15:00","2019-02-18T07:00:00",34.304]
["20130218:1600",1.23,{"v":100,"d":"100.00"},0,{"v":0,"d":"0.00"},0,269.08,2.95,31,103228,{"$f":"'Bethel TMY 3'!$D$5","v":2019},"02","18","16","02/18/2019 16:00","2019-02-18T08:00:00",34.214]
["20130218:1700",1.18,{"v":100,"d":"100.00"},43,{"v":0,"d":"0.00"},43,273.25,2.99,37,103238,{"$f":"'Bethel TMY 3'!$D$5","v":2019},"02","18","17","02/18/2019 17:00","2019-02-18T09:00:00",34.124]
["20130218:1800",1.69,94.26,150,308.18,79,264.75,2.75,38,103221,{"$f":"'Bethel TMY 3'!$D$5","v":2019},"02","18","18","02/18/2019 18:00","2019-02-18T10:00:00",35.042]
["20130218:1900",2.21,88.51,253,506.59,91,256.25,2.51,38,103204,{"$f":"'Bethel TMY 3'!$D$5","v":2019},"02","18","19","02/18/2019 19:00","2019-02-18T11:00:00",35.978]
["20130218:2000",2.72,82.77,290,438.68,125,247.75,2.26,38,103188,{"$f":"'Bethel TMY 3'!$D$5","v":2019},"02","18","20","02/18/2019 20:00","2019-02-18T12:00:00",36.896]
["20130218:2100",3.06,77.84,12,{"v":0,"d":"0.00"},12,242.97,{"v":2.2,"d":"2.20"},24,103131,{"$f":"'Bethel TMY 3'!$D$5","v":2019},"02","18","21","02/18/2019 21:00","2019-02-18T13:00:00",37.508]
["20130218:2200",{"v":3.4,"d":"3.40"},72.92,312,{"v":549.4,"d":"549.40"},105,238.18,2.13,10,103074,{"$f":"'Bethel TMY 3'!$D$5","v":2019},"02","18","22","02/18/2019 22:00","2019-02-18T14:00:00",38.12]
["20130218:2300",3.74,67.99,263,560.67,83,{"v":233.4,"d":"233.40"},2.07,356,103018,{"$f":"'Bethel TMY 3'!$D$5","v":2019},"02","18","23","02/18/2019 23:00","2019-02-18T15:00:00",38.732]
["20130219:0000",3.82,75.03,138,218.92,86,237.98,2.09,353,102998,{"$f":"'Bethel TMY 3'!$D$5","v":2019},"02","19","00","02/19/2019 00:00","2019-02-18T16:00:00",38.876]
["20130219:0100",3.91,82.07,65,164.76,45,242.57,2.11,349,102978,{"$f":"'Bethel TMY 3'!$D$5","v":2019},"02","19","01","02/19/2019 01:00","2019-02-18T17:00:00",39.038]
["20130219:0200",3.99,89.11,0,{"v":0,"d":"0.00"},0,247.15,2.14,346,102958,{"$f":"'Bethel TMY 3'!$D$5","v":2019},"02","19","02","02/19/2019 02:00","2019-02-18T18:00:00",39.182]
["20130219:0300",3.84,92.74,0,{"v":0,"d":"0.00"},0,{"v":249.8,"d":"249.80"},2.15,339,102928,{"$f":"'Bethel TMY 3'!$D$5","v":2019},"02","19","03","02/19/2019 03:00","2019-02-18T19:00:00",38.912]
["20130219:0400",{"v":3.7,"d":"3.70"},96.37,0,{"v":0,"d":"0.00"},0,252.45,2.16,333,102898,{"$f":"'Bethel TMY 3'!$D$5","v":2019},"02","19","04","02/19/2019 04:00","2019-02-18T20:00:00",38.66]
["20130219:0500",3.55,{"v":100,"d":"100.00"},0,{"v":0,"d":"0.00"},0,{"v":255.1,"d":"255.10"},2.17,326,102868,{"$f":"'Bethel TMY 3'!$D$5","v":2019},"02","19","05","02/19/2019 05:00","2019-02-18T21:00:00",38.39]
["20130219:0600",3.55,{"v":100,"d":"100.00"},0,{"v":0,"d":"0.00"},0,257.68,2.54,323,102855,{"$f":"'Bethel TMY 3'!$D$5","v":2019},"02","19","06","02/19/2019 06:00","2019-02-18T22:00:00",38.39]
["20130219:0700",3.54,{"v":100,"d":"100.00"},0,{"v":0,"d":"0.00"},0,260.27,2.92,319,102841,{"$f":"'Bethel TMY 3'!$D$5","v":2019},"02","19","07","02/19/2019 07:00","2019-02-18T23:00:00",38.372]
["20130219:0800",3.54,{"v":100,"d":"100.00"},0,{"v":0,"d":"0.00"},0,262.85,{"v":3.3,"d":"3.30"},316,102828,{"$f":"'Bethel TMY 3'!$D$5","v":2019},"02","19","08","02/19/2019 08:00","2019-02-19",38.372]
["20130219:0900",3.54,{"v":100,"d":"100.00"},0,{"v":0,"d":"0.00"},0,267.53,3.46,315,102801,{"$f":"'Bethel TMY 3'!$D$5","v":2019},"02","19","09","02/19/2019 09:00","2019-02-19T01:00:00",38.372]
["20130219:1000",3.55,{"v":100,"d":"100.00"},0,{"v":0,"d":"0.00"},0,272.22,3.63,314,102775,{"$f":"'Bethel TMY 3'!$D$5","v":2019},"02","19","10","02/19/2019 10:00","2019-02-19T02:00:00",38.39]
["20130219:1100",3.55,{"v":100,"d":"100.00"},0,{"v":0,"d":"0.00"},0,{"v":276.9,"d":"276.90"},3.79,314,102748,{"$f":"'Bethel TMY 3'!$D$5","v":2019},"02","19","11","02/19/2019 11:00","2019-02-19T03:00:00",38.39]
["20130219:1200",3.43,{"v":100,"d":"100.00"},0,{"v":0,"d":"0.00"},0,280.22,3.98,313,102731,{"$f":"'Bethel TMY 3'!$D$5","v":2019},"02","19","12","02/19/2019 12:00","2019-02-19T04:00:00",38.174]
["20130219:1300",3.31,{"v":100,"d":"100.00"},0,{"v":0,"d":"0.00"},0,283.53,4.17,312,102715,{"$f":"'Bethel TMY 3'!$D$5","v":2019},"02","19","13","02/19/2019 13:00","2019-02-19T05:00:00",37.958]
["20130219:1400",3.19,{"v":100,"d":"100.00"},0,{"v":0,"d":"0.00"},0,286.85,4.36,311,102698,{"$f":"'Bethel TMY 3'!$D$5","v":2019},"02","19","14","02/19/2019 14:00","2019-02-19T06:00:00",37.742]
["20130219:1500",3.42,{"v":100,"d":"100.00"},0,{"v":0,"d":"0.00"},0,286.72,4.75,312,102695,{"$f":"'Bethel TMY 3'!$D$5","v":2019},"02","19","15","02/19/2019 15:00","2019-02-19T07:00:00",38.156]
["20130219:1600",3.65,{"v":100,"d":"100.00"},0,{"v":0,"d":"0.00"},0,286.58,5.15,312,102691,{"$f":"'Bethel TMY 3'!$D$5","v":2019},"02","19","16","02/19/2019 16:00","2019-02-19T08:00:00",38.57]
["20130219:1700",3.89,{"v":100,"d":"100.00"},6,{"v":0,"d":"0.00"},6,286.45,5.54,312,102688,{"$f":"'Bethel TMY 3'!$D$5","v":2019},"02","19","17","02/19/2019 17:00","2019-02-19T09:00:00",39.002]
["20130219:1800",4.21,97.78,12,{"v":0,"d":"0.00"},12,288.53,5.69,310,102658,{"$f":"'Bethel TMY 3'!$D$5","v":2019},"02","19","18","02/19/2019 18:00","2019-02-19T10:00:00",39.578]
["20130219:1900",4.53,95.56,52,{"v":0,"d":"0.00"},52,290.62,5.83,308,102628,{"$f":"'Bethel TMY 3'!$D$5","v":2019},"02","19","19","02/19/2019 19:00","2019-02-19T11:00:00",40.153999999999996]
["20130219:2000",4.85,93.34,108,{"v":0,"d":"0.00"},108,{"v":292.7,"d":"292.70"},5.97,306,102598,{"$f":"'Bethel TMY 3'!$D$5","v":2019},"02","19","20","02/19/2019 20:00","2019-02-19T12:00:00",40.730000000000004]
["20130219:2100",4.97,94.93,131,{"v":0,"d":"0.00"},131,{"v":301.4,"d":"301.40"},5.76,305,102572,{"$f":"'Bethel TMY 3'!$D$5","v":2019},"02","19","21","02/19/2019 21:00","2019-02-19T13:00:00",40.946]
["20130219:2200",5.09,96.51,181,62.76,157,{"v":310.1,"d":"310.10"},5.55,304,102545,{"$f":"'Bethel TMY 3'!$D$5","v":2019},"02","19","22","02/19/2019 22:00","2019-02-19T14:00:00",41.162]
["20130219:2300",5.22,{"v":98.1,"d":"98.10"},172,{"v":113.3,"d":"113.30"},135,{"v":318.8,"d":"318.80"},5.34,303,102518,{"$f":"'Bethel TMY 3'!$D$5","v":2019},"02","19","23","02/19/2019 23:00","2019-02-19T15:00:00",41.396]
["20130220:0000",5.22,98.73,76,{"v":0,"d":"0.00"},76,319.82,5.07,298,102515,{"$f":"'Bethel TMY 3'!$D$5","v":2019},"02","20","00","02/20/2019 00:00","2019-02-19T16:00:00",41.396]
["20130220:0100",5.23,99.37,22,{"v":0,"d":"0.00"},22,320.83,{"v":4.8,"d":"4.80"},292,102512,{"$f":"'Bethel TMY 3'!$D$5","v":2019},"02","20","01","02/20/2019 01:00","2019-02-19T17:00:00",41.414]
["20130220:0200",5.24,{"v":100,"d":"100.00"},0,{"v":0,"d":"0.00"},0,321.85,4.54,287,102508,{"$f":"'Bethel TMY 3'!$D$5","v":2019},"02","20","02","02/20/2019 02:00","2019-02-19T18:00:00",41.432]
["20130220:0300",5.18,{"v":100,"d":"100.00"},0,{"v":0,"d":"0.00"},0,321.43,4.72,284,102465,{"$f":"'Bethel TMY 3'!$D$5","v":2019},"02","20","03","02/20/2019 03:00","2019-02-19T19:00:00",41.324]
["20130220:0400",5.12,{"v":100,"d":"100.00"},0,{"v":0,"d":"0.00"},0,321.02,{"v":4.9,"d":"4.90"},282,102422,{"$f":"'Bethel TMY 3'!$D$5","v":2019},"02","20","04","02/20/2019 04:00","2019-02-19T20:00:00",41.216]
["20130220:0500",5.06,{"v":100,"d":"100.00"},0,{"v":0,"d":"0.00"},0,{"v":320.6,"d":"320.60"},5.08,279,102379,{"$f":"'Bethel TMY 3'!$D$5","v":2019},"02","20","05","02/20/2019 05:00","2019-02-19T21:00:00",41.108]
["20130220:0600",{"v":5.1,"d":"5.10"},{"v":100,"d":"100.00"},0,{"v":0,"d":"0.00"},0,{"v":321.7,"d":"321.70"},5.23,278,102332,{"$f":"'Bethel TMY 3'!$D$5","v":2019},"02","20","06","02/20/2019 06:00","2019-02-19T22:00:00",41.18]
["20130220:0700",5.14,{"v":100,"d":"100.00"},0,{"v":0,"d":"0.00"},0,{"v":322.8,"d":"322.80"},5.38,276,102285,{"$f":"'Bethel TMY 3'!$D$5","v":2019},"02","20","07","02/20/2019 07:00","2019-02-19T23:00:00",41.251999999999995]
["20130220:0800",5.18,{"v":100,"d":"100.00"},0,{"v":0,"d":"0.00"},0,{"v":323.9,"d":"323.90"},5.53,275,102239,{"$f":"'Bethel TMY 3'!$D$5","v":2019},"02","20","08","02/20/2019 08:00","2019-02-20",41.324]
["20130220:0900",5.24,{"v":100,"d":"100.00"},0,{"v":0,"d":"0.00"},0,326.78,5.66,274,102222,{"$f":"'Bethel TMY 3'!$D$5","v":2019},"02","20","09","02/20/2019 09:00","2019-02-20T01:00:00",41.432]
["20130220:1000",5.29,{"v":100,"d":"100.00"},0,{"v":0,"d":"0.00"},0,329.67,5.79,273,102205,{"$f":"'Bethel TMY 3'!$D$5","v":2019},"02","20","10","02/20/2019 10:00","2019-02-20T02:00:00",41.522]
["20130220:1100",5.35,{"v":100,"d":"100.00"},0,{"v":0,"d":"0.00"},0,332.55,5.92,272,102189,{"$f":"'Bethel TMY 3'!$D$5","v":2019},"02","20","11","02/20/2019 11:00","2019-02-20T03:00:00",41.629999999999995]
["20130220:1200",5.35,{"v":100,"d":"100.00"},0,{"v":0,"d":"0.00"},0,332.05,5.48,275,102189,{"$f":"'Bethel TMY 3'!$D$5","v":2019},"02","20","12","02/20/2019 12:00","2019-02-20T04:00:00",41.629999999999995]
["20130220:1300",5.34,{"v":100,"d":"100.00"},0,{"v":0,"d":"0.00"},0,331.55,5.04,277,102189,{"$f":"'Bethel TMY 3'!$D$5","v":2019},"02","20","13","02/20/2019 13:00","2019-02-20T05:00:00",41.612]
["20130220:1400",5.34,{"v":100,"d":"100.00"},0,{"v":0,"d":"0.00"},0,331.05,4.61,280,102189,{"$f":"'Bethel TMY 3'!$D$5","v":2019},"02","20","14","02/20/2019 14:00","2019-02-20T06:00:00",41.612]
["20130220:1500",5.53,{"v":100,"d":"100.00"},0,{"v":0,"d":"0.00"},0,331.13,5.01,284,102192,{"$f":"'Bethel TMY 3'!$D$5","v":2019},"02","20","15","02/20/2019 15:00","2019-02-20T07:00:00",41.954]
["20130220:1600",5.71,{"v":100,"d":"100.00"},0,{"v":0,"d":"0.00"},0,331.22,5.41,288,102195,{"$f":"'Bethel TMY 3'!$D$5","v":2019},"02","20","16","02/20/2019 16:00","2019-02-20T08:00:00",42.278]
["20130220:1700",{"v":5.9,"d":"5.90"},{"v":100,"d":"100.00"},45,{"v":0,"d":"0.00"},45,{"v":331.3,"d":"331.30"},5.81,292,102199,{"$f":"'Bethel TMY 3'!$D$5","v":2019},{"$f":"MID(A1235,5,2)","v":"02"},{"$f":"MID(A1235,7,2)","v":"20"},{"$f":"MID(A1235,10,2)","v":"17"},{"$f":"L1235&\"/\"&M1235&\"/\"&K1235&\" \"&N1235&\":00\"","v":"02/20/2019 17:00"},{"$f":"(DATEVALUE(O1235)+TIMEVALUE(O1235))+($P$16/24)","v":"2019-02-20T09:00:00"},{"$f":"((9/5)*B1235)+32","v":42.620000000000005}]
["20130220:1800",{"v":6.1,"d":"6.10"},{"v":100,"d":"100.00"},67,{"v":0,"d":"0.00"},67,326.03,6.16,292,102209,{"$f":"'Bethel TMY 3'!$D$5","v":2019},"02","20","18","02/20/2019 18:00","2019-02-20T10:00:00",42.980000000000004]
["20130220:1900",{"v":6.3,"d":"6.30"},{"v":100,"d":"100.00"},76,{"v":0,"d":"0.00"},76,320.77,6.51,292,102219,{"$f":"'Bethel TMY 3'!$D$5","v":2019},"02","20","19","02/20/2019 19:00","2019-02-20T11:00:00",43.34]
["20130220:2000",{"v":6.5,"d":"6.50"},{"v":100,"d":"100.00"},330,590.86,101,{"v":315.5,"d":"315.50"},6.87,291,102229,{"$f":"'Bethel TMY 3'!$D$5","v":2019},"02","20","20","02/20/2019 20:00","2019-02-20T12:00:00",43.7]
["20130220:2100",6.46,{"v":100,"d":"100.00"},316,432.47,140,{"v":311.6,"d":"311.60"},6.51,291,102209,{"$f":"'Bethel TMY 3'!$D$5","v":2019},"02","20","21","02/20/2019 21:00","2019-02-20T13:00:00",43.628]
["20130220:2200",6.41,{"v":100,"d":"100.00"},292,399.44,137,{"v":307.7,"d":"307.70"},6.15,291,102189,{"$f":"'Bethel TMY 3'!$D$5","v":2019},"02","20","22","02/20/2019 22:00","2019-02-20T14:00:00",43.538]
["20130220:2300",6.37,{"v":100,"d":"100.00"},231,331.24,121,{"v":303.8,"d":"303.80"},5.79,291,102169,{"$f":"'Bethel TMY 3'!$D$5","v":2019},"02","20","23","02/20/2019 23:00","2019-02-20T15:00:00",43.466]
["20130221:0000",6.18,{"v":100,"d":"100.00"},75,{"v":0,"d":"0.00"},75,{"v":308.5,"d":"308.50"},5.97,288,102175,{"$f":"'Bethel TMY 3'!$D$5","v":2019},"02","21","00","02/21/2019 00:00","2019-02-20T16:00:00",43.124]
["20130221:0100",5.99,{"v":100,"d":"100.00"},33,{"v":0,"d":"0.00"},33,{"v":313.2,"d":"313.20"},6.15,285,102182,{"$f":"'Bethel TMY 3'!$D$5","v":2019},"02","21","01","02/21/2019 01:00","2019-02-20T17:00:00",42.782]
["20130221:0200",{"v":5.8,"d":"5.80"},{"v":100,"d":"100.00"},0,{"v":0,"d":"0.00"},0,{"v":317.9,"d":"317.90"},6.33,282,102189,{"$f":"'Bethel TMY 3'!$D$5","v":2019},"02","21","02","02/21/2019 02:00","2019-02-20T18:00:00",42.44]
["20130221:0300",5.56,{"v":100,"d":"100.00"},0,{"v":0,"d":"0.00"},0,318.33,6.46,281,102159,{"$f":"'Bethel TMY 3'!$D$5","v":2019},"02","21","03","02/21/2019 03:00","2019-02-20T19:00:00",42.007999999999996]
["20130221:0400",5.31,{"v":100,"d":"100.00"},0,{"v":0,"d":"0.00"},0,318.77,{"v":6.6,"d":"6.60"},280,102129,{"$f":"'Bethel TMY 3'!$D$5","v":2019},"02","21","04","02/21/2019 04:00","2019-02-20T20:00:00",41.558]
["20130221:0500",5.07,{"v":100,"d":"100.00"},0,{"v":0,"d":"0.00"},0,{"v":319.2,"d":"319.20"},6.73,278,102099,{"$f":"'Bethel TMY 3'!$D$5","v":2019},"02","21","05","02/21/2019 05:00","2019-02-20T21:00:00",41.126000000000005]
["20130221:0600",5.07,{"v":100,"d":"100.00"},0,{"v":0,"d":"0.00"},0,321.38,6.73,274,102066,{"$f":"'Bethel TMY 3'!$D$5","v":2019},"02","21","06","02/21/2019 06:00","2019-02-20T22:00:00",41.126000000000005]
["20130221:0700",5.06,{"v":100,"d":"100.00"},0,{"v":0,"d":"0.00"},0,323.57,6.73,271,102032,{"$f":"'Bethel TMY 3'!$D$5","v":2019},"02","21","07","02/21/2019 07:00","2019-02-20T23:00:00",41.108]
["20130221:0800",5.06,{"v":100,"d":"100.00"},0,{"v":0,"d":"0.00"},0,325.75,6.73,267,101999,{"$f":"'Bethel TMY 3'!$D$5","v":2019},"02","21","08","02/21/2019 08:00","2019-02-21",41.108]
["20130221:0900",5.13,{"v":100,"d":"100.00"},0,{"v":0,"d":"0.00"},0,326.22,{"v":7.4,"d":"7.40"},269,101949,{"$f":"'Bethel TMY 3'!$D$5","v":2019},"02","21","09","02/21/2019 09:00","2019-02-21T01:00:00",41.234]
["20130221:1000",5.21,{"v":100,"d":"100.00"},0,{"v":0,"d":"0.00"},0,326.68,8.07,271,101899,{"$f":"'Bethel TMY 3'!$D$5","v":2019},"02","21","10","02/21/2019 10:00","2019-02-21T02:00:00",41.378]
["20130221:1100",5.28,{"v":100,"d":"100.00"},0,{"v":0,"d":"0.00"},0,327.15,8.74,274,101849,{"$f":"'Bethel TMY 3'!$D$5","v":2019},"02","21","11","02/21/2019 11:00","2019-02-21T03:00:00",41.504000000000005]
["20130221:1200",5.36,{"v":100,"d":"100.00"},0,{"v":0,"d":"0.00"},0,{"v":327.5,"d":"327.50"},8.88,277,101779,{"$f":"'Bethel TMY 3'!$D$5","v":2019},"02","21","12","02/21/2019 12:00","2019-02-21T04:00:00",41.648]
["20130221:1300",5.43,{"v":100,"d":"100.00"},0,{"v":0,"d":"0.00"},0,327.85,9.02,281,101709,{"$f":"'Bethel TMY 3'!$D$5","v":2019},"02","21","13","02/21/2019 13:00","2019-02-21T05:00:00",41.774]
["20130221:1400",5.51,{"v":100,"d":"100.00"},0,{"v":0,"d":"0.00"},0,{"v":328.2,"d":"328.20"},9.16,284,101639,{"$f":"'Bethel TMY 3'!$D$5","v":2019},"02","21","14","02/21/2019 14:00","2019-02-21T06:00:00",41.918]
["20130221:1500",5.46,{"v":100,"d":"100.00"},0,{"v":0,"d":"0.00"},0,{"v":325.5,"d":"325.50"},9.25,285,101659,{"$f":"'Bethel TMY 3'!$D$5","v":2019},"02","21","15","02/21/2019 15:00","2019-02-21T07:00:00",41.828]
["20130221:1600",5.41,{"v":100,"d":"100.00"},0,{"v":0,"d":"0.00"},0,{"v":322.8,"d":"322.80"},9.34,287,101679,{"$f":"'Bethel TMY 3'!$D$5","v":2019},"02","21","16","02/21/2019 16:00","2019-02-21T08:00:00",41.738]
["20130221:1700",5.36,{"v":100,"d":"100.00"},49,{"v":0,"d":"0.00"},49,{"v":320.1,"d":"320.10"},9.43,288,101699,{"$f":"'Bethel TMY 3'!$D$5","v":2019},"02","21","17","02/21/2019 17:00","2019-02-21T09:00:00",41.648]
["20130221:1800",5.19,{"v":100,"d":"100.00"},162,303.25,87,315.43,9.37,290,101739,{"$f":"'Bethel TMY 3'!$D$5","v":2019},"02","21","18","02/21/2019 18:00","2019-02-21T10:00:00",41.342]
["20130221:1900",5.03,{"v":100,"d":"100.00"},144,35.61,132,310.77,9.31,291,101779,{"$f":"'Bethel TMY 3'!$D$5","v":2019},"02","21","19","02/21/2019 19:00","2019-02-21T11:00:00",41.054]
["20130221:2000",4.86,{"v":100,"d":"100.00"},243,195.76,166,{"v":306.1,"d":"306.10"},9.24,292,101819,{"$f":"'Bethel TMY 3'!$D$5","v":2019},"02","21","20","02/21/2019 20:00","2019-02-21T12:00:00",40.748000000000005]
["20130221:2100",4.67,{"v":100,"d":"100.00"},53,{"v":0,"d":"0.00"},53,308.42,9.14,291,101806,{"$f":"'Bethel TMY 3'!$D$5","v":2019},"02","21","21","02/21/2019 21:00","2019-02-21T13:00:00",40.406]
["20130221:2200",4.47,{"v":100,"d":"100.00"},137,2.54,136,310.73,9.04,290,101793,{"$f":"'Bethel TMY 3'!$D$5","v":2019},"02","21","22","02/21/2019 22:00","2019-02-21T14:00:00",40.046]
["20130221:2300",4.28,{"v":100,"d":"100.00"},228,296.18,128,313.05,8.94,289,101779,{"$f":"'Bethel TMY 3'!$D$5","v":2019},"02","21","23","02/21/2019 23:00","2019-02-21T15:00:00",39.704]
["20130222:0000",4.21,{"v":100,"d":"100.00"},9,{"v":0,"d":"0.00"},9,{"v":312.9,"d":"312.90"},8.81,289,101796,{"$f":"'Bethel TMY 3'!$D$5","v":2019},"02","22","00","02/22/2019 00:00","2019-02-21T16:00:00",39.578]
["20130222:0100",4.15,{"v":100,"d":"100.00"},3,{"v":0,"d":"0.00"},3,312.75,8.68,289,101813,{"$f":"'Bethel TMY 3'!$D$5","v":2019},"02","22","01","02/22/2019 01:00","2019-02-21T17:00:00",39.47]
["20130222:0200",4.08,{"v":100,"d":"100.00"},0,{"v":0,"d":"0.00"},0,{"v":312.6,"d":"312.60"},8.55,288,101829,{"$f":"'Bethel TMY 3'!$D$5","v":2019},"02","22","02","02/22/2019 02:00","2019-02-21T18:00:00",39.344]
["20130222:0300",3.88,{"v":100,"d":"100.00"},0,{"v":0,"d":"0.00"},0,310.68,8.42,287,101826,{"$f":"'Bethel TMY 3'!$D$5","v":2019},"02","22","03","02/22/2019 03:00","2019-02-21T19:00:00",38.984]
["20130222:0400",3.68,{"v":100,"d":"100.00"},0,{"v":0,"d":"0.00"},0,308.77,8.29,285,101823,{"$f":"'Bethel TMY 3'!$D$5","v":2019},"02","22","04","02/22/2019 04:00","2019-02-21T20:00:00",38.624]
["20130222:0500",3.48,{"v":100,"d":"100.00"},0,{"v":0,"d":"0.00"},0,306.85,8.17,284,101819,{"$f":"'Bethel TMY 3'!$D$5","v":2019},"02","22","05","02/22/2019 05:00","2019-02-21T21:00:00",38.264]
["20130222:0600",3.27,{"v":100,"d":"100.00"},0,{"v":0,"d":"0.00"},0,305.43,8.26,283,101819,{"$f":"'Bethel TMY 3'!$D$5","v":2019},"02","22","06","02/22/2019 06:00","2019-02-21T22:00:00",37.886]
["20130222:0700",3.05,{"v":100,"d":"100.00"},0,{"v":0,"d":"0.00"},0,304.02,8.35,283,101819,{"$f":"'Bethel TMY 3'!$D$5","v":2019},"02","22","07","02/22/2019 07:00","2019-02-21T23:00:00",37.49]
["20130222:0800",2.84,{"v":100,"d":"100.00"},0,{"v":0,"d":"0.00"},0,{"v":302.6,"d":"302.60"},8.44,283,101819,{"$f":"'Bethel TMY 3'!$D$5","v":2019},"02","22","08","02/22/2019 08:00","2019-02-22",37.112]
["20130222:0900",2.66,{"v":100,"d":"100.00"},0,{"v":0,"d":"0.00"},0,{"v":300.9,"d":"300.90"},8.33,284,101826,{"$f":"'Bethel TMY 3'!$D$5","v":2019},"02","22","09","02/22/2019 09:00","2019-02-22T01:00:00",36.788]
["20130222:1000",2.49,{"v":100,"d":"100.00"},0,{"v":0,"d":"0.00"},0,{"v":299.2,"d":"299.20"},8.22,284,101833,{"$f":"'Bethel TMY 3'!$D$5","v":2019},"02","22","10","02/22/2019 10:00","2019-02-22T02:00:00",36.482]
["20130222:1100",2.31,{"v":100,"d":"100.00"},0,{"v":0,"d":"0.00"},0,{"v":297.5,"d":"297.50"},8.11,285,101839,{"$f":"'Bethel TMY 3'!$D$5","v":2019},"02","22","11","02/22/2019 11:00","2019-02-22T03:00:00",36.158]
["20130222:1200",2.37,{"v":100,"d":"100.00"},0,{"v":0,"d":"0.00"},0,{"v":301.3,"d":"301.30"},7.83,286,101809,{"$f":"'Bethel TMY 3'!$D$5","v":2019},"02","22","12","02/22/2019 12:00","2019-02-22T04:00:00",36.266]
["20130222:1300",2.43,{"v":100,"d":"100.00"},0,{"v":0,"d":"0.00"},0,{"v":305.1,"d":"305.10"},7.56,288,101779,{"$f":"'Bethel TMY 3'!$D$5","v":2019},"02","22","13","02/22/2019 13:00","2019-02-22T05:00:00",36.374]
["20130222:1400",2.49,{"v":100,"d":"100.00"},0,{"v":0,"d":"0.00"},0,{"v":308.9,"d":"308.90"},7.28,289,101749,{"$f":"'Bethel TMY 3'!$D$5","v":2019},"02","22","14","02/22/2019 14:00","2019-02-22T06:00:00",36.482]
["20130222:1500",2.52,{"v":100,"d":"100.00"},0,{"v":0,"d":"0.00"},0,307.68,7.23,287,101736,{"$f":"'Bethel TMY 3'!$D$5","v":2019},"02","22","15","02/22/2019 15:00","2019-02-22T07:00:00",36.536]
["20130222:1600",2.55,{"v":100,"d":"100.00"},0,{"v":0,"d":"0.00"},0,306.47,7.18,284,101723,{"$f":"'Bethel TMY 3'!$D$5","v":2019},"02","22","16","02/22/2019 16:00","2019-02-22T08:00:00",36.59]
["20130222:1700",2.58,{"v":100,"d":"100.00"},47,{"v":0,"d":"0.00"},47,305.25,7.13,282,101709,{"$f":"'Bethel TMY 3'!$D$5","v":2019},"02","22","17","02/22/2019 17:00","2019-02-22T09:00:00",36.644]
["20130222:1800",2.57,98.68,123,90.88,100,301.08,7.33,280,101699,{"$f":"'Bethel TMY 3'!$D$5","v":2019},"02","22","18","02/22/2019 18:00","2019-02-22T10:00:00",36.626]
["20130222:1900",2.57,97.35,14,{"v":0,"d":"0.00"},14,296.92,7.53,279,101689,{"$f":"'Bethel TMY 3'!$D$5","v":2019},"02","22","19","02/22/2019 19:00","2019-02-22T11:00:00",36.626]
["20130222:2000",2.57,96.03,312,445.93,134,292.75,7.72,278,101679,{"$f":"'Bethel TMY 3'!$D$5","v":2019},"02","22","20","02/22/2019 20:00","2019-02-22T12:00:00",36.626]
["20130222:2100",2.49,96.15,339,489.86,134,290.42,7.89,277,101633,{"$f":"'Bethel TMY 3'!$D$5","v":2019},"02","22","21","02/22/2019 21:00","2019-02-22T13:00:00",36.482]
["20130222:2200",2.41,96.28,60,{"v":0,"d":"0.00"},60,288.08,8.06,277,101586,{"$f":"'Bethel TMY 3'!$D$5","v":2019},"02","22","22","02/22/2019 22:00","2019-02-22T14:00:00",36.338]
["20130222:2300",2.33,{"v":96.4,"d":"96.40"},12,{"v":0,"d":"0.00"},12,285.75,8.23,276,101540,{"$f":"'Bethel TMY 3'!$D$5","v":2019},"02","22","23","02/22/2019 23:00","2019-02-22T15:00:00",36.194]
["20130223:0000",2.23,{"v":97.6,"d":"97.60"},149,200.66,97,279.38,8.26,278,101530,{"$f":"'Bethel TMY 3'!$D$5","v":2019},"02","23","00","02/23/2019 00:00","2019-02-22T16:00:00",36.014]
["20130223:0100",2.14,{"v":98.8,"d":"98.80"},68,105.41,53,273.02,8.29,279,101520,{"$f":"'Bethel TMY 3'!$D$5","v":2019},"02","23","01","02/23/2019 01:00","2019-02-22T17:00:00",35.852000000000004]
["20130223:0200",2.05,{"v":100,"d":"100.00"},0,{"v":0,"d":"0.00"},0,266.65,8.32,280,101510,{"$f":"'Bethel TMY 3'!$D$5","v":2019},"02","23","02","02/23/2019 02:00","2019-02-22T18:00:00",35.69]
["20130223:0300",1.74,{"v":100,"d":"100.00"},0,{"v":0,"d":"0.00"},0,264.52,8.23,284,101506,{"$f":"'Bethel TMY 3'!$D$5","v":2019},"02","23","03","02/23/2019 03:00","2019-02-22T19:00:00",35.132]
["20130223:0400",1.44,{"v":100,"d":"100.00"},0,{"v":0,"d":"0.00"},0,262.38,8.14,288,101503,{"$f":"'Bethel TMY 3'!$D$5","v":2019},"02","23","04","02/23/2019 04:00","2019-02-22T20:00:00",34.592]
["20130223:0500",1.13,{"v":100,"d":"100.00"},0,{"v":0,"d":"0.00"},0,260.25,8.06,292,101500,{"$f":"'Bethel TMY 3'!$D$5","v":2019},"02","23","05","02/23/2019 05:00","2019-02-22T21:00:00",34.034]
["20130223:0600",0.89,{"v":100,"d":"100.00"},0,{"v":0,"d":"0.00"},0,256.07,7.94,295,101520,{"$f":"'Bethel TMY 3'!$D$5","v":2019},"02","23","06","02/23/2019 06:00","2019-02-22T22:00:00",33.602]
["20130223:0700",0.64,{"v":100,"d":"100.00"},0,{"v":0,"d":"0.00"},0,251.88,7.83,299,101540,{"$f":"'Bethel TMY 3'!$D$5","v":2019},"02","23","07","02/23/2019 07:00","2019-02-22T23:00:00",33.152]
["20130223:0800",{"v":0.4,"d":"0.40"},{"v":100,"d":"100.00"},0,{"v":0,"d":"0.00"},0,{"v":247.7,"d":"247.70"},7.71,302,101560,{"$f":"'Bethel TMY 3'!$D$5","v":2019},"02","23","08","02/23/2019 08:00","2019-02-23",32.72]
["20130223:0900",0.37,{"v":97.4,"d":"97.40"},0,{"v":0,"d":"0.00"},0,{"v":245.4,"d":"245.40"},7.76,304,101583,{"$f":"'Bethel TMY 3'!$D$5","v":2019},{"$f":"MID(A1299,5,2)","v":"02"},{"$f":"MID(A1299,7,2)","v":"23"},{"$f":"MID(A1299,10,2)","v":"09"},{"$f":"L1299&\"/\"&M1299&\"/\"&K1299&\" \"&N1299&\":00\"","v":"02/23/2019 09:00"},{"$f":"(DATEVALUE(O1299)+TIMEVALUE(O1299))+($P$16/24)","v":"2019-02-23T01:00:00"},{"$f":"((9/5)*B1299)+32","v":32.666}]
["20130223:1000",0.34,94.81,0,{"v":0,"d":"0.00"},0,{"v":243.1,"d":"243.10"},7.81,306,101606,{"$f":"'Bethel TMY 3'!$D$5","v":2019},"02","23","10","02/23/2019 10:00","2019-02-23T02:00:00",32.612]
["20130223:1100",0.31,92.21,0,{"v":0,"d":"0.00"},0,{"v":240.8,"d":"240.80"},7.86,308,101629,{"$f":"'Bethel TMY 3'!$D$5","v":2019},"02","23","11","02/23/2019 11:00","2019-02-23T03:00:00",32.558]
["20130223:1200",0.24,88.07,0,{"v":0,"d":"0.00"},0,239.38,7.57,309,101686,{"$f":"'Bethel TMY 3'!$D$5","v":2019},"02","23","12","02/23/2019 12:00","2019-02-23T04:00:00",32.432]
["20130223:1300",0.18,83.93,0,{"v":0,"d":"0.00"},0,237.97,7.28,311,101743,{"$f":"'Bethel TMY 3'!$D$5","v":2019},"02","23","13","02/23/2019 13:00","2019-02-23T05:00:00",32.324]
["20130223:1400",0.11,79.79,0,{"v":0,"d":"0.00"},0,236.55,6.99,313,101799,{"$f":"'Bethel TMY 3'!$D$5","v":2019},"02","23","14","02/23/2019 14:00","2019-02-23T06:00:00",32.198]
["20130223:1500",0.09,77.09,0,{"v":0,"d":"0.00"},0,233.88,7.03,314,101846,{"$f":"'Bethel TMY 3'!$D$5","v":2019},"02","23","15","02/23/2019 15:00","2019-02-23T07:00:00",32.162]
["20130223:1600",0.07,74.38,0,{"v":0,"d":"0.00"},0,231.22,7.06,316,101892,{"$f":"'Bethel TMY 3'!$D$5","v":2019},"02","23","16","02/23/2019 16:00","2019-02-23T08:00:00",32.126]
["20130223:1700",0.05,71.68,51,{"v":0,"d":"0.00"},51,228.55,7.09,317,101939,{"$f":"'Bethel TMY 3'!$D$5","v":2019},"02","23","17","02/23/2019 17:00","2019-02-23T09:00:00",32.09]
["20130223:1800",{"v":0.1,"d":"0.10"},66.45,122,77.26,102,225.65,7.09,317,101986,{"$f":"'Bethel TMY 3'!$D$5","v":2019},"02","23","18","02/23/2019 18:00","2019-02-23T10:00:00",32.18]
["20130223:1900",0.15,61.23,250,358.58,125,222.75,{"v":7.1,"d":"7.10"},317,102032,{"$f":"'Bethel TMY 3'!$D$5","v":2019},"02","23","19","02/23/2019 19:00","2019-02-23T11:00:00",32.27]
["20130223:2000",{"v":0.2,"d":"0.20"},{"v":56,"d":"56.00"},246,180.24,173,219.85,{"v":7.1,"d":"7.10"},317,102079,{"$f":"'Bethel TMY 3'!$D$5","v":2019},"02","23","20","02/23/2019 20:00","2019-02-23T12:00:00",32.36]
["20130223:2100",{"v":0.2,"d":"0.20"},54.56,113,{"v":0,"d":"0.00"},113,217.43,7.19,317,102096,{"$f":"'Bethel TMY 3'!$D$5","v":2019},"02","23","21","02/23/2019 21:00","2019-02-23T13:00:00",32.36]
["20130223:2200",0.19,53.12,320,461.61,133,215.02,7.28,317,102112,{"$f":"'Bethel TMY 3'!$D$5","v":2019},"02","23","22","02/23/2019 22:00","2019-02-23T14:00:00",32.342]
["20130223:2300",0.19,51.68,243,326.86,129,{"v":212.6,"d":"212.60"},7.37,317,102129,{"$f":"'Bethel TMY 3'!$D$5","v":2019},"02","23","23","02/23/2019 23:00","2019-02-23T15:00:00",32.342]
["20130224:0000",-0.01,53.13,192,438.46,76,212.12,7.21,321,102199,{"$f":"'Bethel TMY 3'!$D$5","v":2019},"02","24","00","02/24/2019 00:00","2019-02-23T16:00:00",31.982]
["20130224:0100",-0.21,54.58,77,182.99,50,211.63,7.05,324,102269,{"$f":"'Bethel TMY 3'!$D$5","v":2019},"02","24","01","02/24/2019 01:00","2019-02-23T17:00:00",31.622]
["20130224:0200",-0.41,56.03,0,{"v":0,"d":"0.00"},0,211.15,{"v":6.9,"d":"6.90"},328,102339,{"$f":"'Bethel TMY 3'!$D$5","v":2019},"02","24","02","02/24/2019 02:00","2019-02-23T18:00:00",31.262]
["20130224:0300",-0.57,56.85,0,{"v":0,"d":"0.00"},0,211.88,6.37,330,102372,{"$f":"'Bethel TMY 3'!$D$5","v":2019},"02","24","03","02/24/2019 03:00","2019-02-23T19:00:00",30.974]
["20130224:0400",-0.72,57.66,0,{"v":0,"d":"0.00"},0,212.62,5.85,332,102405,{"$f":"'Bethel TMY 3'!$D$5","v":2019},"02","24","04","02/24/2019 04:00","2019-02-23T20:00:00",30.704]
["20130224:0500",-0.88,58.48,0,{"v":0,"d":"0.00"},0,213.35,5.32,334,102438,{"$f":"'Bethel TMY 3'!$D$5","v":2019},"02","24","05","02/24/2019 05:00","2019-02-23T21:00:00",30.416]
["20130224:0600",-0.92,59.36,0,{"v":0,"d":"0.00"},0,213.83,4.56,337,102485,{"$f":"'Bethel TMY 3'!$D$5","v":2019},"02","24","06","02/24/2019 06:00","2019-02-23T22:00:00",30.344]
["20130224:0700",-0.95,60.25,0,{"v":0,"d":"0.00"},0,214.32,3.79,341,102532,{"$f":"'Bethel TMY 3'!$D$5","v":2019},"02","24","07","02/24/2019 07:00","2019-02-23T23:00:00",30.29]
["20130224:0800",-0.99,61.13,0,{"v":0,"d":"0.00"},0,{"v":214.8,"d":"214.80"},3.02,345,102578,{"$f":"'Bethel TMY 3'!$D$5","v":2019},"02","24","08","02/24/2019 08:00","2019-02-24",30.218]
["20130224:0900",-0.99,62.48,0,{"v":0,"d":"0.00"},0,216.25,2.51,358,102602,{"$f":"'Bethel TMY 3'!$D$5","v":2019},"02","24","09","02/24/2019 09:00","2019-02-24T01:00:00",30.218]
["20130224:1000",-0.98,63.82,0,{"v":0,"d":"0.00"},0,{"v":217.7,"d":"217.70"},{"v":2,"d":"2.00"},11,102625,{"$f":"'Bethel TMY 3'!$D$5","v":2019},"02","24","10","02/24/2019 10:00","2019-02-24T02:00:00",30.236]
["20130224:1100",-0.98,65.17,0,{"v":0,"d":"0.00"},0,219.15,1.49,24,102648,{"$f":"'Bethel TMY 3'!$D$5","v":2019},"02","24","11","02/24/2019 11:00","2019-02-24T03:00:00",30.236]
["20130224:1200",-1.01,{"v":68.8,"d":"68.80"},0,{"v":0,"d":"0.00"},0,219.62,{"v":1.8,"d":"1.80"},42,102698,{"$f":"'Bethel TMY 3'!$D$5","v":2019},"02","24","12","02/24/2019 12:00","2019-02-24T04:00:00",30.182]
["20130224:1300",-1.05,72.44,0,{"v":0,"d":"0.00"},0,220.08,2.11,60,102748,{"$f":"'Bethel TMY 3'!$D$5","v":2019},"02","24","13","02/24/2019 13:00","2019-02-24T05:00:00",30.11]
["20130224:1400",-1.08,76.07,0,{"v":0,"d":"0.00"},0,220.55,2.41,78,102798,{"$f":"'Bethel TMY 3'!$D$5","v":2019},"02","24","14","02/24/2019 14:00","2019-02-24T06:00:00",30.056]
["20130224:1500",-0.81,77.38,0,{"v":0,"d":"0.00"},0,{"v":221.8,"d":"221.80"},2.49,89,102805,{"$f":"'Bethel TMY 3'!$D$5","v":2019},"02","24","15","02/24/2019 15:00","2019-02-24T07:00:00",30.542]
["20130224:1600",-0.54,{"v":78.7,"d":"78.70"},0,{"v":0,"d":"0.00"},0,223.05,2.56,99,102811,{"$f":"'Bethel TMY 3'!$D$5","v":2019},"02","24","16","02/24/2019 16:00","2019-02-24T08:00:00",31.028]
["20130224:1700",-0.27,80.01,54,{"v":0,"d":"0.00"},54,{"v":224.3,"d":"224.30"},2.63,109,102818,{"$f":"'Bethel TMY 3'!$D$5","v":2019},"02","24","17","02/24/2019 17:00","2019-02-24T09:00:00",31.514]
["20130224:1800",0.04,73.39,192,415.51,82,{"v":228,"d":"228.00"},2.61,114,102831,{"$f":"'Bethel TMY 3'!$D$5","v":2019},"02","24","18","02/24/2019 18:00","2019-02-24T10:00:00",32.072]
["20130224:1900",0.36,66.77,230,251.07,141,{"v":231.7,"d":"231.70"},2.58,119,102845,{"$f":"'Bethel TMY 3'!$D$5","v":2019},"02","24","19","02/24/2019 19:00","2019-02-24T11:00:00",32.648]
["20130224:2000",0.68,60.15,300,{"v":352.9,"d":"352.90"},155,{"v":235.4,"d":"235.40"},2.55,124,102858,{"$f":"'Bethel TMY 3'!$D$5","v":2019},"02","24","20","02/24/2019 20:00","2019-02-24T12:00:00",33.224000000000004]
["20130224:2100",0.88,59.47,301,{"v":297.6,"d":"297.60"},173,243.38,2.66,120,102828,{"$f":"'Bethel TMY 3'!$D$5","v":2019},"02","24","21","02/24/2019 21:00","2019-02-24T13:00:00",33.584]
["20130224:2200",1.08,{"v":58.8,"d":"58.80"},307,382.16,150,251.37,2.77,116,102798,{"$f":"'Bethel TMY 3'!$D$5","v":2019},"02","24","22","02/24/2019 22:00","2019-02-24T14:00:00",33.944]
["20130224:2300",1.29,58.12,261,392.26,122,259.35,2.88,112,102768,{"$f":"'Bethel TMY 3'!$D$5","v":2019},"02","24","23","02/24/2019 23:00","2019-02-24T15:00:00",34.322]
["20130225:0000",1.26,60.77,177,314.82,92,260.48,3.42,112,102791,{"$f":"'Bethel TMY 3'!$D$5","v":2019},"02","25","00","02/25/2019 00:00","2019-02-24T16:00:00",34.268]
["20130225:0100",1.24,63.43,72,{"v":117.8,"d":"117.80"},54,261.62,3.95,111,102815,{"$f":"'Bethel TMY 3'!$D$5","v":2019},"02","25","01","02/25/2019 01:00","2019-02-24T17:00:00",34.232]
["20130225:0200",1.22,66.08,0,{"v":0,"d":"0.00"},0,262.75,4.48,110,102838,{"$f":"'Bethel TMY 3'!$D$5","v":2019},"02","25","02","02/25/2019 02:00","2019-02-24T18:00:00",34.196]
["20130225:0300",1.25,67.67,0,{"v":0,"d":"0.00"},0,262.33,4.44,110,102831,{"$f":"'Bethel TMY 3'!$D$5","v":2019},"02","25","03","02/25/2019 03:00","2019-02-24T19:00:00",34.25]
["20130225:0400",1.27,69.27,0,{"v":0,"d":"0.00"},0,261.92,4.39,109,102825,{"$f":"'Bethel TMY 3'!$D$5","v":2019},"02","25","04","02/25/2019 04:00","2019-02-24T20:00:00",34.286]
["20130225:0500",{"v":1.3,"d":"1.30"},70.86,0,{"v":0,"d":"0.00"},0,{"v":261.5,"d":"261.50"},4.34,108,102818,{"$f":"'Bethel TMY 3'!$D$5","v":2019},"02","25","05","02/25/2019 05:00","2019-02-24T21:00:00",34.34]
["20130225:0600",1.23,74.07,0,{"v":0,"d":"0.00"},0,256.75,4.36,105,102818,{"$f":"'Bethel TMY 3'!$D$5","v":2019},"02","25","06","02/25/2019 06:00","2019-02-24T22:00:00",34.214]
["20130225:0700",1.15,77.27,0,{"v":0,"d":"0.00"},0,{"v":252,"d":"252.00"},4.37,101,102818,{"$f":"'Bethel TMY 3'!$D$5","v":2019},"02","25","07","02/25/2019 07:00","2019-02-24T23:00:00",34.07]
["20130225:0800",1.08,80.48,0,{"v":0,"d":"0.00"},0,247.25,4.39,97,102818,{"$f":"'Bethel TMY 3'!$D$5","v":2019},"02","25","08","02/25/2019 08:00","2019-02-25",33.944]
["20130225:0900",0.99,82.02,0,{"v":0,"d":"0.00"},0,247.38,4.72,89,102815,{"$f":"'Bethel TMY 3'!$D$5","v":2019},"02","25","09","02/25/2019 09:00","2019-02-25T01:00:00",33.782]
["20130225:1000",{"v":0.9,"d":"0.90"},83.55,0,{"v":0,"d":"0.00"},0,247.52,5.05,82,102811,{"$f":"'Bethel TMY 3'!$D$5","v":2019},"02","25","10","02/25/2019 10:00","2019-02-25T02:00:00",33.62]
["20130225:1100",0.81,85.09,0,{"v":0,"d":"0.00"},0,247.65,5.38,75,102808,{"$f":"'Bethel TMY 3'!$D$5","v":2019},"02","25","11","02/25/2019 11:00","2019-02-25T03:00:00",33.458]
["20130225:1200",0.53,86.94,0,{"v":0,"d":"0.00"},0,244.53,6.01,73,102788,{"$f":"'Bethel TMY 3'!$D$5","v":2019},"02","25","12","02/25/2019 12:00","2019-02-25T04:00:00",32.954]
["20130225:1300",0.26,88.78,0,{"v":0,"d":"0.00"},0,241.42,6.64,70,102768,{"$f":"'Bethel TMY 3'!$D$5","v":2019},"02","25","13","02/25/2019 13:00","2019-02-25T05:00:00",32.468]
["20130225:1400",-0.02,90.63,0,{"v":0,"d":"0.00"},0,{"v":238.3,"d":"238.30"},7.27,67,102748,{"$f":"'Bethel TMY 3'!$D$5","v":2019},"02","25","14","02/25/2019 14:00","2019-02-25T06:00:00",31.964]
["20130225:1500",-0.02,86.83,0,{"v":0,"d":"0.00"},0,236.48,7.29,65,102711,{"$f":"'Bethel TMY 3'!$D$5","v":2019},"02","25","15","02/25/2019 15:00","2019-02-25T07:00:00",31.964]
["20130225:1600",-0.02,83.02,11,{"v":0,"d":"0.00"},11,234.67,7.31,63,102675,{"$f":"'Bethel TMY 3'!$D$5","v":2019},"02","25","16","02/25/2019 16:00","2019-02-25T08:00:00",31.964]
["20130225:1700",-0.01,79.22,46,{"v":0,"d":"0.00"},46,232.85,7.32,61,102638,{"$f":"'Bethel TMY 3'!$D$5","v":2019},"02","25","17","02/25/2019 17:00","2019-02-25T09:00:00",31.982]
["20130225:1800",0.37,71.28,217,554.26,67,234.57,7.18,59,102572,{"$f":"'Bethel TMY 3'!$D$5","v":2019},"02","25","18","02/25/2019 18:00","2019-02-25T10:00:00",32.666]
["20130225:1900",0.75,63.34,305,596.55,90,236.28,7.04,56,102505,{"$f":"'Bethel TMY 3'!$D$5","v":2019},"02","25","19","02/25/2019 19:00","2019-02-25T11:00:00",33.35]
["20130225:2000",1.13,{"v":55.4,"d":"55.40"},356,583.03,113,{"v":238,"d":"238.00"},{"v":6.9,"d":"6.90"},54,102438,{"$f":"'Bethel TMY 3'!$D$5","v":2019},"02","25","20","02/25/2019 20:00","2019-02-25T12:00:00",34.034]
["20130225:2100",1.38,53.77,360,513.83,136,239.48,6.86,50,102325,{"$f":"'Bethel TMY 3'!$D$5","v":2019},"02","25","21","02/25/2019 21:00","2019-02-25T13:00:00",34.484]
["20130225:2200",1.63,52.15,309,{"v":369.7,"d":"369.70"},155,240.97,6.83,47,102212,{"$f":"'Bethel TMY 3'!$D$5","v":2019},"02","25","22","02/25/2019 22:00","2019-02-25T14:00:00",34.934]
["20130225:2300",1.88,50.52,283,477.84,111,242.45,{"v":6.8,"d":"6.80"},43,102099,{"$f":"'Bethel TMY 3'!$D$5","v":2019},"02","25","23","02/25/2019 23:00","2019-02-25T15:00:00",35.384]
["20130226:0000",1.52,55.14,203,453.84,78,242.55,6.67,44,102039,{"$f":"'Bethel TMY 3'!$D$5","v":2019},"02","26","00","02/26/2019 00:00","2019-02-25T16:00:00",34.736]
["20130226:0100",1.16,59.76,80,126.53,60,242.65,6.53,45,101979,{"$f":"'Bethel TMY 3'!$D$5","v":2019},{"$f":"MID(A1363,5,2)","v":"02"},{"$f":"MID(A1363,7,2)","v":"26"},{"$f":"MID(A1363,10,2)","v":"01"},{"$f":"L1363&\"/\"&M1363&\"/\"&K1363&\" \"&N1363&\":00\"","v":"02/26/2019 01:00"},{"$f":"(DATEVALUE(O1363)+TIMEVALUE(O1363))+($P$16/24)","v":"2019-02-25T17:00:00"},{"$f":"((9/5)*B1363)+32","v":34.088}]
["20130226:0200",{"v":0.8,"d":"0.80"},64.38,12,{"v":0,"d":"0.00"},12,242.75,{"v":6.4,"d":"6.40"},46,101919,{"$f":"'Bethel TMY 3'!$D$5","v":2019},"02","26","02","02/26/2019 02:00","2019-02-25T18:00:00",33.44]
["20130226:0300",0.52,66.37,0,{"v":0,"d":"0.00"},0,241.03,6.19,45,101886,{"$f":"'Bethel TMY 3'!$D$5","v":2019},"02","26","03","02/26/2019 03:00","2019-02-25T19:00:00",32.936]
["20130226:0400",0.24,68.35,0,{"v":0,"d":"0.00"},0,239.32,5.99,44,101852,{"$f":"'Bethel TMY 3'!$D$5","v":2019},"02","26","04","02/26/2019 04:00","2019-02-25T20:00:00",32.432]
["20130226:0500",-0.04,70.34,0,{"v":0,"d":"0.00"},0,{"v":237.6,"d":"237.60"},5.78,43,101819,{"$f":"'Bethel TMY 3'!$D$5","v":2019},"02","26","05","02/26/2019 05:00","2019-02-25T21:00:00",31.928]
["20130226:0600",-0.26,71.97,0,{"v":0,"d":"0.00"},0,235.68,5.54,42,101763,{"$f":"'Bethel TMY 3'!$D$5","v":2019},"02","26","06","02/26/2019 06:00","2019-02-25T22:00:00",31.532]
["20130226:0700",-0.49,73.61,0,{"v":0,"d":"0.00"},0,233.77,5.29,42,101706,{"$f":"'Bethel TMY 3'!$D$5","v":2019},"02","26","07","02/26/2019 07:00","2019-02-25T23:00:00",31.118]
["20130226:0800",-0.71,75.24,0,{"v":0,"d":"0.00"},0,231.85,5.05,41,101649,{"$f":"'Bethel TMY 3'!$D$5","v":2019},"02","26","08","02/26/2019 08:00","2019-02-26",30.722]
["20130226:0900",-0.88,{"v":76.9,"d":"76.90"},0,{"v":0,"d":"0.00"},0,225.92,4.91,38,101603,{"$f":"'Bethel TMY 3'!$D$5","v":2019},"02","26","09","02/26/2019 09:00","2019-02-26T01:00:00",30.416]
["20130226:1000",-1.04,78.57,0,{"v":0,"d":"0.00"},0,219.98,4.78,36,101556,{"$f":"'Bethel TMY 3'!$D$5","v":2019},"02","26","10","02/26/2019 10:00","2019-02-26T02:00:00",30.128]
["20130226:1100",-1.21,80.23,0,{"v":0,"d":"0.00"},0,214.05,4.65,33,101510,{"$f":"'Bethel TMY 3'!$D$5","v":2019},"02","26","11","02/26/2019 11:00","2019-02-26T03:00:00",29.822]
["20130226:1200",{"v":-1.5,"d":"-1.50"},86.24,0,{"v":0,"d":"0.00"},0,210.92,4.59,34,101473,{"$f":"'Bethel TMY 3'!$D$5","v":2019},"02","26","12","02/26/2019 12:00","2019-02-26T04:00:00",29.3]
["20130226:1300",-1.79,92.25,0,{"v":0,"d":"0.00"},0,207.78,4.53,35,101436,{"$f":"'Bethel TMY 3'!$D$5","v":2019},"02","26","13","02/26/2019 13:00","2019-02-26T05:00:00",28.778]
["20130226:1400",-2.08,98.26,0,{"v":0,"d":"0.00"},0,204.65,4.47,36,101400,{"$f":"'Bethel TMY 3'!$D$5","v":2019},"02","26","14","02/26/2019 14:00","2019-02-26T06:00:00",28.256]
["20130226:1500",-2.02,94.24,0,{"v":0,"d":"0.00"},0,204.38,4.67,36,101356,{"$f":"'Bethel TMY 3'!$D$5","v":2019},"02","26","15","02/26/2019 15:00","2019-02-26T07:00:00",28.364]
["20130226:1600",-1.96,90.23,11,{"v":0,"d":"0.00"},11,204.12,4.86,37,101313,{"$f":"'Bethel TMY 3'!$D$5","v":2019},"02","26","16","02/26/2019 16:00","2019-02-26T08:00:00",28.472]
["20130226:1700",-1.89,86.21,87,188.14,57,203.85,5.06,37,101270,{"$f":"'Bethel TMY 3'!$D$5","v":2019},"02","26","17","02/26/2019 17:00","2019-02-26T09:00:00",28.598]
["20130226:1800",-1.58,75.44,203,423.04,86,204.55,4.86,32,101163,{"$f":"'Bethel TMY 3'!$D$5","v":2019},"02","26","18","02/26/2019 18:00","2019-02-26T10:00:00",29.156]
["20130226:1900",-1.26,64.67,307,575.94,96,205.25,4.67,28,101057,{"$f":"'Bethel TMY 3'!$D$5","v":2019},"02","26","19","02/26/2019 19:00","2019-02-26T11:00:00",29.732]
["20130226:2000",-0.94,{"v":53.9,"d":"53.90"},333,447.11,144,205.95,4.47,23,100950,{"$f":"'Bethel TMY 3'!$D$5","v":2019},"02","26","20","02/26/2019 20:00","2019-02-26T12:00:00",30.308]
["20130226:2100",-0.67,51.53,327,{"v":353.1,"d":"353.10"},171,207.07,4.69,15,100827,{"$f":"'Bethel TMY 3'!$D$5","v":2019},"02","26","21","02/26/2019 21:00","2019-02-26T13:00:00",30.794]
["20130226:2200",-0.41,49.15,327,{"v":421.5,"d":"421.50"},149,208.18,4.91,8,100704,{"$f":"'Bethel TMY 3'!$D$5","v":2019},"02","26","22","02/26/2019 22:00","2019-02-26T14:00:00",31.262]
["20130226:2300",-0.14,46.78,312,{"v":607.3,"d":"607.30"},90,{"v":209.3,"d":"209.30"},5.13,360,100581,{"$f":"'Bethel TMY 3'!$D$5","v":2019},"02","26","23","02/26/2019 23:00","2019-02-26T15:00:00",31.748]
["20130227:0000",-0.33,52.31,197,384.53,89,207.98,4.98,6,100501,{"$f":"'Bethel TMY 3'!$D$5","v":2019},"02","27","00","02/27/2019 00:00","2019-02-26T16:00:00",31.406]
["20130227:0100",-0.51,57.84,81,140.82,58,206.67,4.83,13,100421,{"$f":"'Bethel TMY 3'!$D$5","v":2019},"02","27","01","02/27/2019 01:00","2019-02-26T17:00:00",31.082]
["20130227:0200",{"v":-0.7,"d":"-0.70"},63.37,10,{"v":0,"d":"0.00"},10,205.35,4.68,19,100341,{"$f":"'Bethel TMY 3'!$D$5","v":2019},"02","27","02","02/27/2019 02:00","2019-02-26T18:00:00",30.74]
["20130227:0300",-0.89,68.24,0,{"v":0,"d":"0.00"},0,206.63,4.63,17,100278,{"$f":"'Bethel TMY 3'!$D$5","v":2019},"02","27","03","02/27/2019 03:00","2019-02-26T19:00:00",30.398]
["20130227:0400",-1.07,{"v":73.1,"d":"73.10"},0,{"v":0,"d":"0.00"},0,207.92,4.59,14,100214,{"$f":"'Bethel TMY 3'!$D$5","v":2019},"02","27","04","02/27/2019 04:00","2019-02-26T20:00:00",30.073999999999998]
["20130227:0500",-1.26,77.97,0,{"v":0,"d":"0.00"},0,{"v":209.2,"d":"209.20"},4.55,12,100151,{"$f":"'Bethel TMY 3'!$D$5","v":2019},"02","27","05","02/27/2019 05:00","2019-02-26T21:00:00",29.732]
["20130227:0600",-1.39,81.63,0,{"v":0,"d":"0.00"},0,209.78,4.52,12,100075,{"$f":"'Bethel TMY 3'!$D$5","v":2019},"02","27","06","02/27/2019 06:00","2019-02-26T22:00:00",29.498]
["20130227:0700",-1.51,{"v":85.3,"d":"85.30"},0,{"v":0,"d":"0.00"},0,210.37,4.49,12,99998,{"$f":"'Bethel TMY 3'!$D$5","v":2019},"02","27","07","02/27/2019 07:00","2019-02-26T23:00:00",29.282]
["20130227:0800",-1.64,88.96,0,{"v":0,"d":"0.00"},0,210.95,4.46,12,99921,{"$f":"'Bethel TMY 3'!$D$5","v":2019},"02","27","08","02/27/2019 08:00","2019-02-27",29.048000000000002]
["20130227:0900",-1.75,92.37,0,{"v":0,"d":"0.00"},0,212.85,4.29,9,99852,{"$f":"'Bethel TMY 3'!$D$5","v":2019},"02","27","09","02/27/2019 09:00","2019-02-27T01:00:00",28.85]
["20130227:1000",-1.86,95.79,0,{"v":0,"d":"0.00"},0,214.75,4.13,6,99782,{"$f":"'Bethel TMY 3'!$D$5","v":2019},"02","27","10","02/27/2019 10:00","2019-02-27T02:00:00",28.652]
["20130227:1100",-1.97,{"v":99.2,"d":"99.20"},0,{"v":0,"d":"0.00"},0,216.65,3.97,3,99712,{"$f":"'Bethel TMY 3'!$D$5","v":2019},"02","27","11","02/27/2019 11:00","2019-02-27T03:00:00",28.454]
["20130227:1200",-2.04,99.47,0,{"v":0,"d":"0.00"},0,218.27,3.68,10,99652,{"$f":"'Bethel TMY 3'!$D$5","v":2019},"02","27","12","02/27/2019 12:00","2019-02-27T04:00:00",28.328]
["20130227:1300",-2.12,99.73,0,{"v":0,"d":"0.00"},0,219.88,3.38,17,99592,{"$f":"'Bethel TMY 3'!$D$5","v":2019},"02","27","13","02/27/2019 13:00","2019-02-27T05:00:00",28.184]
["20130227:1400",-2.19,{"v":100,"d":"100.00"},0,{"v":0,"d":"0.00"},0,{"v":221.5,"d":"221.50"},3.09,24,99532,{"$f":"'Bethel TMY 3'!$D$5","v":2019},"02","27","14","02/27/2019 14:00","2019-02-27T06:00:00",28.058]
["20130227:1500",-1.97,98.32,0,{"v":0,"d":"0.00"},0,222.83,2.39,28,99519,{"$f":"'Bethel TMY 3'!$D$5","v":2019},"02","27","15","02/27/2019 15:00","2019-02-27T07:00:00",28.454]
["20130227:1600",-1.76,96.63,17,{"v":0,"d":"0.00"},17,224.17,1.68,33,99505,{"$f":"'Bethel TMY 3'!$D$5","v":2019},"02","27","16","02/27/2019 16:00","2019-02-27T08:00:00",28.832]
["20130227:1700",-1.54,94.95,80,108.84,62,{"v":225.5,"d":"225.50"},0.98,38,99492,{"$f":"'Bethel TMY 3'!$D$5","v":2019},"02","27","17","02/27/2019 17:00","2019-02-27T09:00:00",29.228]
["20130227:1800",-0.87,81.73,208,421.17,89,227.32,1.24,97,99499,{"$f":"'Bethel TMY 3'!$D$5","v":2019},"02","27","18","02/27/2019 18:00","2019-02-27T10:00:00",30.434]
["20130227:1900",-0.19,68.51,296,483.42,116,229.13,1.49,157,99505,{"$f":"'Bethel TMY 3'!$D$5","v":2019},"02","27","19","02/27/2019 19:00","2019-02-27T11:00:00",31.658]
["20130227:2000",0.49,55.29,317,354.59,165,230.95,1.75,216,99512,{"$f":"'Bethel TMY 3'!$D$5","v":2019},"02","27","20","02/27/2019 20:00","2019-02-27T12:00:00",32.882]
["20130227:2100",0.87,56.57,355,442.29,157,234.28,2.27,208,99519,{"$f":"'Bethel TMY 3'!$D$5","v":2019},"02","27","21","02/27/2019 21:00","2019-02-27T13:00:00",33.566]
["20130227:2200",1.25,57.84,188,39.71,171,237.62,2.78,200,99525,{"$f":"'Bethel TMY 3'!$D$5","v":2019},"02","27","22","02/27/2019 22:00","2019-02-27T14:00:00",34.25]
["20130227:2300",1.64,59.12,259,315.23,142,240.95,{"v":3.3,"d":"3.30"},191,99532,{"$f":"'Bethel TMY 3'!$D$5","v":2019},"02","27","23","02/27/2019 23:00","2019-02-27T15:00:00",34.952]
["20130228:0000",1.72,67.03,72,{"v":0,"d":"0.00"},72,245.77,4.12,181,99598,{"$f":"'Bethel TMY 3'!$D$5","v":2019},"02","28","00","02/28/2019 00:00","2019-02-27T16:00:00",35.096000000000004]
["20130228:0100",{"v":1.8,"d":"1.80"},74.95,84,142.36,60,250.58,4.94,170,99665,{"$f":"'Bethel TMY 3'!$D$5","v":2019},"02","28","01","02/28/2019 01:00","2019-02-27T17:00:00",35.24]
["20130228:0200",1.88,82.86,11,{"v":0,"d":"0.00"},11,{"v":255.4,"d":"255.40"},5.77,159,99732,{"$f":"'Bethel TMY 3'!$D$5","v":2019},"02","28","02","02/28/2019 02:00","2019-02-27T18:00:00",35.384]
["20130228:0300",1.89,88.53,0,{"v":0,"d":"0.00"},0,261.58,6.43,156,99715,{"$f":"'Bethel TMY 3'!$D$5","v":2019},"02","28","03","02/28/2019 03:00","2019-02-27T19:00:00",35.402]
["20130228:0400",1.91,{"v":94.2,"d":"94.20"},0,{"v":0,"d":"0.00"},0,267.77,{"v":7.1,"d":"7.10"},153,99698,{"$f":"'Bethel TMY 3'!$D$5","v":2019},"02","28","04","02/28/2019 04:00","2019-02-27T20:00:00",35.438]
["20130228:0500",1.92,99.87,0,{"v":0,"d":"0.00"},0,273.95,7.77,150,99682,{"$f":"'Bethel TMY 3'!$D$5","v":2019},"02","28","05","02/28/2019 05:00","2019-02-27T21:00:00",35.456]
["20130228:0600",2.06,99.91,0,{"v":0,"d":"0.00"},0,275.93,8.37,147,99682,{"$f":"'Bethel TMY 3'!$D$5","v":2019},"02","28","06","02/28/2019 06:00","2019-02-27T22:00:00",35.708]
["20130228:0700",{"v":2.2,"d":"2.20"},99.96,0,{"v":0,"d":"0.00"},0,277.92,8.98,144,99682,{"$f":"'Bethel TMY 3'!$D$5","v":2019},"02","28","07","02/28/2019 07:00","2019-02-27T23:00:00",35.96]
["20130228:0800",2.34,{"v":100,"d":"100.00"},0,{"v":0,"d":"0.00"},0,{"v":279.9,"d":"279.90"},9.59,141,99682,{"$f":"'Bethel TMY 3'!$D$5","v":2019},"02","28","08","02/28/2019 08:00","2019-02-28",36.212]
["20130228:0900",2.42,{"v":100,"d":"100.00"},0,{"v":0,"d":"0.00"},0,283.43,{"v":10,"d":"10.00"},138,99662,{"$f":"'Bethel TMY 3'!$D$5","v":2019},"02","28","09","02/28/2019 09:00","2019-02-28T01:00:00",36.356]
["20130228:1000",{"v":2.5,"d":"2.50"},{"v":100,"d":"100.00"},0,{"v":0,"d":"0.00"},0,286.97,10.41,135,99642,{"$f":"'Bethel TMY 3'!$D$5","v":2019},"02","28","10","02/28/2019 10:00","2019-02-28T02:00:00",36.5]
["20130228:1100",2.58,{"v":100,"d":"100.00"},0,{"v":0,"d":"0.00"},0,{"v":290.5,"d":"290.50"},10.83,132,99622,{"$f":"'Bethel TMY 3'!$D$5","v":2019},"02","28","11","02/28/2019 11:00","2019-02-28T03:00:00",36.644]
["20130228:1200",2.54,97.28,0,{"v":0,"d":"0.00"},0,291.07,{"v":11,"d":"11.00"},129,99612,{"$f":"'Bethel TMY 3'!$D$5","v":2019},"02","28","12","02/28/2019 12:00","2019-02-28T04:00:00",36.572]
["20130228:1300",2.49,94.57,0,{"v":0,"d":"0.00"},0,291.63,11.17,126,99602,{"$f":"'Bethel TMY 3'!$D$5","v":2019},"02","28","13","02/28/2019 13:00","2019-02-28T05:00:00",36.482]
["20130228:1400",2.45,91.85,0,{"v":0,"d":"0.00"},0,{"v":292.2,"d":"292.20"},11.34,123,99592,{"$f":"'Bethel TMY 3'!$D$5","v":2019},"02","28","14","02/28/2019 14:00","2019-02-28T06:00:00",36.41]
["20130228:1500",2.55,89.88,0,{"v":0,"d":"0.00"},0,291.82,11.17,122,99595,{"$f":"'Bethel TMY 3'!$D$5","v":2019},"02","28","15","02/28/2019 15:00","2019-02-28T07:00:00",36.59]
["20130228:1600",4.04,81.76,4,{"v":0,"d":"0.00"},4,311.07,11.76,121,99598,{"$f":"'Bethel TMY 3'!$D$5","v":2019},"02","28","16","02/28/2019 16:00","2019-02-28T08:00:00",39.272]
["20130228:1700",3.59,80.43,24,{"v":0,"d":"0.00"},24,304.93,11.09,119,99602,{"$f":"'Bethel TMY 3'!$D$5","v":2019},{"$f":"MID(A1427,5,2)","v":"02"},{"$f":"MID(A1427,7,2)","v":"28"},{"$f":"MID(A1427,10,2)","v":"17"},{"$f":"L1427&\"/\"&M1427&\"/\"&K1427&\" \"&N1427&\":00\"","v":"02/28/2019 17:00"},{"$f":"(DATEVALUE(O1427)+TIMEVALUE(O1427))+($P$16/24)","v":"2019-02-28T09:00:00"},{"$f":"((9/5)*B1427)+32","v":38.462}]
["20130228:1800",3.13,{"v":79.1,"d":"79.10"},81,{"v":0,"d":"0.00"},81,{"v":298.8,"d":"298.80"},10.41,121,99618,{"$f":"'Bethel TMY 3'!$D$5","v":2019},"02","28","18","02/28/2019 18:00","2019-02-28T10:00:00",37.634]
["20130228:1900",2.68,77.76,109,{"v":0,"d":"0.00"},109,292.66,9.74,123,99635,{"$f":"'Bethel TMY 3'!$D$5","v":2019},"02","28","19","02/28/2019 19:00","2019-02-28T11:00:00",36.824]
["20130228:2000",2.22,76.43,110,{"v":0,"d":"0.00"},110,286.52,9.06,125,99652,{"$f":"'Bethel TMY 3'!$D$5","v":2019},"02","28","20","02/28/2019 20:00","2019-02-28T12:00:00",35.996]
["20130228:2100",1.77,{"v":75.1,"d":"75.10"},61,{"v":0,"d":"0.00"},61,280.38,8.39,126,99688,{"$f":"'Bethel TMY 3'!$D$5","v":2019},"02","28","21","02/28/2019 21:00","2019-02-28T13:00:00",35.186]
["20130228:2200",1.31,73.76,34,{"v":0,"d":"0.00"},34,274.24,7.71,128,99725,{"$f":"'Bethel TMY 3'!$D$5","v":2019},"02","28","22","02/28/2019 22:00","2019-02-28T14:00:00",34.358]
["20130228:2300",0.86,72.43,75,{"v":0,"d":"0.00"},75,268.11,7.03,129,99762,{"$f":"'Bethel TMY 3'!$D$5","v":2019},"02","28","23","02/28/2019 23:00","2019-02-28T15:00:00",33.548]
["20140301:0000",{"v":0.4,"d":"0.40"},{"v":71.1,"d":"71.10"},197,342.77,97,261.97,6.36,307,100810,{"$f":"'Bethel TMY 3'!$D$5","v":2019},"03","01","00","03/01/2019 00:00","2019-02-28T16:00:00",32.72]
["20140301:0100",-0.05,69.77,74,69.03,62,255.83,5.68,311,100890,{"$f":"'Bethel TMY 3'!$D$5","v":2019},"03","01","01","03/01/2019 01:00","2019-02-28T17:00:00",31.91]
["20140301:0200",-0.51,68.43,10,{"v":0,"d":"0.00"},10,249.69,5.01,316,100970,{"$f":"'Bethel TMY 3'!$D$5","v":2019},"03","01","02","03/01/2019 02:00","2019-02-28T18:00:00",31.082]
["20140301:0300",-0.96,{"v":67.1,"d":"67.10"},0,{"v":0,"d":"0.00"},0,243.55,4.33,316,100984,{"$f":"'Bethel TMY 3'!$D$5","v":2019},"03","01","03","03/01/2019 03:00","2019-02-28T19:00:00",30.272]
["20140301:0400",-1.42,65.77,0,{"v":0,"d":"0.00"},0,237.42,3.66,315,100997,{"$f":"'Bethel TMY 3'!$D$5","v":2019},"03","01","04","03/01/2019 04:00","2019-02-28T20:00:00",29.444]
["20140301:0500",-1.88,64.43,0,{"v":0,"d":"0.00"},0,231.28,2.98,315,101010,{"$f":"'Bethel TMY 3'!$D$5","v":2019},"03","01","05","03/01/2019 05:00","2019-02-28T21:00:00",28.616]
["20140301:0600",-2.33,{"v":63.1,"d":"63.10"},0,{"v":0,"d":"0.00"},0,225.14,2.31,307,101037,{"$f":"'Bethel TMY 3'!$D$5","v":2019},"03","01","06","03/01/2019 06:00","2019-02-28T22:00:00",27.806]
["20140301:0700",-2.79,61.77,0,{"v":0,"d":"0.00"},0,{"v":219,"d":"219.00"},1.63,299,101063,{"$f":"'Bethel TMY 3'!$D$5","v":2019},"03","01","07","03/01/2019 07:00","2019-02-28T23:00:00",26.978]
["20140301:0800",-1.87,73.11,0,{"v":0,"d":"0.00"},0,235.35,2.26,290,101090,{"$f":"'Bethel TMY 3'!$D$5","v":2019},"03","01","08","03/01/2019 08:00","2019-03-01",28.634]
["20140301:0900",-1.63,{"v":73.6,"d":"73.60"},0,{"v":0,"d":"0.00"},0,241.52,2.18,283,101130,{"$f":"'Bethel TMY 3'!$D$5","v":2019},"03","01","09","03/01/2019 09:00","2019-03-01T01:00:00",29.066]
["20140301:1000",-1.38,{"v":74.1,"d":"74.10"},0,{"v":0,"d":"0.00"},0,247.68,2.11,275,101170,{"$f":"'Bethel TMY 3'!$D$5","v":2019},"03","01","10","03/01/2019 10:00","2019-03-01T02:00:00",29.516]
["20140301:1100",-1.13,74.59,0,{"v":0,"d":"0.00"},0,253.85,2.03,267,101210,{"$f":"'Bethel TMY 3'!$D$5","v":2019},"03","01","11","03/01/2019 11:00","2019-03-01T03:00:00",29.966]
["20140301:1200",-1.08,74.85,0,{"v":0,"d":"0.00"},0,260.37,2.07,227,101223,{"$f":"'Bethel TMY 3'!$D$5","v":2019},"03","01","12","03/01/2019 12:00","2019-03-01T04:00:00",30.056]
["20140301:1300",-1.03,{"v":75.1,"d":"75.10"},0,{"v":0,"d":"0.00"},0,266.88,2.11,187,101237,{"$f":"'Bethel TMY 3'!$D$5","v":2019},"03","01","13","03/01/2019 13:00","2019-03-01T05:00:00",30.146]
["20140301:1400",-0.98,75.36,0,{"v":0,"d":"0.00"},0,{"v":273.4,"d":"273.40"},2.15,147,101250,{"$f":"'Bethel TMY 3'!$D$5","v":2019},"03","01","14","03/01/2019 14:00","2019-03-01T06:00:00",30.236]
["20140301:1500",-0.58,75.16,0,{"v":0,"d":"0.00"},0,{"v":272,"d":"272.00"},3.12,151,101250,{"$f":"'Bethel TMY 3'!$D$5","v":2019},"03","01","15","03/01/2019 15:00","2019-03-01T07:00:00",30.956]
["20140301:1600",-0.19,74.97,11,{"v":0,"d":"0.00"},11,{"v":270.6,"d":"270.60"},4.08,154,101250,{"$f":"'Bethel TMY 3'!$D$5","v":2019},"03","01","16","03/01/2019 16:00","2019-03-01T08:00:00",31.658]
["20140301:1700",0.21,74.77,65,11.28,63,{"v":269.2,"d":"269.20"},5.05,158,101250,{"$f":"'Bethel TMY 3'!$D$5","v":2019},"03","01","17","03/01/2019 17:00","2019-03-01T09:00:00",32.378]
["20140301:1800",0.57,75.66,55,{"v":0,"d":"0.00"},55,273.48,5.87,158,101260,{"$f":"'Bethel TMY 3'!$D$5","v":2019},"03","01","18","03/01/2019 18:00","2019-03-01T10:00:00",33.026]
["20140301:1900",0.93,76.54,42,{"v":0,"d":"0.00"},42,277.77,6.69,159,101270,{"$f":"'Bethel TMY 3'!$D$5","v":2019},"03","01","19","03/01/2019 19:00","2019-03-01T11:00:00",33.674]
["20140301:2000",1.29,77.43,77,{"v":0,"d":"0.00"},77,282.05,7.52,160,101280,{"$f":"'Bethel TMY 3'!$D$5","v":2019},"03","01","20","03/01/2019 20:00","2019-03-01T12:00:00",34.322]
["20140301:2100",1.56,81.14,179,17.41,171,286.95,{"v":8.7,"d":"8.70"},157,101207,{"$f":"'Bethel TMY 3'!$D$5","v":2019},"03","01","21","03/01/2019 21:00","2019-03-01T13:00:00",34.808]
["20140301:2200",1.83,84.84,86,{"v":0,"d":"0.00"},86,291.85,9.88,155,101133,{"$f":"'Bethel TMY 3'!$D$5","v":2019},"03","01","22","03/01/2019 22:00","2019-03-01T14:00:00",35.294]
["20140301:2300",2.09,88.55,71,{"v":0,"d":"0.00"},71,296.75,11.06,152,101060,{"$f":"'Bethel TMY 3'!$D$5","v":2019},"03","01","23","03/01/2019 23:00","2019-03-01T15:00:00",35.762]
["20140302:0000",2.28,92.37,26,{"v":0,"d":"0.00"},26,300.78,12.35,151,100990,{"$f":"'Bethel TMY 3'!$D$5","v":2019},"03","02","00","03/02/2019 00:00","2019-03-01T16:00:00",36.104]
["20140302:0100",2.46,96.18,11,{"v":0,"d":"0.00"},11,304.82,13.64,150,100920,{"$f":"'Bethel TMY 3'!$D$5","v":2019},"03","02","01","03/02/2019 01:00","2019-03-01T17:00:00",36.428]
["20140302:0200",2.65,{"v":100,"d":"100.00"},1,{"v":0,"d":"0.00"},1,308.85,14.92,149,100850,{"$f":"'Bethel TMY 3'!$D$5","v":2019},"03","02","02","03/02/2019 02:00","2019-03-01T18:00:00",36.769999999999996]
["20140302:0300",2.77,{"v":100,"d":"100.00"},0,{"v":0,"d":"0.00"},0,311.57,16.04,151,100790,{"$f":"'Bethel TMY 3'!$D$5","v":2019},"03","02","03","03/02/2019 03:00","2019-03-01T19:00:00",36.986]
["20140302:0400",2.89,{"v":100,"d":"100.00"},0,{"v":0,"d":"0.00"},0,314.28,17.15,152,100730,{"$f":"'Bethel TMY 3'!$D$5","v":2019},"03","02","04","03/02/2019 04:00","2019-03-01T20:00:00",37.202]
["20140302:0500",3.02,{"v":100,"d":"100.00"},0,{"v":0,"d":"0.00"},0,{"v":317,"d":"317.00"},18.26,154,100671,{"$f":"'Bethel TMY 3'!$D$5","v":2019},"03","02","05","03/02/2019 05:00","2019-03-01T21:00:00",37.436]
["20140302:0600",3.29,{"v":100,"d":"100.00"},0,{"v":0,"d":"0.00"},0,318.68,18.21,154,100611,{"$f":"'Bethel TMY 3'!$D$5","v":2019},"03","02","06","03/02/2019 06:00","2019-03-01T22:00:00",37.922]
["20140302:0700",3.56,{"v":100,"d":"100.00"},0,{"v":0,"d":"0.00"},0,320.37,18.16,154,100551,{"$f":"'Bethel TMY 3'!$D$5","v":2019},"03","02","07","03/02/2019 07:00","2019-03-01T23:00:00",38.408]
["20140302:0800",3.84,{"v":100,"d":"100.00"},0,{"v":0,"d":"0.00"},0,322.05,18.11,154,100491,{"$f":"'Bethel TMY 3'!$D$5","v":2019},"03","02","08","03/02/2019 08:00","2019-03-02",38.912]
["20140302:0900",4.02,{"v":100,"d":"100.00"},0,{"v":0,"d":"0.00"},0,323.82,18.22,155,100438,{"$f":"'Bethel TMY 3'!$D$5","v":2019},"03","02","09","03/02/2019 09:00","2019-03-02T01:00:00",39.236]
["20140302:1000",4.21,{"v":100,"d":"100.00"},0,{"v":0,"d":"0.00"},0,325.58,18.32,155,100384,{"$f":"'Bethel TMY 3'!$D$5","v":2019},"03","02","10","03/02/2019 10:00","2019-03-02T02:00:00",39.578]
["20140302:1100",4.39,{"v":100,"d":"100.00"},0,{"v":0,"d":"0.00"},0,327.35,18.43,155,100331,{"$f":"'Bethel TMY 3'!$D$5","v":2019},"03","02","11","03/02/2019 11:00","2019-03-02T03:00:00",39.902]
["20140302:1200",4.57,{"v":100,"d":"100.00"},0,{"v":0,"d":"0.00"},0,328.23,17.94,155,100328,{"$f":"'Bethel TMY 3'!$D$5","v":2019},"03","02","12","03/02/2019 12:00","2019-03-02T04:00:00",40.226]
["20140302:1300",4.75,{"v":100,"d":"100.00"},0,{"v":0,"d":"0.00"},0,329.12,17.46,155,100324,{"$f":"'Bethel TMY 3'!$D$5","v":2019},"03","02","13","03/02/2019 13:00","2019-03-02T05:00:00",40.55]
["20140302:1400",4.92,{"v":100,"d":"100.00"},0,{"v":0,"d":"0.00"},0,{"v":330,"d":"330.00"},16.98,155,100321,{"$f":"'Bethel TMY 3'!$D$5","v":2019},"03","02","14","03/02/2019 14:00","2019-03-02T06:00:00",40.856]
["20140302:1500",4.99,{"v":100,"d":"100.00"},0,{"v":0,"d":"0.00"},0,{"v":330.8,"d":"330.80"},16.71,154,100304,{"$f":"'Bethel TMY 3'!$D$5","v":2019},"03","02","15","03/02/2019 15:00","2019-03-02T07:00:00",40.982]
["20140302:1600",5.06,{"v":100,"d":"100.00"},3,{"v":0,"d":"0.00"},3,{"v":331.6,"d":"331.60"},16.45,153,100288,{"$f":"'Bethel TMY 3'!$D$5","v":2019},"03","02","16","03/02/2019 16:00","2019-03-02T08:00:00",41.108]
["20140302:1700",5.13,{"v":100,"d":"100.00"},18,{"v":0,"d":"0.00"},18,{"v":332.4,"d":"332.40"},16.18,152,100271,{"$f":"'Bethel TMY 3'!$D$5","v":2019},"03","02","17","03/02/2019 17:00","2019-03-02T09:00:00",41.234]
["20140302:1800",{"v":5.3,"d":"5.30"},{"v":100,"d":"100.00"},24,{"v":0,"d":"0.00"},24,{"v":333.8,"d":"333.80"},17.47,152,100221,{"$f":"'Bethel TMY 3'!$D$5","v":2019},"03","02","18","03/02/2019 18:00","2019-03-02T10:00:00",41.54]
["20140302:1900",5.48,{"v":100,"d":"100.00"},14,{"v":0,"d":"0.00"},14,{"v":335.2,"d":"335.20"},18.76,152,100171,{"$f":"'Bethel TMY 3'!$D$5","v":2019},"03","02","19","03/02/2019 19:00","2019-03-02T11:00:00",41.864000000000004]
["20140302:2000",5.65,{"v":100,"d":"100.00"},86,{"v":0,"d":"0.00"},86,{"v":336.6,"d":"336.60"},20.06,152,100121,{"$f":"'Bethel TMY 3'!$D$5","v":2019},"03","02","20","03/02/2019 20:00","2019-03-02T12:00:00",42.17]
["20140302:2100",5.86,{"v":100,"d":"100.00"},147,{"v":0,"d":"0.00"},147,338.75,17.14,154,100048,{"$f":"'Bethel TMY 3'!$D$5","v":2019},"03","02","21","03/02/2019 21:00","2019-03-02T13:00:00",42.548]
["20140302:2200",6.07,{"v":100,"d":"100.00"},121,{"v":0,"d":"0.00"},121,{"v":340.9,"d":"340.90"},14.22,157,99975,{"$f":"'Bethel TMY 3'!$D$5","v":2019},"03","02","22","03/02/2019 22:00","2019-03-02T14:00:00",42.926]
["20140302:2300",6.27,{"v":100,"d":"100.00"},26,{"v":0,"d":"0.00"},26,343.05,{"v":11.3,"d":"11.30"},159,99901,{"$f":"'Bethel TMY 3'!$D$5","v":2019},"03","02","23","03/02/2019 23:00","2019-03-02T15:00:00",43.286]
["20140303:0000",6.78,{"v":100,"d":"100.00"},50,{"v":0,"d":"0.00"},50,344.58,11.58,166,99818,{"$f":"'Bethel TMY 3'!$D$5","v":2019},"03","03","00","03/03/2019 00:00","2019-03-02T16:00:00",44.204]
["20140303:0100",7.29,{"v":100,"d":"100.00"},11,{"v":0,"d":"0.00"},11,346.12,11.86,174,99735,{"$f":"'Bethel TMY 3'!$D$5","v":2019},"03","03","01","03/03/2019 01:00","2019-03-02T17:00:00",45.122]
["20140303:0200",{"v":7.8,"d":"7.80"},{"v":100,"d":"100.00"},1,{"v":0,"d":"0.00"},1,347.65,12.14,181,99652,{"$f":"'Bethel TMY 3'!$D$5","v":2019},"03","03","02","03/03/2019 02:00","2019-03-02T18:00:00",46.04]
["20140303:0300",7.83,{"v":100,"d":"100.00"},0,{"v":0,"d":"0.00"},0,{"v":348.1,"d":"348.10"},12.58,186,99662,{"$f":"'Bethel TMY 3'!$D$5","v":2019},"03","03","03","03/03/2019 03:00","2019-03-02T19:00:00",46.094]
["20140303:0400",7.87,{"v":100,"d":"100.00"},0,{"v":0,"d":"0.00"},0,348.55,13.03,191,99672,{"$f":"'Bethel TMY 3'!$D$5","v":2019},"03","03","04","03/03/2019 04:00","2019-03-02T20:00:00",46.166]
["20140303:0500",7.91,{"v":100,"d":"100.00"},0,{"v":0,"d":"0.00"},0,{"v":349,"d":"349.00"},13.48,196,99682,{"$f":"'Bethel TMY 3'!$D$5","v":2019},"03","03","05","03/03/2019 05:00","2019-03-02T21:00:00",46.238]
["20140303:0600",7.66,{"v":100,"d":"100.00"},0,{"v":0,"d":"0.00"},0,345.78,13.52,198,99812,{"$f":"'Bethel TMY 3'!$D$5","v":2019},"03","03","06","03/03/2019 06:00","2019-03-02T22:00:00",45.788]
["20140303:0700",7.42,{"v":100,"d":"100.00"},0,{"v":0,"d":"0.00"},0,342.57,13.56,199,99941,{"$f":"'Bethel TMY 3'!$D$5","v":2019},"03","03","07","03/03/2019 07:00","2019-03-02T23:00:00",45.356]
["20140303:0800",7.18,{"v":100,"d":"100.00"},0,{"v":0,"d":"0.00"},0,339.35,{"v":13.6,"d":"13.60"},201,100071,{"$f":"'Bethel TMY 3'!$D$5","v":2019},"03","03","08","03/03/2019 08:00","2019-03-03",44.924]
["20140303:0900",6.93,{"v":100,"d":"100.00"},0,{"v":0,"d":"0.00"},0,337.18,13.03,204,100241,{"$f":"'Bethel TMY 3'!$D$5","v":2019},{"$f":"MID(A1491,5,2)","v":"03"},{"$f":"MID(A1491,7,2)","v":"03"},{"$f":"MID(A1491,10,2)","v":"09"},{"$f":"L1491&\"/\"&M1491&\"/\"&K1491&\" \"&N1491&\":00\"","v":"03/03/2019 09:00"},{"$f":"(DATEVALUE(O1491)+TIMEVALUE(O1491))+($P$16/24)","v":"2019-03-03T01:00:00"},{"$f":"((9/5)*B1491)+32","v":44.474000000000004}]
["20140303:1000",6.69,{"v":100,"d":"100.00"},0,{"v":0,"d":"0.00"},0,335.02,12.46,207,100411,{"$f":"'Bethel TMY 3'!$D$5","v":2019},"03","03","10","03/03/2019 10:00","2019-03-03T02:00:00",44.042]
["20140303:1100",6.45,{"v":100,"d":"100.00"},0,{"v":0,"d":"0.00"},0,332.85,11.89,210,100581,{"$f":"'Bethel TMY 3'!$D$5","v":2019},"03","03","11","03/03/2019 11:00","2019-03-03T03:00:00",43.61]
["20140303:1200",6.23,{"v":100,"d":"100.00"},0,{"v":0,"d":"0.00"},0,331.43,11.06,213,100807,{"$f":"'Bethel TMY 3'!$D$5","v":2019},"03","03","12","03/03/2019 12:00","2019-03-03T04:00:00",43.214]
["20140303:1300",6.01,{"v":100,"d":"100.00"},0,{"v":0,"d":"0.00"},0,330.02,10.23,216,101033,{"$f":"'Bethel TMY 3'!$D$5","v":2019},"03","03","13","03/03/2019 13:00","2019-03-03T05:00:00",42.818]
["20140303:1400",5.78,{"v":100,"d":"100.00"},0,{"v":0,"d":"0.00"},0,{"v":328.6,"d":"328.60"},9.39,219,101260,{"$f":"'Bethel TMY 3'!$D$5","v":2019},"03","03","14","03/03/2019 14:00","2019-03-03T06:00:00",42.403999999999996]
["20140303:1500",5.74,{"v":100,"d":"100.00"},0,{"v":0,"d":"0.00"},0,329.82,8.61,216,101406,{"$f":"'Bethel TMY 3'!$D$5","v":2019},"03","03","15","03/03/2019 15:00","2019-03-03T07:00:00",42.332]
["20140303:1600",5.69,{"v":100,"d":"100.00"},3,{"v":0,"d":"0.00"},3,331.03,7.83,214,101553,{"$f":"'Bethel TMY 3'!$D$5","v":2019},"03","03","16","03/03/2019 16:00","2019-03-03T08:00:00",42.242000000000004]
["20140303:1700",5.65,{"v":100,"d":"100.00"},18,{"v":0,"d":"0.00"},18,332.25,7.05,211,101699,{"$f":"'Bethel TMY 3'!$D$5","v":2019},"03","03","17","03/03/2019 17:00","2019-03-03T09:00:00",42.17]
["20140303:1800",5.68,{"v":100,"d":"100.00"},158,110.82,124,329.72,7.03,208,101769,{"$f":"'Bethel TMY 3'!$D$5","v":2019},"03","03","18","03/03/2019 18:00","2019-03-03T10:00:00",42.224000000000004]
["20140303:1900",5.71,{"v":100,"d":"100.00"},109,{"v":0,"d":"0.00"},109,327.18,7.02,205,101839,{"$f":"'Bethel TMY 3'!$D$5","v":2019},"03","03","19","03/03/2019 19:00","2019-03-03T11:00:00",42.278]
["20140303:2000",5.74,{"v":100,"d":"100.00"},99,{"v":0,"d":"0.00"},99,324.65,7.01,201,101909,{"$f":"'Bethel TMY 3'!$D$5","v":2019},"03","03","20","03/03/2019 20:00","2019-03-03T12:00:00",42.332]
["20140303:2100",5.65,{"v":100,"d":"100.00"},74,{"v":0,"d":"0.00"},74,327.82,6.64,200,101899,{"$f":"'Bethel TMY 3'!$D$5","v":2019},"03","03","21","03/03/2019 21:00","2019-03-03T13:00:00",42.17]
["20140303:2200",5.56,{"v":100,"d":"100.00"},47,{"v":0,"d":"0.00"},47,330.98,6.27,198,101889,{"$f":"'Bethel TMY 3'!$D$5","v":2019},"03","03","22","03/03/2019 22:00","2019-03-03T14:00:00",42.007999999999996]
["20140303:2300",5.47,{"v":100,"d":"100.00"},30,{"v":0,"d":"0.00"},30,334.15,{"v":5.9,"d":"5.90"},197,101879,{"$f":"'Bethel TMY 3'!$D$5","v":2019},"03","03","23","03/03/2019 23:00","2019-03-03T15:00:00",41.846000000000004]
["20140304:0000",5.58,{"v":100,"d":"100.00"},20,{"v":0,"d":"0.00"},20,337.47,5.54,191,101829,{"$f":"'Bethel TMY 3'!$D$5","v":2019},"03","04","00","03/04/2019 00:00","2019-03-03T16:00:00",42.044]
["20140304:0100",5.68,{"v":100,"d":"100.00"},21,{"v":0,"d":"0.00"},21,340.78,5.17,184,101779,{"$f":"'Bethel TMY 3'!$D$5","v":2019},"03","04","01","03/04/2019 01:00","2019-03-03T17:00:00",42.224000000000004]
["20140304:0200",5.78,{"v":100,"d":"100.00"},3,{"v":0,"d":"0.00"},3,{"v":344.1,"d":"344.10"},{"v":4.8,"d":"4.80"},178,101729,{"$f":"'Bethel TMY 3'!$D$5","v":2019},"03","04","02","03/04/2019 02:00","2019-03-03T18:00:00",42.403999999999996]
["20140304:0300",5.83,{"v":100,"d":"100.00"},0,{"v":0,"d":"0.00"},0,345.02,5.09,178,101696,{"$f":"'Bethel TMY 3'!$D$5","v":2019},"03","04","03","03/04/2019 03:00","2019-03-03T19:00:00",42.494]
["20140304:0400",5.89,{"v":100,"d":"100.00"},0,{"v":0,"d":"0.00"},0,345.93,5.38,177,101663,{"$f":"'Bethel TMY 3'!$D$5","v":2019},"03","04","04","03/04/2019 04:00","2019-03-03T20:00:00",42.602000000000004]
["20140304:0500",5.95,{"v":100,"d":"100.00"},0,{"v":0,"d":"0.00"},0,346.85,5.67,177,101629,{"$f":"'Bethel TMY 3'!$D$5","v":2019},"03","04","05","03/04/2019 05:00","2019-03-03T21:00:00",42.71]
["20140304:0600",6.07,{"v":100,"d":"100.00"},0,{"v":0,"d":"0.00"},0,342.25,6.36,179,101596,{"$f":"'Bethel TMY 3'!$D$5","v":2019},"03","04","06","03/04/2019 06:00","2019-03-03T22:00:00",42.926]
["20140304:0700",6.19,{"v":100,"d":"100.00"},0,{"v":0,"d":"0.00"},0,337.65,7.06,181,101563,{"$f":"'Bethel TMY 3'!$D$5","v":2019},"03","04","07","03/04/2019 07:00","2019-03-03T23:00:00",43.142]
["20140304:0800",6.31,{"v":100,"d":"100.00"},0,{"v":0,"d":"0.00"},0,333.05,7.75,184,101530,{"$f":"'Bethel TMY 3'!$D$5","v":2019},"03","04","08","03/04/2019 08:00","2019-03-04",43.358]
["20140304:0900",6.46,{"v":100,"d":"100.00"},0,{"v":0,"d":"0.00"},0,329.28,8.57,186,101486,{"$f":"'Bethel TMY 3'!$D$5","v":2019},"03","04","09","03/04/2019 09:00","2019-03-04T01:00:00",43.628]
["20140304:1000",6.62,{"v":100,"d":"100.00"},0,{"v":0,"d":"0.00"},0,325.52,9.38,189,101443,{"$f":"'Bethel TMY 3'!$D$5","v":2019},"03","04","10","03/04/2019 10:00","2019-03-04T02:00:00",43.916]
["20140304:1100",6.77,{"v":100,"d":"100.00"},0,{"v":0,"d":"0.00"},0,321.75,10.19,192,101400,{"$f":"'Bethel TMY 3'!$D$5","v":2019},"03","04","11","03/04/2019 11:00","2019-03-04T03:00:00",44.186]
["20140304:1200",6.79,{"v":100,"d":"100.00"},0,{"v":0,"d":"0.00"},0,324.58,10.84,189,101363,{"$f":"'Bethel TMY 3'!$D$5","v":2019},"03","04","12","03/04/2019 12:00","2019-03-04T04:00:00",44.222]
["20140304:1300",6.81,{"v":100,"d":"100.00"},0,{"v":0,"d":"0.00"},0,327.42,11.49,187,101326,{"$f":"'Bethel TMY 3'!$D$5","v":2019},"03","04","13","03/04/2019 13:00","2019-03-04T05:00:00",44.257999999999996]
["20140304:1400",6.83,{"v":100,"d":"100.00"},0,{"v":0,"d":"0.00"},0,330.25,12.14,184,101290,{"$f":"'Bethel TMY 3'!$D$5","v":2019},"03","04","14","03/04/2019 14:00","2019-03-04T06:00:00",44.294]
["20140304:1500",6.91,{"v":100,"d":"100.00"},0,{"v":0,"d":"0.00"},0,332.57,11.74,182,101240,{"$f":"'Bethel TMY 3'!$D$5","v":2019},"03","04","15","03/04/2019 15:00","2019-03-04T07:00:00",44.438]
["20140304:1600",6.99,{"v":100,"d":"100.00"},1,{"v":0,"d":"0.00"},1,334.88,11.35,180,101190,{"$f":"'Bethel TMY 3'!$D$5","v":2019},"03","04","16","03/04/2019 16:00","2019-03-04T08:00:00",44.582]
["20140304:1700",7.07,{"v":100,"d":"100.00"},5,{"v":0,"d":"0.00"},5,{"v":337.2,"d":"337.20"},10.95,178,101140,{"$f":"'Bethel TMY 3'!$D$5","v":2019},"03","04","17","03/04/2019 17:00","2019-03-04T09:00:00",44.726]
["20140304:1800",6.99,{"v":100,"d":"100.00"},32,{"v":0,"d":"0.00"},32,338.87,10.92,177,101100,{"$f":"'Bethel TMY 3'!$D$5","v":2019},"03","04","18","03/04/2019 18:00","2019-03-04T10:00:00",44.582]
["20140304:1900",{"v":6.9,"d":"6.90"},{"v":100,"d":"100.00"},52,{"v":0,"d":"0.00"},52,340.53,10.89,175,101060,{"$f":"'Bethel TMY 3'!$D$5","v":2019},"03","04","19","03/04/2019 19:00","2019-03-04T11:00:00",44.42]
["20140304:2000",6.82,{"v":100,"d":"100.00"},80,{"v":0,"d":"0.00"},80,{"v":342.2,"d":"342.20"},10.86,174,101020,{"$f":"'Bethel TMY 3'!$D$5","v":2019},"03","04","20","03/04/2019 20:00","2019-03-04T12:00:00",44.276]
["20140304:2100",6.66,{"v":100,"d":"100.00"},43,{"v":0,"d":"0.00"},43,342.37,10.75,171,100957,{"$f":"'Bethel TMY 3'!$D$5","v":2019},"03","04","21","03/04/2019 21:00","2019-03-04T13:00:00",43.988]
["20140304:2200",6.51,{"v":100,"d":"100.00"},70,{"v":0,"d":"0.00"},70,342.53,10.65,169,100894,{"$f":"'Bethel TMY 3'!$D$5","v":2019},"03","04","22","03/04/2019 22:00","2019-03-04T14:00:00",43.718]
["20140304:2300",6.35,{"v":100,"d":"100.00"},33,{"v":0,"d":"0.00"},33,{"v":342.7,"d":"342.70"},10.55,166,100830,{"$f":"'Bethel TMY 3'!$D$5","v":2019},"03","04","23","03/04/2019 23:00","2019-03-04T15:00:00",43.43]
["20140305:0000",6.52,{"v":100,"d":"100.00"},18,{"v":0,"d":"0.00"},18,341.58,11.59,164,100744,{"$f":"'Bethel TMY 3'!$D$5","v":2019},"03","05","00","03/05/2019 00:00","2019-03-04T16:00:00",43.736]
["20140305:0100",6.68,{"v":100,"d":"100.00"},16,{"v":0,"d":"0.00"},16,340.47,12.62,162,100657,{"$f":"'Bethel TMY 3'!$D$5","v":2019},"03","05","01","03/05/2019 01:00","2019-03-04T17:00:00",44.024]
["20140305:0200",6.84,{"v":100,"d":"100.00"},3,{"v":0,"d":"0.00"},3,339.35,13.66,160,100571,{"$f":"'Bethel TMY 3'!$D$5","v":2019},"03","05","02","03/05/2019 02:00","2019-03-04T18:00:00",44.312]
["20140305:0300",7.03,{"v":100,"d":"100.00"},0,{"v":0,"d":"0.00"},0,{"v":340.9,"d":"340.90"},12.97,163,100521,{"$f":"'Bethel TMY 3'!$D$5","v":2019},"03","05","03","03/05/2019 03:00","2019-03-04T19:00:00",44.653999999999996]
["20140305:0400",7.22,{"v":100,"d":"100.00"},0,{"v":0,"d":"0.00"},0,342.45,12.29,166,100471,{"$f":"'Bethel TMY 3'!$D$5","v":2019},"03","05","04","03/05/2019 04:00","2019-03-04T20:00:00",44.996]
["20140305:0500",7.42,{"v":100,"d":"100.00"},0,{"v":0,"d":"0.00"},0,{"v":344,"d":"344.00"},{"v":11.6,"d":"11.60"},169,100421,{"$f":"'Bethel TMY 3'!$D$5","v":2019},"03","05","05","03/05/2019 05:00","2019-03-04T21:00:00",45.356]
["20140305:0600",7.36,{"v":100,"d":"100.00"},0,{"v":0,"d":"0.00"},0,{"v":344.1,"d":"344.10"},11.18,172,100411,{"$f":"'Bethel TMY 3'!$D$5","v":2019},"03","05","06","03/05/2019 06:00","2019-03-04T22:00:00",45.248000000000005]
["20140305:0700",7.31,{"v":100,"d":"100.00"},0,{"v":0,"d":"0.00"},0,{"v":344.2,"d":"344.20"},10.75,174,100401,{"$f":"'Bethel TMY 3'!$D$5","v":2019},"03","05","07","03/05/2019 07:00","2019-03-04T23:00:00",45.158]
["20140305:0800",7.26,{"v":100,"d":"100.00"},0,{"v":0,"d":"0.00"},0,{"v":344.3,"d":"344.30"},10.33,177,100391,{"$f":"'Bethel TMY 3'!$D$5","v":2019},"03","05","08","03/05/2019 08:00","2019-03-05",45.068]
["20140305:0900",7.16,{"v":100,"d":"100.00"},0,{"v":0,"d":"0.00"},0,343.52,9.35,178,100371,{"$f":"'Bethel TMY 3'!$D$5","v":2019},"03","05","09","03/05/2019 09:00","2019-03-05T01:00:00",44.888]
["20140305:1000",7.06,{"v":100,"d":"100.00"},0,{"v":0,"d":"0.00"},0,342.73,8.36,178,100351,{"$f":"'Bethel TMY 3'!$D$5","v":2019},"03","05","10","03/05/2019 10:00","2019-03-05T02:00:00",44.708]
["20140305:1100",6.96,{"v":100,"d":"100.00"},0,{"v":0,"d":"0.00"},0,341.95,7.38,179,100331,{"$f":"'Bethel TMY 3'!$D$5","v":2019},"03","05","11","03/05/2019 11:00","2019-03-05T03:00:00",44.528]
["20140305:1200",6.75,{"v":100,"d":"100.00"},0,{"v":0,"d":"0.00"},0,{"v":340.2,"d":"340.20"},7.02,179,100364,{"$f":"'Bethel TMY 3'!$D$5","v":2019},"03","05","12","03/05/2019 12:00","2019-03-05T04:00:00",44.15]
["20140305:1300",6.54,{"v":100,"d":"100.00"},0,{"v":0,"d":"0.00"},0,338.45,6.65,179,100398,{"$f":"'Bethel TMY 3'!$D$5","v":2019},"03","05","13","03/05/2019 13:00","2019-03-05T05:00:00",43.772]
["20140305:1400",6.32,{"v":100,"d":"100.00"},0,{"v":0,"d":"0.00"},0,{"v":336.7,"d":"336.70"},6.29,178,100431,{"$f":"'Bethel TMY 3'!$D$5","v":2019},"03","05","14","03/05/2019 14:00","2019-03-05T06:00:00",43.376000000000005]
["20140305:1500",6.44,{"v":100,"d":"100.00"},0,{"v":0,"d":"0.00"},0,334.25,6.71,175,100464,{"$f":"'Bethel TMY 3'!$D$5","v":2019},"03","05","15","03/05/2019 15:00","2019-03-05T07:00:00",43.592]
["20140305:1600",6.55,{"v":100,"d":"100.00"},1,{"v":0,"d":"0.00"},1,{"v":331.8,"d":"331.80"},7.13,172,100497,{"$f":"'Bethel TMY 3'!$D$5","v":2019},"03","05","16","03/05/2019 16:00","2019-03-05T08:00:00",43.79]
["20140305:1700",6.66,{"v":100,"d":"100.00"},6,{"v":0,"d":"0.00"},6,329.35,7.54,169,100531,{"$f":"'Bethel TMY 3'!$D$5","v":2019},"03","05","17","03/05/2019 17:00","2019-03-05T09:00:00",43.988]
["20140305:1800",6.86,{"v":100,"d":"100.00"},52,{"v":0,"d":"0.00"},52,329.95,7.42,163,100531,{"$f":"'Bethel TMY 3'!$D$5","v":2019},"03","05","18","03/05/2019 18:00","2019-03-05T10:00:00",44.348]
["20140305:1900",7.05,{"v":100,"d":"100.00"},80,{"v":0,"d":"0.00"},80,330.55,{"v":7.3,"d":"7.30"},156,100531,{"$f":"'Bethel TMY 3'!$D$5","v":2019},"03","05","19","03/05/2019 19:00","2019-03-05T11:00:00",44.69]
["20140305:2000",7.25,{"v":100,"d":"100.00"},80,{"v":0,"d":"0.00"},80,331.15,7.17,149,100531,{"$f":"'Bethel TMY 3'!$D$5","v":2019},"03","05","20","03/05/2019 20:00","2019-03-05T12:00:00",45.05]
["20140305:2100",7.23,{"v":100,"d":"100.00"},92,{"v":0,"d":"0.00"},92,334.72,7.96,150,100481,{"$f":"'Bethel TMY 3'!$D$5","v":2019},"03","05","21","03/05/2019 21:00","2019-03-05T13:00:00",45.014]
["20140305:2200",7.21,{"v":100,"d":"100.00"},132,{"v":0,"d":"0.00"},132,338.28,8.74,151,100431,{"$f":"'Bethel TMY 3'!$D$5","v":2019},"03","05","22","03/05/2019 22:00","2019-03-05T14:00:00",44.978]
["20140305:2300",7.18,{"v":100,"d":"100.00"},89,{"v":0,"d":"0.00"},89,341.85,9.53,152,100381,{"$f":"'Bethel TMY 3'!$D$5","v":2019},"03","05","23","03/05/2019 23:00","2019-03-05T15:00:00",44.924]
["20140306:0000",7.31,{"v":100,"d":"100.00"},58,{"v":0,"d":"0.00"},58,342.82,10.92,156,100301,{"$f":"'Bethel TMY 3'!$D$5","v":2019},"03","06","00","03/06/2019 00:00","2019-03-05T16:00:00",45.158]
["20140306:0100",7.43,{"v":100,"d":"100.00"},15,{"v":0,"d":"0.00"},15,343.78,12.32,159,100221,{"$f":"'Bethel TMY 3'!$D$5","v":2019},{"$f":"MID(A1555,5,2)","v":"03"},{"$f":"MID(A1555,7,2)","v":"06"},{"$f":"MID(A1555,10,2)","v":"01"},{"$f":"L1555&\"/\"&M1555&\"/\"&K1555&\" \"&N1555&\":00\"","v":"03/06/2019 01:00"},{"$f":"(DATEVALUE(O1555)+TIMEVALUE(O1555))+($P$16/24)","v":"2019-03-05T17:00:00"},{"$f":"((9/5)*B1555)+32","v":45.374}]
["20140306:0200",7.56,{"v":100,"d":"100.00"},3,{"v":0,"d":"0.00"},3,344.75,13.71,163,100141,{"$f":"'Bethel TMY 3'!$D$5","v":2019},"03","06","02","03/06/2019 02:00","2019-03-05T18:00:00",45.608]
["20140306:0300",7.65,{"v":100,"d":"100.00"},0,{"v":0,"d":"0.00"},0,344.58,13.19,157,100108,{"$f":"'Bethel TMY 3'!$D$5","v":2019},"03","06","03","03/06/2019 03:00","2019-03-05T19:00:00",45.77]
["20140306:0400",7.74,{"v":100,"d":"100.00"},0,{"v":0,"d":"0.00"},0,344.42,12.66,150,100075,{"$f":"'Bethel TMY 3'!$D$5","v":2019},"03","06","04","03/06/2019 04:00","2019-03-05T20:00:00",45.932]
["20140306:0500",7.83,{"v":100,"d":"100.00"},0,{"v":0,"d":"0.00"},0,344.25,12.14,144,100041,{"$f":"'Bethel TMY 3'!$D$5","v":2019},"03","06","05","03/06/2019 05:00","2019-03-05T21:00:00",46.094]
["20140306:0600",7.96,{"v":100,"d":"100.00"},0,{"v":0,"d":"0.00"},0,345.33,13.29,146,99955,{"$f":"'Bethel TMY 3'!$D$5","v":2019},"03","06","06","03/06/2019 06:00","2019-03-05T22:00:00",46.328]
["20140306:0700",8.09,{"v":100,"d":"100.00"},0,{"v":0,"d":"0.00"},0,346.42,14.45,147,99868,{"$f":"'Bethel TMY 3'!$D$5","v":2019},"03","06","07","03/06/2019 07:00","2019-03-05T23:00:00",46.562]
["20140306:0800",8.22,{"v":100,"d":"100.00"},0,{"v":0,"d":"0.00"},0,{"v":347.5,"d":"347.50"},{"v":15.6,"d":"15.60"},149,99782,{"$f":"'Bethel TMY 3'!$D$5","v":2019},"03","06","08","03/06/2019 08:00","2019-03-06",46.796]
["20140306:0900",8.34,{"v":100,"d":"100.00"},0,{"v":0,"d":"0.00"},0,{"v":347.8,"d":"347.80"},15.77,150,99745,{"$f":"'Bethel TMY 3'!$D$5","v":2019},"03","06","09","03/06/2019 09:00","2019-03-06T01:00:00",47.012]
["20140306:1000",8.46,{"v":100,"d":"100.00"},0,{"v":0,"d":"0.00"},0,{"v":348.1,"d":"348.10"},15.95,151,99708,{"$f":"'Bethel TMY 3'!$D$5","v":2019},"03","06","10","03/06/2019 10:00","2019-03-06T02:00:00",47.228]
["20140306:1100",8.58,{"v":100,"d":"100.00"},0,{"v":0,"d":"0.00"},0,{"v":348.4,"d":"348.40"},16.12,152,99672,{"$f":"'Bethel TMY 3'!$D$5","v":2019},"03","06","11","03/06/2019 11:00","2019-03-06T03:00:00",47.444]
["20140306:1200",8.61,{"v":100,"d":"100.00"},0,{"v":0,"d":"0.00"},0,348.67,{"v":16.1,"d":"16.10"},150,99635,{"$f":"'Bethel TMY 3'!$D$5","v":2019},"03","06","12","03/06/2019 12:00","2019-03-06T04:00:00",47.498]
["20140306:1300",8.64,{"v":100,"d":"100.00"},0,{"v":0,"d":"0.00"},0,348.93,16.08,149,99598,{"$f":"'Bethel TMY 3'!$D$5","v":2019},"03","06","13","03/06/2019 13:00","2019-03-06T05:00:00",47.552]
["20140306:1400",8.67,{"v":100,"d":"100.00"},0,{"v":0,"d":"0.00"},0,{"v":349.2,"d":"349.20"},16.06,147,99562,{"$f":"'Bethel TMY 3'!$D$5","v":2019},"03","06","14","03/06/2019 14:00","2019-03-06T06:00:00",47.606]
["20140306:1500",8.73,{"v":100,"d":"100.00"},0,{"v":0,"d":"0.00"},0,349.63,16.22,147,99505,{"$f":"'Bethel TMY 3'!$D$5","v":2019},"03","06","15","03/06/2019 15:00","2019-03-06T07:00:00",47.714]
["20140306:1600",8.78,{"v":100,"d":"100.00"},2,{"v":0,"d":"0.00"},2,350.07,16.38,147,99449,{"$f":"'Bethel TMY 3'!$D$5","v":2019},"03","06","16","03/06/2019 16:00","2019-03-06T08:00:00",47.804]
["20140306:1700",8.84,{"v":100,"d":"100.00"},8,{"v":0,"d":"0.00"},8,{"v":350.5,"d":"350.50"},16.54,146,99392,{"$f":"'Bethel TMY 3'!$D$5","v":2019},"03","06","17","03/06/2019 17:00","2019-03-06T09:00:00",47.912]
["20140306:1800",8.63,{"v":100,"d":"100.00"},5,{"v":0,"d":"0.00"},5,349.55,16.24,151,99352,{"$f":"'Bethel TMY 3'!$D$5","v":2019},"03","06","18","03/06/2019 18:00","2019-03-06T10:00:00",47.534000000000006]
["20140306:1900",8.41,{"v":100,"d":"100.00"},21,{"v":0,"d":"0.00"},21,{"v":348.6,"d":"348.60"},15.95,155,99312,{"$f":"'Bethel TMY 3'!$D$5","v":2019},"03","06","19","03/06/2019 19:00","2019-03-06T11:00:00",47.138]
["20140306:2000",{"v":8.2,"d":"8.20"},{"v":100,"d":"100.00"},26,{"v":0,"d":"0.00"},26,347.65,15.66,160,99272,{"$f":"'Bethel TMY 3'!$D$5","v":2019},"03","06","20","03/06/2019 20:00","2019-03-06T12:00:00",46.76]
["20140306:2100",7.81,99.15,17,{"v":0,"d":"0.00"},17,{"v":340.4,"d":"340.40"},15.15,163,99299,{"$f":"'Bethel TMY 3'!$D$5","v":2019},"03","06","21","03/06/2019 21:00","2019-03-06T13:00:00",46.058]
["20140306:2200",7.42,98.29,60,{"v":0,"d":"0.00"},60,333.15,14.64,167,99325,{"$f":"'Bethel TMY 3'!$D$5","v":2019},"03","06","22","03/06/2019 22:00","2019-03-06T14:00:00",45.356]
["20140306:2300",7.03,97.44,14,{"v":0,"d":"0.00"},14,{"v":325.9,"d":"325.90"},14.14,171,99352,{"$f":"'Bethel TMY 3'!$D$5","v":2019},"03","06","23","03/06/2019 23:00","2019-03-06T15:00:00",44.653999999999996]
["20140307:0000",6.81,98.29,184,172.72,128,321.53,13.41,172,99492,{"$f":"'Bethel TMY 3'!$D$5","v":2019},"03","07","00","03/07/2019 00:00","2019-03-06T16:00:00",44.257999999999996]
["20140307:0100",6.58,99.15,52,{"v":0,"d":"0.00"},52,317.17,12.68,173,99632,{"$f":"'Bethel TMY 3'!$D$5","v":2019},"03","07","01","03/07/2019 01:00","2019-03-06T17:00:00",43.844]
["20140307:0200",6.35,{"v":100,"d":"100.00"},11,{"v":0,"d":"0.00"},11,{"v":312.8,"d":"312.80"},11.94,174,99772,{"$f":"'Bethel TMY 3'!$D$5","v":2019},"03","07","02","03/07/2019 02:00","2019-03-06T18:00:00",43.43]
["20140307:0300",6.13,{"v":100,"d":"100.00"},0,{"v":0,"d":"0.00"},0,313.13,11.48,173,99842,{"$f":"'Bethel TMY 3'!$D$5","v":2019},"03","07","03","03/07/2019 03:00","2019-03-06T19:00:00",43.034]
["20140307:0400",5.92,{"v":100,"d":"100.00"},0,{"v":0,"d":"0.00"},0,313.47,11.01,173,99911,{"$f":"'Bethel TMY 3'!$D$5","v":2019},"03","07","04","03/07/2019 04:00","2019-03-06T20:00:00",42.656]
["20140307:0500",5.71,{"v":100,"d":"100.00"},0,{"v":0,"d":"0.00"},0,{"v":313.8,"d":"313.80"},10.54,172,99981,{"$f":"'Bethel TMY 3'!$D$5","v":2019},"03","07","05","03/07/2019 05:00","2019-03-06T21:00:00",42.278]
["20140307:0600",5.57,{"v":100,"d":"100.00"},0,{"v":0,"d":"0.00"},0,313.27,10.08,170,99998,{"$f":"'Bethel TMY 3'!$D$5","v":2019},"03","07","06","03/07/2019 06:00","2019-03-06T22:00:00",42.026]
["20140307:0700",5.43,{"v":100,"d":"100.00"},0,{"v":0,"d":"0.00"},0,312.73,9.62,169,100015,{"$f":"'Bethel TMY 3'!$D$5","v":2019},"03","07","07","03/07/2019 07:00","2019-03-06T23:00:00",41.774]
["20140307:0800",5.29,{"v":100,"d":"100.00"},0,{"v":0,"d":"0.00"},0,{"v":312.2,"d":"312.20"},9.16,167,100031,{"$f":"'Bethel TMY 3'!$D$5","v":2019},"03","07","08","03/07/2019 08:00","2019-03-07",41.522]
["20140307:0900",5.27,{"v":100,"d":"100.00"},0,{"v":0,"d":"0.00"},0,309.03,9.38,162,100011,{"$f":"'Bethel TMY 3'!$D$5","v":2019},"03","07","09","03/07/2019 09:00","2019-03-07T01:00:00",41.486]
["20140307:1000",5.25,{"v":100,"d":"100.00"},0,{"v":0,"d":"0.00"},0,305.87,{"v":9.6,"d":"9.60"},157,99991,{"$f":"'Bethel TMY 3'!$D$5","v":2019},"03","07","10","03/07/2019 10:00","2019-03-07T02:00:00",41.45]
["20140307:1100",5.23,{"v":100,"d":"100.00"},0,{"v":0,"d":"0.00"},0,{"v":302.7,"d":"302.70"},9.82,152,99971,{"$f":"'Bethel TMY 3'!$D$5","v":2019},"03","07","11","03/07/2019 11:00","2019-03-07T03:00:00",41.414]
["20140307:1200",5.33,{"v":100,"d":"100.00"},0,{"v":0,"d":"0.00"},0,301.77,10.69,148,99895,{"$f":"'Bethel TMY 3'!$D$5","v":2019},"03","07","12","03/07/2019 12:00","2019-03-07T04:00:00",41.594]
["20140307:1300",5.42,{"v":100,"d":"100.00"},0,{"v":0,"d":"0.00"},0,300.83,11.56,144,99818,{"$f":"'Bethel TMY 3'!$D$5","v":2019},"03","07","13","03/07/2019 13:00","2019-03-07T05:00:00",41.756]
["20140307:1400",5.51,{"v":100,"d":"100.00"},0,{"v":0,"d":"0.00"},0,{"v":299.9,"d":"299.90"},12.43,141,99742,{"$f":"'Bethel TMY 3'!$D$5","v":2019},"03","07","14","03/07/2019 14:00","2019-03-07T06:00:00",41.918]
["20140307:1500",5.41,{"v":100,"d":"100.00"},0,{"v":0,"d":"0.00"},0,305.38,12.57,146,99648,{"$f":"'Bethel TMY 3'!$D$5","v":2019},"03","07","15","03/07/2019 15:00","2019-03-07T07:00:00",41.738]
["20140307:1600",{"v":5.3,"d":"5.30"},{"v":100,"d":"100.00"},23,{"v":0,"d":"0.00"},23,310.87,12.71,151,99555,{"$f":"'Bethel TMY 3'!$D$5","v":2019},"03","07","16","03/07/2019 16:00","2019-03-07T08:00:00",41.54]
["20140307:1700",{"v":5.2,"d":"5.20"},{"v":100,"d":"100.00"},87,32.68,80,316.35,12.86,156,99462,{"$f":"'Bethel TMY 3'!$D$5","v":2019},"03","07","17","03/07/2019 17:00","2019-03-07T09:00:00",41.36]
["20140307:1800",{"v":5,"d":"5.00"},{"v":100,"d":"100.00"},108,{"v":0,"d":"0.00"},108,306.77,12.69,162,99445,{"$f":"'Bethel TMY 3'!$D$5","v":2019},"03","07","18","03/07/2019 18:00","2019-03-07T10:00:00",41]
["20140307:1900",4.79,{"v":100,"d":"100.00"},42,{"v":0,"d":"0.00"},42,297.18,12.52,168,99429,{"$f":"'Bethel TMY 3'!$D$5","v":2019},"03","07","19","03/07/2019 19:00","2019-03-07T11:00:00",40.622]
["20140307:2000",4.59,{"v":100,"d":"100.00"},329,266.37,202,{"v":287.6,"d":"287.60"},12.36,173,99412,{"$f":"'Bethel TMY 3'!$D$5","v":2019},"03","07","20","03/07/2019 20:00","2019-03-07T12:00:00",40.262]
["20140307:2100",4.51,98.93,166,6.06,163,279.82,12.59,174,99412,{"$f":"'Bethel TMY 3'!$D$5","v":2019},"03","07","21","03/07/2019 21:00","2019-03-07T13:00:00",40.118]
["20140307:2200",4.43,97.85,110,{"v":0,"d":"0.00"},110,272.03,12.83,174,99412,{"$f":"'Bethel TMY 3'!$D$5","v":2019},"03","07","22","03/07/2019 22:00","2019-03-07T14:00:00",39.974]
["20140307:2300",4.35,96.78,133,{"v":0,"d":"0.00"},133,264.25,13.06,174,99412,{"$f":"'Bethel TMY 3'!$D$5","v":2019},"03","07","23","03/07/2019 23:00","2019-03-07T15:00:00",39.83]
["20140308:0000",3.98,97.85,87,{"v":0,"d":"0.00"},87,268.33,12.61,176,99429,{"$f":"'Bethel TMY 3'!$D$5","v":2019},"03","08","00","03/08/2019 00:00","2019-03-07T16:00:00",39.164]
["20140308:0100",{"v":3.6,"d":"3.60"},98.93,25,{"v":0,"d":"0.00"},25,272.42,12.16,177,99445,{"$f":"'Bethel TMY 3'!$D$5","v":2019},"03","08","01","03/08/2019 01:00","2019-03-07T17:00:00",38.480000000000004]
["20140308:0200",3.23,{"v":100,"d":"100.00"},6,{"v":0,"d":"0.00"},6,{"v":276.5,"d":"276.50"},11.71,178,99462,{"$f":"'Bethel TMY 3'!$D$5","v":2019},"03","08","02","03/08/2019 02:00","2019-03-07T18:00:00",37.814]
["20140308:0300",3.05,{"v":100,"d":"100.00"},0,{"v":0,"d":"0.00"},0,{"v":278.3,"d":"278.30"},11.16,178,99485,{"$f":"'Bethel TMY 3'!$D$5","v":2019},"03","08","03","03/08/2019 03:00","2019-03-07T19:00:00",37.49]
["20140308:0400",2.87,{"v":100,"d":"100.00"},0,{"v":0,"d":"0.00"},0,{"v":280.1,"d":"280.10"},10.62,177,99509,{"$f":"'Bethel TMY 3'!$D$5","v":2019},"03","08","04","03/08/2019 04:00","2019-03-07T20:00:00",37.166]
["20140308:0500",2.69,{"v":100,"d":"100.00"},0,{"v":0,"d":"0.00"},0,{"v":281.9,"d":"281.90"},10.07,177,99532,{"$f":"'Bethel TMY 3'!$D$5","v":2019},"03","08","05","03/08/2019 05:00","2019-03-07T21:00:00",36.842]
["20140308:0600",2.81,{"v":100,"d":"100.00"},0,{"v":0,"d":"0.00"},0,280.58,10.13,174,99532,{"$f":"'Bethel TMY 3'!$D$5","v":2019},"03","08","06","03/08/2019 06:00","2019-03-07T22:00:00",37.058]
["20140308:0700",2.93,{"v":100,"d":"100.00"},0,{"v":0,"d":"0.00"},0,279.27,{"v":10.2,"d":"10.20"},170,99532,{"$f":"'Bethel TMY 3'!$D$5","v":2019},"03","08","07","03/08/2019 07:00","2019-03-07T23:00:00",37.274]
["20140308:0800",3.05,{"v":100,"d":"100.00"},0,{"v":0,"d":"0.00"},0,277.95,10.26,167,99532,{"$f":"'Bethel TMY 3'!$D$5","v":2019},"03","08","08","03/08/2019 08:00","2019-03-08",37.49]
["20140308:0900",3.14,{"v":100,"d":"100.00"},0,{"v":0,"d":"0.00"},0,278.35,10.66,164,99479,{"$f":"'Bethel TMY 3'!$D$5","v":2019},"03","08","09","03/08/2019 09:00","2019-03-08T01:00:00",37.652]
["20140308:1000",3.24,{"v":100,"d":"100.00"},0,{"v":0,"d":"0.00"},0,278.75,11.06,161,99425,{"$f":"'Bethel TMY 3'!$D$5","v":2019},"03","08","10","03/08/2019 10:00","2019-03-08T02:00:00",37.832]
["20140308:1100",3.33,{"v":100,"d":"100.00"},0,{"v":0,"d":"0.00"},0,279.15,11.46,158,99372,{"$f":"'Bethel TMY 3'!$D$5","v":2019},"03","08","11","03/08/2019 11:00","2019-03-08T03:00:00",37.994]
["20140308:1200",3.36,{"v":100,"d":"100.00"},0,{"v":0,"d":"0.00"},0,279.65,11.18,159,99329,{"$f":"'Bethel TMY 3'!$D$5","v":2019},"03","08","12","03/08/2019 12:00","2019-03-08T04:00:00",38.048]
["20140308:1300",3.38,{"v":100,"d":"100.00"},0,{"v":0,"d":"0.00"},0,280.15,10.89,160,99286,{"$f":"'Bethel TMY 3'!$D$5","v":2019},"03","08","13","03/08/2019 13:00","2019-03-08T05:00:00",38.084]
["20140308:1400",{"v":3.4,"d":"3.40"},{"v":100,"d":"100.00"},0,{"v":0,"d":"0.00"},0,280.65,10.61,161,99242,{"$f":"'Bethel TMY 3'!$D$5","v":2019},"03","08","14","03/08/2019 14:00","2019-03-08T06:00:00",38.12]
["20140308:1500",3.27,{"v":100,"d":"100.00"},0,{"v":0,"d":"0.00"},0,284.28,10.78,165,99212,{"$f":"'Bethel TMY 3'!$D$5","v":2019},"03","08","15","03/08/2019 15:00","2019-03-08T07:00:00",37.886]
["20140308:1600",3.13,{"v":100,"d":"100.00"},7,{"v":0,"d":"0.00"},7,287.92,10.96,169,99182,{"$f":"'Bethel TMY 3'!$D$5","v":2019},"03","08","16","03/08/2019 16:00","2019-03-08T08:00:00",37.634]
["20140308:1700",2.99,{"v":100,"d":"100.00"},64,{"v":0,"d":"0.00"},64,291.55,11.13,173,99152,{"$f":"'Bethel TMY 3'!$D$5","v":2019},{"$f":"MID(A1619,5,2)","v":"03"},{"$f":"MID(A1619,7,2)","v":"08"},{"$f":"MID(A1619,10,2)","v":"17"},{"$f":"L1619&\"/\"&M1619&\"/\"&K1619&\" \"&N1619&\":00\"","v":"03/08/2019 17:00"},{"$f":"(DATEVALUE(O1619)+TIMEVALUE(O1619))+($P$16/24)","v":"2019-03-08T09:00:00"},{"$f":"((9/5)*B1619)+32","v":37.382}]
["20140308:1800",3.19,{"v":98,"d":"98.00"},69,{"v":0,"d":"0.00"},69,289.02,11.11,173,99132,{"$f":"'Bethel TMY 3'!$D$5","v":2019},"03","08","18","03/08/2019 18:00","2019-03-08T10:00:00",37.742]
["20140308:1900",{"v":3.4,"d":"3.40"},95.99,62,{"v":0,"d":"0.00"},62,286.48,11.09,174,99112,{"$f":"'Bethel TMY 3'!$D$5","v":2019},"03","08","19","03/08/2019 19:00","2019-03-08T11:00:00",38.12]
["20140308:2000",{"v":3.6,"d":"3.60"},93.99,260,91.13,216,283.95,11.08,174,99092,{"$f":"'Bethel TMY 3'!$D$5","v":2019},"03","08","20","03/08/2019 20:00","2019-03-08T12:00:00",38.480000000000004]
["20140308:2100",3.52,95.99,220,37.94,201,283.95,10.77,176,99039,{"$f":"'Bethel TMY 3'!$D$5","v":2019},"03","08","21","03/08/2019 21:00","2019-03-08T13:00:00",38.336]
["20140308:2200",3.45,{"v":98,"d":"98.00"},321,237.58,207,283.95,10.46,177,98986,{"$f":"'Bethel TMY 3'!$D$5","v":2019},"03","08","22","03/08/2019 22:00","2019-03-08T14:00:00",38.21]
["20140308:2300",3.37,{"v":100,"d":"100.00"},142,2.37,141,283.95,10.15,178,98933,{"$f":"'Bethel TMY 3'!$D$5","v":2019},"03","08","23","03/08/2019 23:00","2019-03-08T15:00:00",38.066]
["20140309:0000",3.22,{"v":100,"d":"100.00"},116,2.99,115,283.88,9.83,177,98906,{"$f":"'Bethel TMY 3'!$D$5","v":2019},"03","09","00","03/09/2019 00:00","2019-03-08T16:00:00",37.796]
["20140309:0100",3.06,{"v":100,"d":"100.00"},19,{"v":0,"d":"0.00"},19,283.82,9.52,177,98879,{"$f":"'Bethel TMY 3'!$D$5","v":2019},"03","09","01","03/09/2019 01:00","2019-03-08T17:00:00",37.508]
["20140309:0200",{"v":2.9,"d":"2.90"},{"v":100,"d":"100.00"},1,{"v":0,"d":"0.00"},1,283.75,{"v":9.2,"d":"9.20"},176,98853,{"$f":"'Bethel TMY 3'!$D$5","v":2019},"03","09","02","03/09/2019 02:00","2019-03-08T18:00:00",37.22]
["20140309:0300",2.83,{"v":100,"d":"100.00"},0,{"v":0,"d":"0.00"},0,281.78,9.57,180,98856,{"$f":"'Bethel TMY 3'!$D$5","v":2019},"03","09","03","03/09/2019 03:00","2019-03-08T19:00:00",37.094]
["20140309:0400",2.76,{"v":100,"d":"100.00"},0,{"v":0,"d":"0.00"},0,279.82,9.94,184,98859,{"$f":"'Bethel TMY 3'!$D$5","v":2019},"03","09","04","03/09/2019 04:00","2019-03-08T20:00:00",36.968]
["20140309:0500",{"v":2.7,"d":"2.70"},{"v":100,"d":"100.00"},0,{"v":0,"d":"0.00"},0,277.85,{"v":10.3,"d":"10.30"},188,98863,{"$f":"'Bethel TMY 3'!$D$5","v":2019},"03","09","05","03/09/2019 05:00","2019-03-08T21:00:00",36.86]
["20140309:0600",2.43,{"v":100,"d":"100.00"},0,{"v":0,"d":"0.00"},0,284.92,10.73,193,98939,{"$f":"'Bethel TMY 3'!$D$5","v":2019},"03","09","06","03/09/2019 06:00","2019-03-08T22:00:00",36.374]
["20140309:0700",2.17,{"v":100,"d":"100.00"},0,{"v":0,"d":"0.00"},0,291.98,11.15,197,99016,{"$f":"'Bethel TMY 3'!$D$5","v":2019},"03","09","07","03/09/2019 07:00","2019-03-08T23:00:00",35.906]
["20140309:0800",1.91,{"v":100,"d":"100.00"},0,{"v":0,"d":"0.00"},0,299.05,11.57,202,99092,{"$f":"'Bethel TMY 3'!$D$5","v":2019},"03","09","08","03/09/2019 08:00","2019-03-09",35.438]
["20140309:0900",1.88,{"v":100,"d":"100.00"},0,{"v":0,"d":"0.00"},0,295.87,11.39,201,99216,{"$f":"'Bethel TMY 3'!$D$5","v":2019},"03","09","09","03/09/2019 09:00","2019-03-09T01:00:00",35.384]
["20140309:1000",1.85,{"v":100,"d":"100.00"},0,{"v":0,"d":"0.00"},0,292.68,11.21,201,99339,{"$f":"'Bethel TMY 3'!$D$5","v":2019},"03","09","10","03/09/2019 10:00","2019-03-09T02:00:00",35.33]
["20140309:1100",1.82,{"v":100,"d":"100.00"},0,{"v":0,"d":"0.00"},0,{"v":289.5,"d":"289.50"},11.03,201,99462,{"$f":"'Bethel TMY 3'!$D$5","v":2019},"03","09","11","03/09/2019 11:00","2019-03-09T03:00:00",35.276]
["20140309:1200",1.98,{"v":100,"d":"100.00"},0,{"v":0,"d":"0.00"},0,283.57,10.69,196,99589,{"$f":"'Bethel TMY 3'!$D$5","v":2019},"03","09","12","03/09/2019 12:00","2019-03-09T04:00:00",35.564]
["20140309:1300",2.14,{"v":100,"d":"100.00"},0,{"v":0,"d":"0.00"},0,277.63,10.34,190,99715,{"$f":"'Bethel TMY 3'!$D$5","v":2019},"03","09","13","03/09/2019 13:00","2019-03-09T05:00:00",35.852000000000004]
["20140309:1400",2.29,{"v":100,"d":"100.00"},0,{"v":0,"d":"0.00"},0,{"v":271.7,"d":"271.70"},9.99,185,99842,{"$f":"'Bethel TMY 3'!$D$5","v":2019},"03","09","14","03/09/2019 14:00","2019-03-09T06:00:00",36.122]
["20140309:1500",{"v":2.4,"d":"2.40"},{"v":100,"d":"100.00"},0,{"v":0,"d":"0.00"},0,274.38,10.23,191,99852,{"$f":"'Bethel TMY 3'!$D$5","v":2019},"03","09","15","03/09/2019 15:00","2019-03-09T07:00:00",36.32]
["20140309:1600",2.51,{"v":100,"d":"100.00"},32,{"v":0,"d":"0.00"},32,277.07,10.48,196,99862,{"$f":"'Bethel TMY 3'!$D$5","v":2019},"03","09","16","03/09/2019 16:00","2019-03-09T08:00:00",36.518]
["20140309:1700",2.62,{"v":100,"d":"100.00"},145,295.54,78,279.75,10.73,202,99872,{"$f":"'Bethel TMY 3'!$D$5","v":2019},"03","09","17","03/09/2019 17:00","2019-03-09T09:00:00",36.716]
["20140309:1800",2.54,97.44,219,241.33,136,279.28,10.48,207,99968,{"$f":"'Bethel TMY 3'!$D$5","v":2019},"03","09","18","03/09/2019 18:00","2019-03-09T10:00:00",36.572]
["20140309:1900",2.45,94.87,319,355.38,165,278.82,10.23,211,100065,{"$f":"'Bethel TMY 3'!$D$5","v":2019},"03","09","19","03/09/2019 19:00","2019-03-09T11:00:00",36.41]
["20140309:2000",2.37,92.31,228,51.14,203,278.35,9.99,216,100161,{"$f":"'Bethel TMY 3'!$D$5","v":2019},"03","09","20","03/09/2019 20:00","2019-03-09T12:00:00",36.266]
["20140309:2100",2.31,91.02,10,{"v":0,"d":"0.00"},10,280.23,9.49,216,100241,{"$f":"'Bethel TMY 3'!$D$5","v":2019},"03","09","21","03/09/2019 21:00","2019-03-09T13:00:00",36.158]
["20140309:2200",2.26,89.73,246,70.02,212,282.12,8.98,215,100321,{"$f":"'Bethel TMY 3'!$D$5","v":2019},"03","09","22","03/09/2019 22:00","2019-03-09T14:00:00",36.068]
["20140309:2300",{"v":2.2,"d":"2.20"},88.44,17,{"v":0,"d":"0.00"},17,{"v":284,"d":"284.00"},8.48,214,100401,{"$f":"'Bethel TMY 3'!$D$5","v":2019},"03","09","23","03/09/2019 23:00","2019-03-09T15:00:00",35.96]
["20140310:0000",2.34,92.05,41,{"v":0,"d":"0.00"},41,284.95,8.56,213,100438,{"$f":"'Bethel TMY 3'!$D$5","v":2019},"03","10","00","03/10/2019 00:00","2019-03-09T16:00:00",36.212]
["20140310:0100",2.47,95.65,62,{"v":0,"d":"0.00"},62,{"v":285.9,"d":"285.90"},8.63,213,100474,{"$f":"'Bethel TMY 3'!$D$5","v":2019},"03","10","01","03/10/2019 01:00","2019-03-09T17:00:00",36.446]
["20140310:0200",2.61,99.26,9,{"v":0,"d":"0.00"},9,286.85,{"v":8.7,"d":"8.70"},213,100511,{"$f":"'Bethel TMY 3'!$D$5","v":2019},"03","10","02","03/10/2019 02:00","2019-03-09T18:00:00",36.698]
["20140310:0300",{"v":2.6,"d":"2.60"},99.51,0,{"v":0,"d":"0.00"},0,281.72,8.08,214,100577,{"$f":"'Bethel TMY 3'!$D$5","v":2019},"03","10","03","03/10/2019 03:00","2019-03-09T19:00:00",36.68]
["20140310:0400",{"v":2.6,"d":"2.60"},99.75,0,{"v":0,"d":"0.00"},0,276.58,7.46,216,100644,{"$f":"'Bethel TMY 3'!$D$5","v":2019},"03","10","04","03/10/2019 04:00","2019-03-09T20:00:00",36.68]
["20140310:0500",{"v":2.6,"d":"2.60"},{"v":100,"d":"100.00"},0,{"v":0,"d":"0.00"},0,271.45,6.84,218,100711,{"$f":"'Bethel TMY 3'!$D$5","v":2019},"03","10","05","03/10/2019 05:00","2019-03-09T21:00:00",36.68]
["20140310:0600",{"v":2.6,"d":"2.60"},{"v":100,"d":"100.00"},0,{"v":0,"d":"0.00"},0,273.82,6.31,211,100774,{"$f":"'Bethel TMY 3'!$D$5","v":2019},"03","10","06","03/10/2019 06:00","2019-03-09T22:00:00",36.68]
["20140310:0700",{"v":2.6,"d":"2.60"},{"v":100,"d":"100.00"},0,{"v":0,"d":"0.00"},0,276.18,5.78,204,100837,{"$f":"'Bethel TMY 3'!$D$5","v":2019},"03","10","07","03/10/2019 07:00","2019-03-09T23:00:00",36.68]
["20140310:0800",{"v":2.6,"d":"2.60"},{"v":100,"d":"100.00"},0,{"v":0,"d":"0.00"},0,278.55,5.26,197,100900,{"$f":"'Bethel TMY 3'!$D$5","v":2019},"03","10","08","03/10/2019 08:00","2019-03-10",36.68]
["20140310:0900",2.68,{"v":100,"d":"100.00"},0,{"v":0,"d":"0.00"},0,286.75,{"v":5.2,"d":"5.20"},182,100900,{"$f":"'Bethel TMY 3'!$D$5","v":2019},"03","10","09","03/10/2019 09:00","2019-03-10T01:00:00",36.824]
["20140310:1000",2.77,{"v":100,"d":"100.00"},0,{"v":0,"d":"0.00"},0,294.95,5.15,167,100900,{"$f":"'Bethel TMY 3'!$D$5","v":2019},"03","10","10","03/10/2019 10:00","2019-03-10T02:00:00",36.986]
["20140310:1100",2.85,{"v":100,"d":"100.00"},0,{"v":0,"d":"0.00"},0,303.15,{"v":5.1,"d":"5.10"},152,100900,{"$f":"'Bethel TMY 3'!$D$5","v":2019},"03","10","11","03/10/2019 11:00","2019-03-10T03:00:00",37.13]
["20140310:1200",2.94,{"v":100,"d":"100.00"},0,{"v":0,"d":"0.00"},0,306.17,6.07,146,100850,{"$f":"'Bethel TMY 3'!$D$5","v":2019},"03","10","12","03/10/2019 12:00","2019-03-10T04:00:00",37.292]
["20140310:1300",3.03,{"v":100,"d":"100.00"},0,{"v":0,"d":"0.00"},0,309.18,7.04,140,100800,{"$f":"'Bethel TMY 3'!$D$5","v":2019},"03","10","13","03/10/2019 13:00","2019-03-10T05:00:00",37.454]
["20140310:1400",3.11,{"v":100,"d":"100.00"},0,{"v":0,"d":"0.00"},0,{"v":312.2,"d":"312.20"},8.01,134,100750,{"$f":"'Bethel TMY 3'!$D$5","v":2019},"03","10","14","03/10/2019 14:00","2019-03-10T06:00:00",37.598]
["20140310:1500",3.32,{"v":100,"d":"100.00"},0,{"v":0,"d":"0.00"},0,316.12,9.01,135,100661,{"$f":"'Bethel TMY 3'!$D$5","v":2019},"03","10","15","03/10/2019 15:00","2019-03-10T07:00:00",37.976]
["20140310:1600",3.52,{"v":100,"d":"100.00"},11,{"v":0,"d":"0.00"},11,320.03,10.01,136,100571,{"$f":"'Bethel TMY 3'!$D$5","v":2019},"03","10","16","03/10/2019 16:00","2019-03-10T08:00:00",38.336]
["20140310:1700",3.72,{"v":100,"d":"100.00"},13,{"v":0,"d":"0.00"},13,323.95,11.01,137,100481,{"$f":"'Bethel TMY 3'!$D$5","v":2019},"03","10","17","03/10/2019 17:00","2019-03-10T09:00:00",38.696]
["20140310:1800",3.75,{"v":100,"d":"100.00"},71,{"v":0,"d":"0.00"},71,323.93,{"v":11.2,"d":"11.20"},138,100388,{"$f":"'Bethel TMY 3'!$D$5","v":2019},"03","10","18","03/10/2019 18:00","2019-03-10T10:00:00",38.75]
["20140310:1900",3.79,{"v":100,"d":"100.00"},141,{"v":0,"d":"0.00"},141,323.92,{"v":11.4,"d":"11.40"},139,100294,{"$f":"'Bethel TMY 3'!$D$5","v":2019},"03","10","19","03/10/2019 19:00","2019-03-10T11:00:00",38.822]
["20140310:2000",3.82,{"v":100,"d":"100.00"},181,12.12,175,{"v":323.9,"d":"323.90"},{"v":11.6,"d":"11.60"},139,100201,{"$f":"'Bethel TMY 3'!$D$5","v":2019},"03","10","20","03/10/2019 20:00","2019-03-10T12:00:00",38.876]
["20140310:2100",3.87,{"v":100,"d":"100.00"},239,50.73,213,324.73,11.56,137,100081,{"$f":"'Bethel TMY 3'!$D$5","v":2019},"03","10","21","03/10/2019 21:00","2019-03-10T13:00:00",38.966]
["20140310:2200",3.93,{"v":100,"d":"100.00"},168,6.11,165,325.57,11.52,134,99961,{"$f":"'Bethel TMY 3'!$D$5","v":2019},"03","10","22","03/10/2019 22:00","2019-03-10T14:00:00",39.074]
["20140310:2300",3.98,{"v":100,"d":"100.00"},100,{"v":0,"d":"0.00"},100,{"v":326.4,"d":"326.40"},11.48,131,99842,{"$f":"'Bethel TMY 3'!$D$5","v":2019},"03","10","23","03/10/2019 23:00","2019-03-10T15:00:00",39.164]
["20140311:0000",4.29,{"v":100,"d":"100.00"},152,49.18,135,328.65,10.45,132,99802,{"$f":"'Bethel TMY 3'!$D$5","v":2019},"03","11","00","03/11/2019 00:00","2019-03-10T16:00:00",39.722]
["20140311:0100",4.59,{"v":100,"d":"100.00"},72,{"v":0,"d":"0.00"},72,{"v":330.9,"d":"330.90"},9.42,132,99762,{"$f":"'Bethel TMY 3'!$D$5","v":2019},"03","11","01","03/11/2019 01:00","2019-03-10T17:00:00",40.262]
["20140311:0200",{"v":4.9,"d":"4.90"},{"v":100,"d":"100.00"},14,{"v":0,"d":"0.00"},14,333.15,8.39,133,99722,{"$f":"'Bethel TMY 3'!$D$5","v":2019},"03","11","02","03/11/2019 02:00","2019-03-10T18:00:00",40.82]
["20140311:0300",5.02,{"v":100,"d":"100.00"},0,{"v":0,"d":"0.00"},0,332.35,8.26,151,99728,{"$f":"'Bethel TMY 3'!$D$5","v":2019},"03","11","03","03/11/2019 03:00","2019-03-10T19:00:00",41.036]
["20140311:0400",5.15,{"v":100,"d":"100.00"},0,{"v":0,"d":"0.00"},0,331.55,8.13,169,99735,{"$f":"'Bethel TMY 3'!$D$5","v":2019},"03","11","04","03/11/2019 04:00","2019-03-10T20:00:00",41.27]
["20140311:0500",5.28,{"v":100,"d":"100.00"},0,{"v":0,"d":"0.00"},0,330.75,{"v":8,"d":"8.00"},187,99742,{"$f":"'Bethel TMY 3'!$D$5","v":2019},"03","11","05","03/11/2019 05:00","2019-03-10T21:00:00",41.504000000000005]
["20140311:0600",{"v":4.7,"d":"4.70"},{"v":100,"d":"100.00"},0,{"v":0,"d":"0.00"},0,323.45,8.45,205,99852,{"$f":"'Bethel TMY 3'!$D$5","v":2019},"03","11","06","03/11/2019 06:00","2019-03-10T22:00:00",40.46]
["20140311:0700",4.12,{"v":100,"d":"100.00"},0,{"v":0,"d":"0.00"},0,316.15,8.89,222,99961,{"$f":"'Bethel TMY 3'!$D$5","v":2019},"03","11","07","03/11/2019 07:00","2019-03-10T23:00:00",39.416]
["20140311:0800",3.54,{"v":100,"d":"100.00"},0,{"v":0,"d":"0.00"},0,308.85,9.34,240,100071,{"$f":"'Bethel TMY 3'!$D$5","v":2019},"03","11","08","03/11/2019 08:00","2019-03-11",38.372]
["20140311:0900",3.22,99.18,0,{"v":0,"d":"0.00"},0,299.37,8.21,236,100211,{"$f":"'Bethel TMY 3'!$D$5","v":2019},{"$f":"MID(A1683,5,2)","v":"03"},{"$f":"MID(A1683,7,2)","v":"11"},{"$f":"MID(A1683,10,2)","v":"09"},{"$f":"L1683&\"/\"&M1683&\"/\"&K1683&\" \"&N1683&\":00\"","v":"03/11/2019 09:00"},{"$f":"(DATEVALUE(O1683)+TIMEVALUE(O1683))+($P$16/24)","v":"2019-03-11T01:00:00"},{"$f":"((9/5)*B1683)+32","v":37.796}]
["20140311:1000",{"v":2.9,"d":"2.90"},98.37,0,{"v":0,"d":"0.00"},0,289.88,7.09,233,100351,{"$f":"'Bethel TMY 3'!$D$5","v":2019},"03","11","10","03/11/2019 10:00","2019-03-11T02:00:00",37.22]
["20140311:1100",2.58,97.55,0,{"v":0,"d":"0.00"},0,{"v":280.4,"d":"280.40"},5.96,230,100491,{"$f":"'Bethel TMY 3'!$D$5","v":2019},"03","11","11","03/11/2019 11:00","2019-03-11T03:00:00",36.644]
["20140311:1200",{"v":2.6,"d":"2.60"},97.08,0,{"v":0,"d":"0.00"},0,274.28,4.94,228,100527,{"$f":"'Bethel TMY 3'!$D$5","v":2019},"03","11","12","03/11/2019 12:00","2019-03-11T04:00:00",36.68]
["20140311:1300",2.62,96.62,0,{"v":0,"d":"0.00"},0,268.17,3.93,227,100564,{"$f":"'Bethel TMY 3'!$D$5","v":2019},"03","11","13","03/11/2019 13:00","2019-03-11T05:00:00",36.716]
["20140311:1400",2.64,96.15,0,{"v":0,"d":"0.00"},0,262.05,2.91,225,100601,{"$f":"'Bethel TMY 3'!$D$5","v":2019},"03","11","14","03/11/2019 14:00","2019-03-11T06:00:00",36.752]
["20140311:1500",2.71,96.32,0,{"v":0,"d":"0.00"},0,259.93,2.97,214,100594,{"$f":"'Bethel TMY 3'!$D$5","v":2019},"03","11","15","03/11/2019 15:00","2019-03-11T07:00:00",36.878]
["20140311:1600",2.77,96.49,33,{"v":0,"d":"0.00"},33,257.82,3.04,204,100587,{"$f":"'Bethel TMY 3'!$D$5","v":2019},"03","11","16","03/11/2019 16:00","2019-03-11T08:00:00",36.986]
["20140311:1700",2.83,96.66,14,{"v":0,"d":"0.00"},14,{"v":255.7,"d":"255.70"},{"v":3.1,"d":"3.10"},193,100581,{"$f":"'Bethel TMY 3'!$D$5","v":2019},"03","11","17","03/11/2019 17:00","2019-03-11T09:00:00",37.094]
["20140311:1800",2.85,95.01,222,218.84,144,{"v":253.8,"d":"253.80"},3.35,194,100564,{"$f":"'Bethel TMY 3'!$D$5","v":2019},"03","11","18","03/11/2019 18:00","2019-03-11T10:00:00",37.13]
["20140311:1900",2.87,93.36,316,309.66,178,{"v":251.9,"d":"251.90"},{"v":3.6,"d":"3.60"},196,100547,{"$f":"'Bethel TMY 3'!$D$5","v":2019},"03","11","19","03/11/2019 19:00","2019-03-11T11:00:00",37.166]
["20140311:2000",2.89,91.71,248,67.88,214,{"v":250,"d":"250.00"},3.85,198,100531,{"$f":"'Bethel TMY 3'!$D$5","v":2019},"03","11","20","03/11/2019 20:00","2019-03-11T12:00:00",37.202]
["20140311:2100",2.82,91.95,417,441.74,188,{"v":250.7,"d":"250.70"},3.94,205,100481,{"$f":"'Bethel TMY 3'!$D$5","v":2019},"03","11","21","03/11/2019 21:00","2019-03-11T13:00:00",37.076]
["20140311:2200",2.75,{"v":92.2,"d":"92.20"},195,20.12,185,{"v":251.4,"d":"251.40"},4.03,213,100431,{"$f":"'Bethel TMY 3'!$D$5","v":2019},"03","11","22","03/11/2019 22:00","2019-03-11T14:00:00",36.95]
["20140311:2300",2.67,92.44,249,136.97,189,{"v":252.1,"d":"252.10"},4.12,221,100381,{"$f":"'Bethel TMY 3'!$D$5","v":2019},"03","11","23","03/11/2019 23:00","2019-03-11T15:00:00",36.806]
["20140312:0000",2.55,94.17,213,{"v":213.7,"d":"213.70"},138,{"v":253.5,"d":"253.50"},{"v":3.7,"d":"3.70"},223,100374,{"$f":"'Bethel TMY 3'!$D$5","v":2019},"03","12","00","03/12/2019 00:00","2019-03-11T16:00:00",36.59]
["20140312:0100",2.42,95.91,132,216.22,82,{"v":254.9,"d":"254.90"},3.28,225,100368,{"$f":"'Bethel TMY 3'!$D$5","v":2019},"03","12","01","03/12/2019 01:00","2019-03-11T17:00:00",36.356]
["20140312:0200",{"v":2.3,"d":"2.30"},97.64,55,226.91,34,{"v":256.3,"d":"256.30"},2.86,227,100361,{"$f":"'Bethel TMY 3'!$D$5","v":2019},"03","12","02","03/12/2019 02:00","2019-03-11T18:00:00",36.14]
["20140312:0300",2.01,98.43,0,{"v":0,"d":"0.00"},0,259.13,2.95,227,100371,{"$f":"'Bethel TMY 3'!$D$5","v":2019},"03","12","03","03/12/2019 03:00","2019-03-11T19:00:00",35.618]
["20140312:0400",1.72,99.21,0,{"v":0,"d":"0.00"},0,261.97,3.04,228,100381,{"$f":"'Bethel TMY 3'!$D$5","v":2019},"03","12","04","03/12/2019 04:00","2019-03-11T20:00:00",35.096000000000004]
["20140312:0500",1.44,{"v":100,"d":"100.00"},0,{"v":0,"d":"0.00"},0,{"v":264.8,"d":"264.80"},3.13,228,100391,{"$f":"'Bethel TMY 3'!$D$5","v":2019},"03","12","05","03/12/2019 05:00","2019-03-11T21:00:00",34.592]
["20140312:0600",1.37,{"v":100,"d":"100.00"},0,{"v":0,"d":"0.00"},0,264.23,3.31,229,100418,{"$f":"'Bethel TMY 3'!$D$5","v":2019},"03","12","06","03/12/2019 06:00","2019-03-11T22:00:00",34.466]
["20140312:0700",{"v":1.3,"d":"1.30"},{"v":100,"d":"100.00"},0,{"v":0,"d":"0.00"},0,263.67,{"v":3.5,"d":"3.50"},230,100444,{"$f":"'Bethel TMY 3'!$D$5","v":2019},"03","12","07","03/12/2019 07:00","2019-03-11T23:00:00",34.34]
["20140312:0800",1.23,{"v":100,"d":"100.00"},0,{"v":0,"d":"0.00"},0,{"v":263.1,"d":"263.10"},3.68,231,100471,{"$f":"'Bethel TMY 3'!$D$5","v":2019},"03","12","08","03/12/2019 08:00","2019-03-12",34.214]
["20140312:0900",1.45,{"v":100,"d":"100.00"},0,{"v":0,"d":"0.00"},0,{"v":262.1,"d":"262.10"},3.98,232,100534,{"$f":"'Bethel TMY 3'!$D$5","v":2019},"03","12","09","03/12/2019 09:00","2019-03-12T01:00:00",34.61]
["20140312:1000",1.68,{"v":100,"d":"100.00"},0,{"v":0,"d":"0.00"},0,{"v":261.1,"d":"261.10"},4.28,233,100597,{"$f":"'Bethel TMY 3'!$D$5","v":2019},"03","12","10","03/12/2019 10:00","2019-03-12T02:00:00",35.024]
["20140312:1100",1.91,{"v":100,"d":"100.00"},0,{"v":0,"d":"0.00"},0,{"v":260.1,"d":"260.10"},4.58,233,100661,{"$f":"'Bethel TMY 3'!$D$5","v":2019},"03","12","11","03/12/2019 11:00","2019-03-12T03:00:00",35.438]
["20140312:1200",1.92,{"v":100,"d":"100.00"},0,{"v":0,"d":"0.00"},0,259.17,4.68,234,100757,{"$f":"'Bethel TMY 3'!$D$5","v":2019},"03","12","12","03/12/2019 12:00","2019-03-12T04:00:00",35.456]
["20140312:1300",1.93,{"v":100,"d":"100.00"},0,{"v":0,"d":"0.00"},0,258.23,4.78,234,100854,{"$f":"'Bethel TMY 3'!$D$5","v":2019},"03","12","13","03/12/2019 13:00","2019-03-12T05:00:00",35.474]
["20140312:1400",1.93,{"v":100,"d":"100.00"},0,{"v":0,"d":"0.00"},0,{"v":257.3,"d":"257.30"},4.88,234,100950,{"$f":"'Bethel TMY 3'!$D$5","v":2019},"03","12","14","03/12/2019 14:00","2019-03-12T06:00:00",35.474]
["20140312:1500",2.02,{"v":100,"d":"100.00"},0,{"v":0,"d":"0.00"},0,260.15,5.04,229,100990,{"$f":"'Bethel TMY 3'!$D$5","v":2019},"03","12","15","03/12/2019 15:00","2019-03-12T07:00:00",35.636]
["20140312:1600",{"v":2.1,"d":"2.10"},{"v":100,"d":"100.00"},10,{"v":0,"d":"0.00"},10,{"v":263,"d":"263.00"},{"v":5.2,"d":"5.20"},223,101030,{"$f":"'Bethel TMY 3'!$D$5","v":2019},"03","12","16","03/12/2019 16:00","2019-03-12T08:00:00",35.78]
["20140312:1700",2.19,{"v":100,"d":"100.00"},170,378.67,77,265.85,5.35,217,101070,{"$f":"'Bethel TMY 3'!$D$5","v":2019},"03","12","17","03/12/2019 17:00","2019-03-12T09:00:00",35.942]
["20140312:1800",2.41,96.81,77,{"v":0,"d":"0.00"},77,264.43,5.57,216,101093,{"$f":"'Bethel TMY 3'!$D$5","v":2019},"03","12","18","03/12/2019 18:00","2019-03-12T10:00:00",36.338]
["20140312:1900",2.62,93.63,12,{"v":0,"d":"0.00"},12,263.02,5.79,215,101117,{"$f":"'Bethel TMY 3'!$D$5","v":2019},"03","12","19","03/12/2019 19:00","2019-03-12T11:00:00",36.716]
["20140312:2000",2.84,90.44,92,{"v":0,"d":"0.00"},92,{"v":261.6,"d":"261.60"},6.01,214,101140,{"$f":"'Bethel TMY 3'!$D$5","v":2019},"03","12","20","03/12/2019 20:00","2019-03-12T12:00:00",37.112]
["20140312:2100",2.84,89.79,186,9.54,181,260.85,5.86,210,101130,{"$f":"'Bethel TMY 3'!$D$5","v":2019},"03","12","21","03/12/2019 21:00","2019-03-12T13:00:00",37.112]
["20140312:2200",2.85,89.14,112,{"v":0,"d":"0.00"},112,{"v":260.1,"d":"260.10"},{"v":5.7,"d":"5.70"},206,101120,{"$f":"'Bethel TMY 3'!$D$5","v":2019},"03","12","22","03/12/2019 22:00","2019-03-12T14:00:00",37.13]
["20140312:2300",2.85,88.49,311,302.12,177,259.35,5.54,201,101110,{"$f":"'Bethel TMY 3'!$D$5","v":2019},"03","12","23","03/12/2019 23:00","2019-03-12T15:00:00",37.13]
["20140313:0000",3.01,91.44,237,297.54,131,{"v":261.3,"d":"261.30"},5.41,188,101110,{"$f":"'Bethel TMY 3'!$D$5","v":2019},"03","13","00","03/13/2019 00:00","2019-03-12T16:00:00",37.418]
["20140313:0100",3.17,94.38,15,{"v":0,"d":"0.00"},15,263.25,5.27,175,101110,{"$f":"'Bethel TMY 3'!$D$5","v":2019},"03","13","01","03/13/2019 01:00","2019-03-12T17:00:00",37.706]
["20140313:0200",3.33,97.33,1,{"v":0,"d":"0.00"},1,{"v":265.2,"d":"265.20"},5.13,162,101110,{"$f":"'Bethel TMY 3'!$D$5","v":2019},"03","13","02","03/13/2019 02:00","2019-03-12T18:00:00",37.994]
["20140313:0300",{"v":3.2,"d":"3.20"},98.22,0,{"v":0,"d":"0.00"},0,{"v":270.1,"d":"270.10"},6.15,156,101077,{"$f":"'Bethel TMY 3'!$D$5","v":2019},"03","13","03","03/13/2019 03:00","2019-03-12T19:00:00",37.76]
["20140313:0400",3.07,99.11,0,{"v":0,"d":"0.00"},0,{"v":275,"d":"275.00"},7.16,151,101043,{"$f":"'Bethel TMY 3'!$D$5","v":2019},"03","13","04","03/13/2019 04:00","2019-03-12T20:00:00",37.525999999999996]
["20140313:0500",2.95,{"v":100,"d":"100.00"},0,{"v":0,"d":"0.00"},0,{"v":279.9,"d":"279.90"},8.18,145,101010,{"$f":"'Bethel TMY 3'!$D$5","v":2019},"03","13","05","03/13/2019 05:00","2019-03-12T21:00:00",37.31]
["20140313:0600",2.76,{"v":100,"d":"100.00"},0,{"v":0,"d":"0.00"},0,279.45,8.03,147,100944,{"$f":"'Bethel TMY 3'!$D$5","v":2019},"03","13","06","03/13/2019 06:00","2019-03-12T22:00:00",36.968]
["20140313:0700",2.57,{"v":100,"d":"100.00"},0,{"v":0,"d":"0.00"},0,{"v":279,"d":"279.00"},7.88,149,100877,{"$f":"'Bethel TMY 3'!$D$5","v":2019},"03","13","07","03/13/2019 07:00","2019-03-12T23:00:00",36.626]
["20140313:0800",2.39,{"v":100,"d":"100.00"},0,{"v":0,"d":"0.00"},0,278.55,7.72,151,100810,{"$f":"'Bethel TMY 3'!$D$5","v":2019},"03","13","08","03/13/2019 08:00","2019-03-13",36.302]
["20140313:0900",2.29,{"v":100,"d":"100.00"},0,{"v":0,"d":"0.00"},0,277.85,7.19,164,100747,{"$f":"'Bethel TMY 3'!$D$5","v":2019},"03","13","09","03/13/2019 09:00","2019-03-13T01:00:00",36.122]
["20140313:1000",{"v":2.2,"d":"2.20"},{"v":100,"d":"100.00"},0,{"v":0,"d":"0.00"},0,277.15,6.65,177,100684,{"$f":"'Bethel TMY 3'!$D$5","v":2019},"03","13","10","03/13/2019 10:00","2019-03-13T02:00:00",35.96]
["20140313:1100",2.11,{"v":100,"d":"100.00"},0,{"v":0,"d":"0.00"},0,276.45,6.11,190,100621,{"$f":"'Bethel TMY 3'!$D$5","v":2019},"03","13","11","03/13/2019 11:00","2019-03-13T03:00:00",35.798]
["20140313:1200",2.15,{"v":100,"d":"100.00"},0,{"v":0,"d":"0.00"},0,273.72,6.37,192,100641,{"$f":"'Bethel TMY 3'!$D$5","v":2019},"03","13","12","03/13/2019 12:00","2019-03-13T04:00:00",35.87]
["20140313:1300",2.18,{"v":100,"d":"100.00"},0,{"v":0,"d":"0.00"},0,270.98,6.63,194,100661,{"$f":"'Bethel TMY 3'!$D$5","v":2019},"03","13","13","03/13/2019 13:00","2019-03-13T05:00:00",35.924]
["20140313:1400",2.21,{"v":100,"d":"100.00"},0,{"v":0,"d":"0.00"},0,268.25,6.88,196,100681,{"$f":"'Bethel TMY 3'!$D$5","v":2019},"03","13","14","03/13/2019 14:00","2019-03-13T06:00:00",35.978]
["20140313:1500",2.22,{"v":100,"d":"100.00"},0,{"v":0,"d":"0.00"},0,270.08,6.86,190,100697,{"$f":"'Bethel TMY 3'!$D$5","v":2019},"03","13","15","03/13/2019 15:00","2019-03-13T07:00:00",35.996]
["20140313:1600",2.23,{"v":100,"d":"100.00"},30,{"v":0,"d":"0.00"},30,271.92,6.83,184,100714,{"$f":"'Bethel TMY 3'!$D$5","v":2019},"03","13","16","03/13/2019 16:00","2019-03-13T08:00:00",36.014]
["20140313:1700",2.24,{"v":100,"d":"100.00"},97,19.85,92,273.75,{"v":6.8,"d":"6.80"},178,100730,{"$f":"'Bethel TMY 3'!$D$5","v":2019},"03","13","17","03/13/2019 17:00","2019-03-13T09:00:00",36.032000000000004]
["20140313:1800",2.15,99.68,293,498.74,109,272.25,6.64,176,100734,{"$f":"'Bethel TMY 3'!$D$5","v":2019},"03","13","18","03/13/2019 18:00","2019-03-13T10:00:00",35.87]
["20140313:1900",2.07,99.36,193,32.75,178,270.75,6.48,174,100737,{"$f":"'Bethel TMY 3'!$D$5","v":2019},"03","13","19","03/13/2019 19:00","2019-03-13T11:00:00",35.726]
["20140313:2000",1.98,99.04,190,13.65,183,269.25,6.32,171,100740,{"$f":"'Bethel TMY 3'!$D$5","v":2019},"03","13","20","03/13/2019 20:00","2019-03-13T12:00:00",35.564]
["20140313:2100",1.94,98.84,38,{"v":0,"d":"0.00"},38,266.35,5.64,185,100721,{"$f":"'Bethel TMY 3'!$D$5","v":2019},"03","13","21","03/13/2019 21:00","2019-03-13T13:00:00",35.492]
["20140313:2200",{"v":1.9,"d":"1.90"},98.63,57,{"v":0,"d":"0.00"},57,263.45,4.96,198,100701,{"$f":"'Bethel TMY 3'!$D$5","v":2019},"03","13","22","03/13/2019 22:00","2019-03-13T14:00:00",35.42]
["20140313:2300",1.85,98.43,109,{"v":0,"d":"0.00"},109,260.55,4.28,211,100681,{"$f":"'Bethel TMY 3'!$D$5","v":2019},"03","13","23","03/13/2019 23:00","2019-03-13T15:00:00",35.33]
["20140314:0000",1.78,98.95,36,{"v":0,"d":"0.00"},36,{"v":266.1,"d":"266.10"},4.52,229,100681,{"$f":"'Bethel TMY 3'!$D$5","v":2019},"03","14","00","03/14/2019 00:00","2019-03-13T16:00:00",35.204]
["20140314:0100",{"v":1.7,"d":"1.70"},99.48,153,306.39,79,271.65,4.77,246,100681,{"$f":"'Bethel TMY 3'!$D$5","v":2019},{"$f":"MID(A1747,5,2)","v":"03"},{"$f":"MID(A1747,7,2)","v":"14"},{"$f":"MID(A1747,10,2)","v":"01"},{"$f":"L1747&\"/\"&M1747&\"/\"&K1747&\" \"&N1747&\":00\"","v":"03/14/2019 01:00"},{"$f":"(DATEVALUE(O1747)+TIMEVALUE(O1747))+($P$16/24)","v":"2019-03-13T17:00:00"},{"$f":"((9/5)*B1747)+32","v":35.06}]
["20140314:0200",1.62,{"v":100,"d":"100.00"},5,{"v":0,"d":"0.00"},5,{"v":277.2,"d":"277.20"},5.02,264,100681,{"$f":"'Bethel TMY 3'!$D$5","v":2019},"03","14","02","03/14/2019 02:00","2019-03-13T18:00:00",34.916]
["20140314:0300",1.77,{"v":100,"d":"100.00"},0,{"v":0,"d":"0.00"},0,{"v":275,"d":"275.00"},5.25,267,100737,{"$f":"'Bethel TMY 3'!$D$5","v":2019},"03","14","03","03/14/2019 03:00","2019-03-13T19:00:00",35.186]
["20140314:0400",1.92,{"v":100,"d":"100.00"},0,{"v":0,"d":"0.00"},0,{"v":272.8,"d":"272.80"},5.47,269,100794,{"$f":"'Bethel TMY 3'!$D$5","v":2019},"03","14","04","03/14/2019 04:00","2019-03-13T20:00:00",35.456]
["20140314:0500",2.08,{"v":100,"d":"100.00"},0,{"v":0,"d":"0.00"},0,{"v":270.6,"d":"270.60"},{"v":5.7,"d":"5.70"},272,100850,{"$f":"'Bethel TMY 3'!$D$5","v":2019},"03","14","05","03/14/2019 05:00","2019-03-13T21:00:00",35.744]
["20140314:0600",2.03,{"v":100,"d":"100.00"},0,{"v":0,"d":"0.00"},0,266.25,5.82,268,100934,{"$f":"'Bethel TMY 3'!$D$5","v":2019},"03","14","06","03/14/2019 06:00","2019-03-13T22:00:00",35.653999999999996]
["20140314:0700",1.98,{"v":100,"d":"100.00"},0,{"v":0,"d":"0.00"},0,{"v":261.9,"d":"261.90"},5.94,263,101017,{"$f":"'Bethel TMY 3'!$D$5","v":2019},"03","14","07","03/14/2019 07:00","2019-03-13T23:00:00",35.564]
["20140314:0800",1.94,{"v":100,"d":"100.00"},0,{"v":0,"d":"0.00"},0,257.55,6.06,259,101100,{"$f":"'Bethel TMY 3'!$D$5","v":2019},"03","14","08","03/14/2019 08:00","2019-03-14",35.492]
["20140314:0900",1.94,{"v":100,"d":"100.00"},0,{"v":0,"d":"0.00"},0,255.58,5.83,250,101173,{"$f":"'Bethel TMY 3'!$D$5","v":2019},"03","14","09","03/14/2019 09:00","2019-03-14T01:00:00",35.492]
["20140314:1000",1.94,{"v":100,"d":"100.00"},0,{"v":0,"d":"0.00"},0,253.62,{"v":5.6,"d":"5.60"},241,101247,{"$f":"'Bethel TMY 3'!$D$5","v":2019},"03","14","10","03/14/2019 10:00","2019-03-14T02:00:00",35.492]
["20140314:1100",1.94,{"v":100,"d":"100.00"},0,{"v":0,"d":"0.00"},0,251.65,5.37,232,101320,{"$f":"'Bethel TMY 3'!$D$5","v":2019},"03","14","11","03/14/2019 11:00","2019-03-14T03:00:00",35.492]
["20140314:1200",1.89,{"v":100,"d":"100.00"},0,{"v":0,"d":"0.00"},0,{"v":254.3,"d":"254.30"},5.66,224,101380,{"$f":"'Bethel TMY 3'!$D$5","v":2019},"03","14","12","03/14/2019 12:00","2019-03-14T04:00:00",35.402]
["20140314:1300",1.84,{"v":100,"d":"100.00"},0,{"v":0,"d":"0.00"},0,256.95,5.94,215,101440,{"$f":"'Bethel TMY 3'!$D$5","v":2019},"03","14","13","03/14/2019 13:00","2019-03-14T05:00:00",35.312]
["20140314:1400",1.78,{"v":100,"d":"100.00"},0,{"v":0,"d":"0.00"},0,{"v":259.6,"d":"259.60"},6.23,207,101500,{"$f":"'Bethel TMY 3'!$D$5","v":2019},"03","14","14","03/14/2019 14:00","2019-03-14T06:00:00",35.204]
["20140314:1500",1.87,{"v":100,"d":"100.00"},0,{"v":0,"d":"0.00"},0,264.87,{"v":6.6,"d":"6.60"},204,101520,{"$f":"'Bethel TMY 3'!$D$5","v":2019},"03","14","15","03/14/2019 15:00","2019-03-14T07:00:00",35.366]
["20140314:1600",1.96,{"v":100,"d":"100.00"},4,{"v":0,"d":"0.00"},4,270.13,6.97,201,101540,{"$f":"'Bethel TMY 3'!$D$5","v":2019},"03","14","16","03/14/2019 16:00","2019-03-14T08:00:00",35.528]
["20140314:1700",2.05,{"v":100,"d":"100.00"},158,243.95,95,{"v":275.4,"d":"275.40"},7.34,198,101560,{"$f":"'Bethel TMY 3'!$D$5","v":2019},"03","14","17","03/14/2019 17:00","2019-03-14T09:00:00",35.69]
["20140314:1800",2.17,98.21,263,{"v":330.5,"d":"330.50"},139,{"v":273,"d":"273.00"},7.49,199,101573,{"$f":"'Bethel TMY 3'!$D$5","v":2019},"03","14","18","03/14/2019 18:00","2019-03-14T10:00:00",35.906]
["20140314:1900",2.28,96.43,27,{"v":0,"d":"0.00"},27,{"v":270.6,"d":"270.60"},7.65,200,101586,{"$f":"'Bethel TMY 3'!$D$5","v":2019},"03","14","19","03/14/2019 19:00","2019-03-14T11:00:00",36.104]
["20140314:2000",{"v":2.4,"d":"2.40"},94.64,136,{"v":0,"d":"0.00"},136,{"v":268.2,"d":"268.20"},7.81,200,101599,{"$f":"'Bethel TMY 3'!$D$5","v":2019},"03","14","20","03/14/2019 20:00","2019-03-14T12:00:00",36.32]
["20140314:2100",{"v":2.4,"d":"2.40"},93.03,18,{"v":0,"d":"0.00"},18,269.75,8.11,202,101589,{"$f":"'Bethel TMY 3'!$D$5","v":2019},"03","14","21","03/14/2019 21:00","2019-03-14T13:00:00",36.32]
["20140314:2200",2.41,91.43,173,5.84,170,{"v":271.3,"d":"271.30"},8.42,203,101579,{"$f":"'Bethel TMY 3'!$D$5","v":2019},"03","14","22","03/14/2019 22:00","2019-03-14T14:00:00",36.338]
["20140314:2300",2.41,89.82,36,{"v":0,"d":"0.00"},36,272.85,8.73,204,101569,{"$f":"'Bethel TMY 3'!$D$5","v":2019},"03","14","23","03/14/2019 23:00","2019-03-14T15:00:00",36.338]
["20140315:0000",2.64,93.21,74,{"v":0,"d":"0.00"},74,277.38,8.78,202,101573,{"$f":"'Bethel TMY 3'!$D$5","v":2019},"03","15","00","03/15/2019 00:00","2019-03-14T16:00:00",36.752]
["20140315:0100",2.86,96.61,17,{"v":0,"d":"0.00"},17,281.92,8.82,200,101576,{"$f":"'Bethel TMY 3'!$D$5","v":2019},"03","15","01","03/15/2019 01:00","2019-03-14T17:00:00",37.147999999999996]
["20140315:0200",3.09,{"v":100,"d":"100.00"},17,{"v":0,"d":"0.00"},17,286.45,8.87,199,101579,{"$f":"'Bethel TMY 3'!$D$5","v":2019},"03","15","02","03/15/2019 02:00","2019-03-14T18:00:00",37.562]
["20140315:0300",2.98,{"v":100,"d":"100.00"},0,{"v":0,"d":"0.00"},0,287.25,8.62,200,101583,{"$f":"'Bethel TMY 3'!$D$5","v":2019},"03","15","03","03/15/2019 03:00","2019-03-14T19:00:00",37.364]
["20140315:0400",2.87,{"v":100,"d":"100.00"},0,{"v":0,"d":"0.00"},0,288.05,8.37,202,101586,{"$f":"'Bethel TMY 3'!$D$5","v":2019},"03","15","04","03/15/2019 04:00","2019-03-14T20:00:00",37.166]
["20140315:0500",2.76,{"v":100,"d":"100.00"},0,{"v":0,"d":"0.00"},0,288.85,8.12,204,101589,{"$f":"'Bethel TMY 3'!$D$5","v":2019},"03","15","05","03/15/2019 05:00","2019-03-14T21:00:00",36.968]
["20140315:0600",2.62,{"v":100,"d":"100.00"},0,{"v":0,"d":"0.00"},0,{"v":283.9,"d":"283.90"},7.73,206,101636,{"$f":"'Bethel TMY 3'!$D$5","v":2019},"03","15","06","03/15/2019 06:00","2019-03-14T22:00:00",36.716]
["20140315:0700",2.49,{"v":100,"d":"100.00"},0,{"v":0,"d":"0.00"},0,278.95,7.33,207,101683,{"$f":"'Bethel TMY 3'!$D$5","v":2019},"03","15","07","03/15/2019 07:00","2019-03-14T23:00:00",36.482]
["20140315:0800",2.36,{"v":100,"d":"100.00"},0,{"v":0,"d":"0.00"},0,{"v":274,"d":"274.00"},6.94,209,101729,{"$f":"'Bethel TMY 3'!$D$5","v":2019},"03","15","08","03/15/2019 08:00","2019-03-15",36.248]
["20140315:0900",2.26,{"v":100,"d":"100.00"},0,{"v":0,"d":"0.00"},0,{"v":276.4,"d":"276.40"},6.61,206,101749,{"$f":"'Bethel TMY 3'!$D$5","v":2019},"03","15","09","03/15/2019 09:00","2019-03-15T01:00:00",36.068]
["20140315:1000",2.16,{"v":100,"d":"100.00"},0,{"v":0,"d":"0.00"},0,{"v":278.8,"d":"278.80"},6.28,204,101769,{"$f":"'Bethel TMY 3'!$D$5","v":2019},"03","15","10","03/15/2019 10:00","2019-03-15T02:00:00",35.888]
["20140315:1100",2.06,{"v":100,"d":"100.00"},0,{"v":0,"d":"0.00"},0,{"v":281.2,"d":"281.20"},5.94,202,101789,{"$f":"'Bethel TMY 3'!$D$5","v":2019},"03","15","11","03/15/2019 11:00","2019-03-15T03:00:00",35.708]
["20140315:1200",2.33,{"v":100,"d":"100.00"},0,{"v":0,"d":"0.00"},0,285.68,5.77,198,101786,{"$f":"'Bethel TMY 3'!$D$5","v":2019},"03","15","12","03/15/2019 12:00","2019-03-15T04:00:00",36.194]
["20140315:1300",2.59,{"v":100,"d":"100.00"},0,{"v":0,"d":"0.00"},0,290.17,{"v":5.6,"d":"5.60"},194,101783,{"$f":"'Bethel TMY 3'!$D$5","v":2019},"03","15","13","03/15/2019 13:00","2019-03-15T05:00:00",36.662]
["20140315:1400",2.85,{"v":100,"d":"100.00"},0,{"v":0,"d":"0.00"},0,294.65,5.42,190,101779,{"$f":"'Bethel TMY 3'!$D$5","v":2019},"03","15","14","03/15/2019 14:00","2019-03-15T06:00:00",37.13]
["20140315:1500",3.05,{"v":100,"d":"100.00"},0,{"v":0,"d":"0.00"},0,298.72,5.72,186,101759,{"$f":"'Bethel TMY 3'!$D$5","v":2019},"03","15","15","03/15/2019 15:00","2019-03-15T07:00:00",37.49]
["20140315:1600",3.25,{"v":100,"d":"100.00"},6,{"v":0,"d":"0.00"},6,302.78,6.02,181,101739,{"$f":"'Bethel TMY 3'!$D$5","v":2019},"03","15","16","03/15/2019 16:00","2019-03-15T08:00:00",37.85]
["20140315:1700",3.45,{"v":100,"d":"100.00"},29,{"v":0,"d":"0.00"},29,306.85,6.32,177,101719,{"$f":"'Bethel TMY 3'!$D$5","v":2019},"03","15","17","03/15/2019 17:00","2019-03-15T09:00:00",38.21]
["20140315:1800",3.59,{"v":100,"d":"100.00"},111,{"v":0,"d":"0.00"},111,{"v":308.7,"d":"308.70"},6.75,177,101716,{"$f":"'Bethel TMY 3'!$D$5","v":2019},"03","15","18","03/15/2019 18:00","2019-03-15T10:00:00",38.462]
["20140315:1900",3.74,{"v":100,"d":"100.00"},251,99.95,204,310.55,7.18,177,101713,{"$f":"'Bethel TMY 3'!$D$5","v":2019},"03","15","19","03/15/2019 19:00","2019-03-15T11:00:00",38.732]
["20140315:2000",3.88,{"v":100,"d":"100.00"},77,{"v":0,"d":"0.00"},77,{"v":312.4,"d":"312.40"},7.61,177,101709,{"$f":"'Bethel TMY 3'!$D$5","v":2019},"03","15","20","03/15/2019 20:00","2019-03-15T12:00:00",38.984]
["20140315:2100",3.87,{"v":100,"d":"100.00"},131,{"v":0,"d":"0.00"},131,313.88,{"v":7.9,"d":"7.90"},175,101656,{"$f":"'Bethel TMY 3'!$D$5","v":2019},"03","15","21","03/15/2019 21:00","2019-03-15T13:00:00",38.966]
["20140315:2200",3.87,{"v":100,"d":"100.00"},157,{"v":0,"d":"0.00"},157,315.37,8.19,173,101603,{"$f":"'Bethel TMY 3'!$D$5","v":2019},"03","15","22","03/15/2019 22:00","2019-03-15T14:00:00",38.966]
["20140315:2300",3.86,{"v":100,"d":"100.00"},82,{"v":0,"d":"0.00"},82,316.85,8.48,171,101550,{"$f":"'Bethel TMY 3'!$D$5","v":2019},"03","15","23","03/15/2019 23:00","2019-03-15T15:00:00",38.948]
["20140316:0000",4.03,{"v":100,"d":"100.00"},41,{"v":0,"d":"0.00"},41,320.45,9.63,165,101490,{"$f":"'Bethel TMY 3'!$D$5","v":2019},"03","16","00","03/16/2019 00:00","2019-03-15T16:00:00",39.254]
["20140316:0100",{"v":4.2,"d":"4.20"},{"v":100,"d":"100.00"},19,{"v":0,"d":"0.00"},19,324.05,10.78,159,101430,{"$f":"'Bethel TMY 3'!$D$5","v":2019},"03","16","01","03/16/2019 01:00","2019-03-15T17:00:00",39.56]
["20140316:0200",4.37,{"v":100,"d":"100.00"},9,{"v":0,"d":"0.00"},9,327.65,11.93,153,101370,{"$f":"'Bethel TMY 3'!$D$5","v":2019},"03","16","02","03/16/2019 02:00","2019-03-15T18:00:00",39.866]
["20140316:0300",4.33,{"v":100,"d":"100.00"},0,{"v":0,"d":"0.00"},0,327.78,12.03,147,101306,{"$f":"'Bethel TMY 3'!$D$5","v":2019},"03","16","03","03/16/2019 03:00","2019-03-15T19:00:00",39.794]
["20140316:0400",{"v":4.3,"d":"4.30"},{"v":100,"d":"100.00"},0,{"v":0,"d":"0.00"},0,327.92,12.12,142,101243,{"$f":"'Bethel TMY 3'!$D$5","v":2019},"03","16","04","03/16/2019 04:00","2019-03-15T20:00:00",39.74]
["20140316:0500",4.27,{"v":100,"d":"100.00"},0,{"v":0,"d":"0.00"},0,328.05,12.22,137,101180,{"$f":"'Bethel TMY 3'!$D$5","v":2019},"03","16","05","03/16/2019 05:00","2019-03-15T21:00:00",39.686]
["20140316:0600",4.18,{"v":100,"d":"100.00"},0,{"v":0,"d":"0.00"},0,328.18,11.78,134,101080,{"$f":"'Bethel TMY 3'!$D$5","v":2019},"03","16","06","03/16/2019 06:00","2019-03-15T22:00:00",39.524]
["20140316:0700",4.09,{"v":100,"d":"100.00"},0,{"v":0,"d":"0.00"},0,328.32,11.34,131,100980,{"$f":"'Bethel TMY 3'!$D$5","v":2019},"03","16","07","03/16/2019 07:00","2019-03-15T23:00:00",39.362]
["20140316:0800",4.01,{"v":100,"d":"100.00"},0,{"v":0,"d":"0.00"},0,328.45,{"v":10.9,"d":"10.90"},128,100880,{"$f":"'Bethel TMY 3'!$D$5","v":2019},"03","16","08","03/16/2019 08:00","2019-03-16",39.218]
["20140316:0900",4.15,{"v":100,"d":"100.00"},0,{"v":0,"d":"0.00"},0,{"v":329.7,"d":"329.70"},{"v":10.4,"d":"10.40"},126,100790,{"$f":"'Bethel TMY 3'!$D$5","v":2019},"03","16","09","03/16/2019 09:00","2019-03-16T01:00:00",39.47]
["20140316:1000",{"v":4.3,"d":"4.30"},{"v":100,"d":"100.00"},0,{"v":0,"d":"0.00"},0,330.95,9.91,125,100701,{"$f":"'Bethel TMY 3'!$D$5","v":2019},"03","16","10","03/16/2019 10:00","2019-03-16T02:00:00",39.74]
["20140316:1100",4.45,{"v":100,"d":"100.00"},0,{"v":0,"d":"0.00"},0,{"v":332.2,"d":"332.20"},9.42,123,100611,{"$f":"'Bethel TMY 3'!$D$5","v":2019},"03","16","11","03/16/2019 11:00","2019-03-16T03:00:00",40.01]
["20140316:1200",4.52,{"v":100,"d":"100.00"},0,{"v":0,"d":"0.00"},0,333.27,8.52,119,100547,{"$f":"'Bethel TMY 3'!$D$5","v":2019},"03","16","12","03/16/2019 12:00","2019-03-16T04:00:00",40.135999999999996]
["20140316:1300",4.59,{"v":100,"d":"100.00"},0,{"v":0,"d":"0.00"},0,334.33,7.62,115,100484,{"$f":"'Bethel TMY 3'!$D$5","v":2019},"03","16","13","03/16/2019 13:00","2019-03-16T05:00:00",40.262]
["20140316:1400",4.65,{"v":100,"d":"100.00"},0,{"v":0,"d":"0.00"},0,{"v":335.4,"d":"335.40"},6.72,111,100421,{"$f":"'Bethel TMY 3'!$D$5","v":2019},"03","16","14","03/16/2019 14:00","2019-03-16T06:00:00",40.370000000000005]
["20140316:1500",4.85,{"v":100,"d":"100.00"},0,{"v":0,"d":"0.00"},0,336.25,6.24,115,100414,{"$f":"'Bethel TMY 3'!$D$5","v":2019},"03","16","15","03/16/2019 15:00","2019-03-16T07:00:00",40.730000000000004]
["20140316:1600",5.05,{"v":100,"d":"100.00"},3,{"v":0,"d":"0.00"},3,{"v":337.1,"d":"337.10"},5.76,120,100408,{"$f":"'Bethel TMY 3'!$D$5","v":2019},"03","16","16","03/16/2019 16:00","2019-03-16T08:00:00",41.09]
["20140316:1700",5.25,{"v":100,"d":"100.00"},8,{"v":0,"d":"0.00"},8,337.95,5.28,125,100401,{"$f":"'Bethel TMY 3'!$D$5","v":2019},{"$f":"MID(A1811,5,2)","v":"03"},{"$f":"MID(A1811,7,2)","v":"16"},{"$f":"MID(A1811,10,2)","v":"17"},{"$f":"L1811&\"/\"&M1811&\"/\"&K1811&\" \"&N1811&\":00\"","v":"03/16/2019 17:00"},{"$f":"(DATEVALUE(O1811)+TIMEVALUE(O1811))+($P$16/24)","v":"2019-03-16T09:00:00"},{"$f":"((9/5)*B1811)+32","v":41.45}]
["20140316:1800",5.38,{"v":100,"d":"100.00"},36,{"v":0,"d":"0.00"},36,337.33,4.85,137,100411,{"$f":"'Bethel TMY 3'!$D$5","v":2019},"03","16","18","03/16/2019 18:00","2019-03-16T10:00:00",41.684]
["20140316:1900",5.51,{"v":100,"d":"100.00"},81,{"v":0,"d":"0.00"},81,336.72,4.41,150,100421,{"$f":"'Bethel TMY 3'!$D$5","v":2019},"03","16","19","03/16/2019 19:00","2019-03-16T11:00:00",41.918]
["20140316:2000",5.64,{"v":100,"d":"100.00"},140,{"v":0,"d":"0.00"},140,{"v":336.1,"d":"336.10"},3.97,162,100431,{"$f":"'Bethel TMY 3'!$D$5","v":2019},"03","16","20","03/16/2019 20:00","2019-03-16T12:00:00",42.152]
["20140316:2100",5.53,{"v":100,"d":"100.00"},135,{"v":0,"d":"0.00"},135,332.87,4.08,180,100414,{"$f":"'Bethel TMY 3'!$D$5","v":2019},"03","16","21","03/16/2019 21:00","2019-03-16T13:00:00",41.954]
["20140316:2200",5.42,{"v":100,"d":"100.00"},135,{"v":0,"d":"0.00"},135,329.63,4.18,198,100398,{"$f":"'Bethel TMY 3'!$D$5","v":2019},"03","16","22","03/16/2019 22:00","2019-03-16T14:00:00",41.756]
["20140316:2300",{"v":5.3,"d":"5.30"},{"v":100,"d":"100.00"},90,{"v":0,"d":"0.00"},90,{"v":326.4,"d":"326.40"},4.29,216,100381,{"$f":"'Bethel TMY 3'!$D$5","v":2019},"03","16","23","03/16/2019 23:00","2019-03-16T15:00:00",41.54]
["20140317:0000",5.05,{"v":100,"d":"100.00"},129,2.65,128,329.48,4.39,230,100308,{"$f":"'Bethel TMY 3'!$D$5","v":2019},"03","17","00","03/17/2019 00:00","2019-03-16T16:00:00",41.09]
["20140317:0100",4.79,{"v":100,"d":"100.00"},10,{"v":0,"d":"0.00"},10,332.57,4.48,244,100234,{"$f":"'Bethel TMY 3'!$D$5","v":2019},"03","17","01","03/17/2019 01:00","2019-03-16T17:00:00",40.622]
["20140317:0200",4.53,{"v":100,"d":"100.00"},2,{"v":0,"d":"0.00"},2,335.65,4.58,257,100161,{"$f":"'Bethel TMY 3'!$D$5","v":2019},"03","17","02","03/17/2019 02:00","2019-03-16T18:00:00",40.153999999999996]
["20140317:0300",4.21,{"v":100,"d":"100.00"},0,{"v":0,"d":"0.00"},0,332.12,4.85,263,100178,{"$f":"'Bethel TMY 3'!$D$5","v":2019},"03","17","03","03/17/2019 03:00","2019-03-16T19:00:00",39.578]
["20140317:0400",3.89,{"v":100,"d":"100.00"},0,{"v":0,"d":"0.00"},0,328.58,5.12,269,100194,{"$f":"'Bethel TMY 3'!$D$5","v":2019},"03","17","04","03/17/2019 04:00","2019-03-16T20:00:00",39.002]
["20140317:0500",3.58,{"v":100,"d":"100.00"},0,{"v":0,"d":"0.00"},0,325.05,5.39,274,100211,{"$f":"'Bethel TMY 3'!$D$5","v":2019},"03","17","05","03/17/2019 05:00","2019-03-16T21:00:00",38.444]
["20140317:0600",3.28,{"v":100,"d":"100.00"},0,{"v":0,"d":"0.00"},0,315.35,5.37,270,100271,{"$f":"'Bethel TMY 3'!$D$5","v":2019},"03","17","06","03/17/2019 06:00","2019-03-16T22:00:00",37.903999999999996]
["20140317:0700",2.99,{"v":100,"d":"100.00"},0,{"v":0,"d":"0.00"},0,305.65,5.36,265,100331,{"$f":"'Bethel TMY 3'!$D$5","v":2019},"03","17","07","03/17/2019 07:00","2019-03-16T23:00:00",37.382]
["20140317:0800",{"v":2.7,"d":"2.70"},{"v":100,"d":"100.00"},0,{"v":0,"d":"0.00"},0,295.95,5.34,260,100391,{"$f":"'Bethel TMY 3'!$D$5","v":2019},"03","17","08","03/17/2019 08:00","2019-03-17",36.86]
["20140317:0900",2.42,{"v":100,"d":"100.00"},0,{"v":0,"d":"0.00"},0,285.45,5.69,255,100454,{"$f":"'Bethel TMY 3'!$D$5","v":2019},"03","17","09","03/17/2019 09:00","2019-03-17T01:00:00",36.356]
["20140317:1000",2.14,{"v":100,"d":"100.00"},0,{"v":0,"d":"0.00"},0,274.95,6.05,251,100517,{"$f":"'Bethel TMY 3'!$D$5","v":2019},"03","17","10","03/17/2019 10:00","2019-03-17T02:00:00",35.852000000000004]
["20140317:1100",1.86,{"v":100,"d":"100.00"},0,{"v":0,"d":"0.00"},0,264.45,{"v":6.4,"d":"6.40"},246,100581,{"$f":"'Bethel TMY 3'!$D$5","v":2019},"03","17","11","03/17/2019 11:00","2019-03-17T03:00:00",35.348]
["20140317:1200",1.73,{"v":100,"d":"100.00"},0,{"v":0,"d":"0.00"},0,261.78,{"v":6.5,"d":"6.50"},250,100687,{"$f":"'Bethel TMY 3'!$D$5","v":2019},"03","17","12","03/17/2019 12:00","2019-03-17T04:00:00",35.114]
["20140317:1300",{"v":1.6,"d":"1.60"},{"v":100,"d":"100.00"},0,{"v":0,"d":"0.00"},0,259.12,{"v":6.6,"d":"6.60"},254,100794,{"$f":"'Bethel TMY 3'!$D$5","v":2019},"03","17","13","03/17/2019 13:00","2019-03-17T05:00:00",34.88]
["20140317:1400",1.46,{"v":100,"d":"100.00"},0,{"v":0,"d":"0.00"},0,256.45,{"v":6.7,"d":"6.70"},258,100900,{"$f":"'Bethel TMY 3'!$D$5","v":2019},"03","17","14","03/17/2019 14:00","2019-03-17T06:00:00",34.628]
["20140317:1500",1.66,98.61,0,{"v":0,"d":"0.00"},0,256.03,6.36,255,100990,{"$f":"'Bethel TMY 3'!$D$5","v":2019},"03","17","15","03/17/2019 15:00","2019-03-17T07:00:00",34.988]
["20140317:1600",1.85,97.23,45,{"v":0,"d":"0.00"},45,255.62,6.02,252,101080,{"$f":"'Bethel TMY 3'!$D$5","v":2019},"03","17","16","03/17/2019 16:00","2019-03-17T08:00:00",35.33]
["20140317:1700",2.05,95.84,139,104.59,110,{"v":255.2,"d":"255.20"},5.68,249,101170,{"$f":"'Bethel TMY 3'!$D$5","v":2019},"03","17","17","03/17/2019 17:00","2019-03-17T09:00:00",35.69]
["20140317:1800",2.29,91.42,242,200.54,163,256.88,{"v":5.6,"d":"5.60"},245,101240,{"$f":"'Bethel TMY 3'!$D$5","v":2019},"03","17","18","03/17/2019 18:00","2019-03-17T10:00:00",36.122]
["20140317:1900",2.52,{"v":87,"d":"87.00"},239,70.47,205,258.57,5.52,241,101310,{"$f":"'Bethel TMY 3'!$D$5","v":2019},"03","17","19","03/17/2019 19:00","2019-03-17T11:00:00",36.536]
["20140317:2000",2.76,82.58,300,111.78,240,260.25,5.43,238,101380,{"$f":"'Bethel TMY 3'!$D$5","v":2019},"03","17","20","03/17/2019 20:00","2019-03-17T12:00:00",36.968]
["20140317:2100",{"v":2.9,"d":"2.90"},80.27,168,1.81,167,256.72,5.39,239,101416,{"$f":"'Bethel TMY 3'!$D$5","v":2019},"03","17","21","03/17/2019 21:00","2019-03-17T13:00:00",37.22]
["20140317:2200",3.05,77.95,112,{"v":0,"d":"0.00"},112,253.18,5.34,240,101453,{"$f":"'Bethel TMY 3'!$D$5","v":2019},"03","17","22","03/17/2019 22:00","2019-03-17T14:00:00",37.49]
["20140317:2300",3.19,75.64,361,401.58,172,249.65,{"v":5.3,"d":"5.30"},241,101490,{"$f":"'Bethel TMY 3'!$D$5","v":2019},"03","17","23","03/17/2019 23:00","2019-03-17T15:00:00",37.742]
["20140318:0000",3.09,78.72,277,387.02,129,252.28,4.46,252,101553,{"$f":"'Bethel TMY 3'!$D$5","v":2019},"03","18","00","03/18/2019 00:00","2019-03-17T16:00:00",37.562]
["20140318:0100",2.99,{"v":81.8,"d":"81.80"},136,{"v":141.3,"d":"141.30"},99,254.92,3.61,262,101616,{"$f":"'Bethel TMY 3'!$D$5","v":2019},"03","18","01","03/18/2019 01:00","2019-03-17T17:00:00",37.382]
["20140318:0200",2.89,84.88,44,24.48,41,257.55,2.77,272,101679,{"$f":"'Bethel TMY 3'!$D$5","v":2019},"03","18","02","03/18/2019 02:00","2019-03-17T18:00:00",37.202]
["20140318:0300",2.74,87.71,0,{"v":0,"d":"0.00"},0,256.15,2.18,272,101706,{"$f":"'Bethel TMY 3'!$D$5","v":2019},"03","18","03","03/18/2019 03:00","2019-03-17T19:00:00",36.932]
["20140318:0400",{"v":2.6,"d":"2.60"},90.54,0,{"v":0,"d":"0.00"},0,254.75,{"v":1.6,"d":"1.60"},272,101733,{"$f":"'Bethel TMY 3'!$D$5","v":2019},"03","18","04","03/18/2019 04:00","2019-03-17T20:00:00",36.68]
["20140318:0500",2.46,93.37,0,{"v":0,"d":"0.00"},0,253.35,1.01,271,101759,{"$f":"'Bethel TMY 3'!$D$5","v":2019},"03","18","05","03/18/2019 05:00","2019-03-17T21:00:00",36.428]
["20140318:0600",{"v":2.4,"d":"2.40"},95.58,0,{"v":0,"d":"0.00"},0,253.38,0.97,329,101773,{"$f":"'Bethel TMY 3'!$D$5","v":2019},"03","18","06","03/18/2019 06:00","2019-03-17T22:00:00",36.32]
["20140318:0700",2.34,97.79,0,{"v":0,"d":"0.00"},0,253.42,0.92,26,101786,{"$f":"'Bethel TMY 3'!$D$5","v":2019},"03","18","07","03/18/2019 07:00","2019-03-17T23:00:00",36.212]
["20140318:0800",2.29,{"v":100,"d":"100.00"},0,{"v":0,"d":"0.00"},0,253.45,0.88,83,101799,{"$f":"'Bethel TMY 3'!$D$5","v":2019},"03","18","08","03/18/2019 08:00","2019-03-18",36.122]
["20140318:0900",2.25,{"v":100,"d":"100.00"},0,{"v":0,"d":"0.00"},0,254.13,1.48,82,101793,{"$f":"'Bethel TMY 3'!$D$5","v":2019},"03","18","09","03/18/2019 09:00","2019-03-18T01:00:00",36.05]
["20140318:1000",2.21,{"v":100,"d":"100.00"},0,{"v":0,"d":"0.00"},0,254.82,2.07,80,101786,{"$f":"'Bethel TMY 3'!$D$5","v":2019},"03","18","10","03/18/2019 10:00","2019-03-18T02:00:00",35.978]
["20140318:1100",2.17,{"v":100,"d":"100.00"},0,{"v":0,"d":"0.00"},0,{"v":255.5,"d":"255.50"},2.66,79,101779,{"$f":"'Bethel TMY 3'!$D$5","v":2019},"03","18","11","03/18/2019 11:00","2019-03-18T03:00:00",35.906]
["20140318:1200",{"v":2.3,"d":"2.30"},{"v":100,"d":"100.00"},0,{"v":0,"d":"0.00"},0,260.65,3.28,76,101736,{"$f":"'Bethel TMY 3'!$D$5","v":2019},"03","18","12","03/18/2019 12:00","2019-03-18T04:00:00",36.14]
["20140318:1300",2.43,{"v":100,"d":"100.00"},0,{"v":0,"d":"0.00"},0,{"v":265.8,"d":"265.80"},{"v":3.9,"d":"3.90"},73,101693,{"$f":"'Bethel TMY 3'!$D$5","v":2019},"03","18","13","03/18/2019 13:00","2019-03-18T05:00:00",36.374]
["20140318:1400",2.56,{"v":100,"d":"100.00"},0,{"v":0,"d":"0.00"},0,270.95,4.52,70,101649,{"$f":"'Bethel TMY 3'!$D$5","v":2019},"03","18","14","03/18/2019 14:00","2019-03-18T06:00:00",36.608000000000004]
["20140318:1500",2.71,{"v":96.6,"d":"96.60"},0,{"v":0,"d":"0.00"},0,{"v":276,"d":"276.00"},4.65,71,101596,{"$f":"'Bethel TMY 3'!$D$5","v":2019},"03","18","15","03/18/2019 15:00","2019-03-18T07:00:00",36.878]
["20140318:1600",2.85,{"v":93.2,"d":"93.20"},66,88.57,53,281.05,4.78,72,101543,{"$f":"'Bethel TMY 3'!$D$5","v":2019},"03","18","16","03/18/2019 16:00","2019-03-18T08:00:00",37.13]
["20140318:1700",2.99,{"v":89.8,"d":"89.80"},137,88.15,112,{"v":286.1,"d":"286.10"},4.91,72,101490,{"$f":"'Bethel TMY 3'!$D$5","v":2019},"03","18","17","03/18/2019 17:00","2019-03-18T09:00:00",37.382]
["20140318:1800",{"v":3.2,"d":"3.20"},81.77,208,99.96,168,288.12,4.84,77,101423,{"$f":"'Bethel TMY 3'!$D$5","v":2019},"03","18","18","03/18/2019 18:00","2019-03-18T10:00:00",37.76]
["20140318:1900",{"v":3.4,"d":"3.40"},73.73,342,284.52,203,290.13,4.76,82,101356,{"$f":"'Bethel TMY 3'!$D$5","v":2019},"03","18","19","03/18/2019 19:00","2019-03-18T11:00:00",38.12]
["20140318:2000",3.61,{"v":65.7,"d":"65.70"},338,171.36,245,292.15,4.69,86,101290,{"$f":"'Bethel TMY 3'!$D$5","v":2019},"03","18","20","03/18/2019 20:00","2019-03-18T12:00:00",38.498]
["20140318:2100",3.82,63.16,315,112.71,252,294.05,4.54,92,101213,{"$f":"'Bethel TMY 3'!$D$5","v":2019},"03","18","21","03/18/2019 21:00","2019-03-18T13:00:00",38.876]
["20140318:2200",4.04,60.63,294,102.57,239,295.95,{"v":4.4,"d":"4.40"},98,101137,{"$f":"'Bethel TMY 3'!$D$5","v":2019},"03","18","22","03/18/2019 22:00","2019-03-18T14:00:00",39.272]
["20140318:2300",4.25,58.09,308,218.49,204,297.85,4.25,104,101060,{"$f":"'Bethel TMY 3'!$D$5","v":2019},"03","18","23","03/18/2019 23:00","2019-03-18T15:00:00",39.65]
["20140319:0000",4.35,62.21,114,{"v":0,"d":"0.00"},114,300.82,4.25,111,100997,{"$f":"'Bethel TMY 3'!$D$5","v":2019},"03","19","00","03/19/2019 00:00","2019-03-18T16:00:00",39.83]
["20140319:0100",4.45,66.33,92,3.75,91,303.78,4.25,118,100934,{"$f":"'Bethel TMY 3'!$D$5","v":2019},"03","19","01","03/19/2019 01:00","2019-03-18T17:00:00",40.01]
["20140319:0200",4.55,70.45,10,{"v":0,"d":"0.00"},10,306.75,4.25,125,100870,{"$f":"'Bethel TMY 3'!$D$5","v":2019},"03","19","02","03/19/2019 02:00","2019-03-18T18:00:00",40.19]
["20140319:0300",4.35,{"v":74.5,"d":"74.50"},0,{"v":0,"d":"0.00"},0,308.67,{"v":4.4,"d":"4.40"},122,100807,{"$f":"'Bethel TMY 3'!$D$5","v":2019},"03","19","03","03/19/2019 03:00","2019-03-18T19:00:00",39.83]
["20140319:0400",4.15,78.56,0,{"v":0,"d":"0.00"},0,310.58,4.56,119,100744,{"$f":"'Bethel TMY 3'!$D$5","v":2019},"03","19","04","03/19/2019 04:00","2019-03-18T20:00:00",39.47]
["20140319:0500",3.96,82.61,0,{"v":0,"d":"0.00"},0,{"v":312.5,"d":"312.50"},4.72,116,100681,{"$f":"'Bethel TMY 3'!$D$5","v":2019},"03","19","05","03/19/2019 05:00","2019-03-18T21:00:00",39.128]
["20140319:0600",{"v":3.8,"d":"3.80"},85.86,0,{"v":0,"d":"0.00"},0,{"v":312.5,"d":"312.50"},4.92,113,100587,{"$f":"'Bethel TMY 3'!$D$5","v":2019},"03","19","06","03/19/2019 06:00","2019-03-18T22:00:00",38.84]
["20140319:0700",3.65,{"v":89.1,"d":"89.10"},0,{"v":0,"d":"0.00"},0,{"v":312.5,"d":"312.50"},5.13,109,100494,{"$f":"'Bethel TMY 3'!$D$5","v":2019},"03","19","07","03/19/2019 07:00","2019-03-18T23:00:00",38.57]
["20140319:0800",{"v":3.5,"d":"3.50"},92.35,0,{"v":0,"d":"0.00"},0,{"v":312.5,"d":"312.50"},5.34,106,100401,{"$f":"'Bethel TMY 3'!$D$5","v":2019},"03","19","08","03/19/2019 08:00","2019-03-19",38.3]
["20140319:0900",3.42,94.13,0,{"v":0,"d":"0.00"},0,316.42,5.65,97,100288,{"$f":"'Bethel TMY 3'!$D$5","v":2019},{"$f":"MID(A1875,5,2)","v":"03"},{"$f":"MID(A1875,7,2)","v":"19"},{"$f":"MID(A1875,10,2)","v":"09"},{"$f":"L1875&\"/\"&M1875&\"/\"&K1875&\" \"&N1875&\":00\"","v":"03/19/2019 09:00"},{"$f":"(DATEVALUE(O1875)+TIMEVALUE(O1875))+($P$16/24)","v":"2019-03-19T01:00:00"},{"$f":"((9/5)*B1875)+32","v":38.156}]
["20140319:1000",3.35,95.91,0,{"v":0,"d":"0.00"},0,320.33,5.96,89,100174,{"$f":"'Bethel TMY 3'!$D$5","v":2019},"03","19","10","03/19/2019 10:00","2019-03-19T02:00:00",38.03]
["20140319:1100",3.27,97.69,0,{"v":0,"d":"0.00"},0,324.25,6.28,81,100061,{"$f":"'Bethel TMY 3'!$D$5","v":2019},"03","19","11","03/19/2019 11:00","2019-03-19T03:00:00",37.886]
["20140319:1200",3.08,97.08,0,{"v":0,"d":"0.00"},0,{"v":325.9,"d":"325.90"},6.43,77,99938,{"$f":"'Bethel TMY 3'!$D$5","v":2019},"03","19","12","03/19/2019 12:00","2019-03-19T04:00:00",37.544]
["20140319:1300",2.89,96.48,0,{"v":0,"d":"0.00"},0,327.55,6.58,74,99815,{"$f":"'Bethel TMY 3'!$D$5","v":2019},"03","19","13","03/19/2019 13:00","2019-03-19T05:00:00",37.202]
["20140319:1400",{"v":2.7,"d":"2.70"},95.87,0,{"v":0,"d":"0.00"},0,{"v":329.2,"d":"329.20"},6.73,71,99692,{"$f":"'Bethel TMY 3'!$D$5","v":2019},"03","19","14","03/19/2019 14:00","2019-03-19T06:00:00",36.86]
["20140319:1500",2.56,96.33,0,{"v":0,"d":"0.00"},0,{"v":328.7,"d":"328.70"},5.92,65,99615,{"$f":"'Bethel TMY 3'!$D$5","v":2019},"03","19","15","03/19/2019 15:00","2019-03-19T07:00:00",36.608000000000004]
["20140319:1600",2.41,{"v":96.8,"d":"96.80"},56,13.06,54,{"v":328.2,"d":"328.20"},5.11,60,99539,{"$f":"'Bethel TMY 3'!$D$5","v":2019},"03","19","16","03/19/2019 16:00","2019-03-19T08:00:00",36.338]
["20140319:1700",2.26,97.26,77,{"v":0,"d":"0.00"},77,{"v":327.7,"d":"327.70"},{"v":4.3,"d":"4.30"},54,99462,{"$f":"'Bethel TMY 3'!$D$5","v":2019},"03","19","17","03/19/2019 17:00","2019-03-19T09:00:00",36.068]
["20140319:1800",2.19,96.61,189,{"v":56.6,"d":"56.60"},166,{"v":327.5,"d":"327.50"},4.15,27,99415,{"$f":"'Bethel TMY 3'!$D$5","v":2019},"03","19","18","03/19/2019 18:00","2019-03-19T10:00:00",35.942]
["20140319:1900",2.11,95.96,123,{"v":0,"d":"0.00"},123,{"v":327.3,"d":"327.30"},{"v":4,"d":"4.00"},360,99369,{"$f":"'Bethel TMY 3'!$D$5","v":2019},"03","19","19","03/19/2019 19:00","2019-03-19T11:00:00",35.798]
["20140319:2000",2.04,95.31,130,{"v":0,"d":"0.00"},130,{"v":327.1,"d":"327.10"},3.85,333,99322,{"$f":"'Bethel TMY 3'!$D$5","v":2019},"03","19","20","03/19/2019 20:00","2019-03-19T12:00:00",35.672]
["20140319:2100",2.12,{"v":96.7,"d":"96.70"},123,{"v":0,"d":"0.00"},123,{"v":325.4,"d":"325.40"},5.17,321,99306,{"$f":"'Bethel TMY 3'!$D$5","v":2019},"03","19","21","03/19/2019 21:00","2019-03-19T13:00:00",35.816]
["20140319:2200",2.21,98.08,184,7.38,180,{"v":323.7,"d":"323.70"},{"v":6.5,"d":"6.50"},309,99289,{"$f":"'Bethel TMY 3'!$D$5","v":2019},"03","19","22","03/19/2019 22:00","2019-03-19T14:00:00",35.978]
["20140319:2300",2.29,99.47,224,51.94,199,{"v":322,"d":"322.00"},7.82,297,99272,{"$f":"'Bethel TMY 3'!$D$5","v":2019},"03","19","23","03/19/2019 23:00","2019-03-19T15:00:00",36.122]
["20140320:0000",2.26,99.65,167,{"v":38.2,"d":"38.20"},152,318.62,8.35,298,99325,{"$f":"'Bethel TMY 3'!$D$5","v":2019},"03","20","00","03/20/2019 00:00","2019-03-19T16:00:00",36.068]
["20140320:0100",2.22,99.82,108,{"v":33.1,"d":"33.10"},99,315.23,8.88,300,99379,{"$f":"'Bethel TMY 3'!$D$5","v":2019},"03","20","01","03/20/2019 01:00","2019-03-19T17:00:00",35.996]
["20140320:0200",2.18,{"v":100,"d":"100.00"},43,7.55,42,311.85,9.41,301,99432,{"$f":"'Bethel TMY 3'!$D$5","v":2019},"03","20","02","03/20/2019 02:00","2019-03-19T18:00:00",35.924]
["20140320:0300",2.14,{"v":100,"d":"100.00"},0,{"v":0,"d":"0.00"},0,{"v":304,"d":"304.00"},9.43,297,99485,{"$f":"'Bethel TMY 3'!$D$5","v":2019},"03","20","03","03/20/2019 03:00","2019-03-19T19:00:00",35.852000000000004]
["20140320:0400",2.11,{"v":100,"d":"100.00"},0,{"v":0,"d":"0.00"},0,296.15,9.45,294,99539,{"$f":"'Bethel TMY 3'!$D$5","v":2019},"03","20","04","03/20/2019 04:00","2019-03-19T20:00:00",35.798]
["20140320:0500",2.08,{"v":100,"d":"100.00"},0,{"v":0,"d":"0.00"},0,{"v":288.3,"d":"288.30"},9.48,291,99592,{"$f":"'Bethel TMY 3'!$D$5","v":2019},"03","20","05","03/20/2019 05:00","2019-03-19T21:00:00",35.744]
["20140320:0600",2.04,{"v":100,"d":"100.00"},0,{"v":0,"d":"0.00"},0,{"v":278.4,"d":"278.40"},9.28,287,99655,{"$f":"'Bethel TMY 3'!$D$5","v":2019},"03","20","06","03/20/2019 06:00","2019-03-19T22:00:00",35.672]
["20140320:0700",{"v":2,"d":"2.00"},{"v":100,"d":"100.00"},0,{"v":0,"d":"0.00"},0,{"v":268.5,"d":"268.50"},9.09,283,99718,{"$f":"'Bethel TMY 3'!$D$5","v":2019},"03","20","07","03/20/2019 07:00","2019-03-19T23:00:00",35.6]
["20140320:0800",1.96,{"v":100,"d":"100.00"},0,{"v":0,"d":"0.00"},0,{"v":258.6,"d":"258.60"},{"v":8.9,"d":"8.90"},279,99782,{"$f":"'Bethel TMY 3'!$D$5","v":2019},"03","20","08","03/20/2019 08:00","2019-03-20",35.528]
["20140320:0900",1.92,{"v":100,"d":"100.00"},0,{"v":0,"d":"0.00"},0,257.62,8.74,277,99878,{"$f":"'Bethel TMY 3'!$D$5","v":2019},"03","20","09","03/20/2019 09:00","2019-03-20T01:00:00",35.456]
["20140320:1000",1.88,{"v":100,"d":"100.00"},0,{"v":0,"d":"0.00"},0,256.63,8.57,274,99975,{"$f":"'Bethel TMY 3'!$D$5","v":2019},"03","20","10","03/20/2019 10:00","2019-03-20T02:00:00",35.384]
["20140320:1100",1.84,{"v":100,"d":"100.00"},0,{"v":0,"d":"0.00"},0,255.65,8.41,272,100071,{"$f":"'Bethel TMY 3'!$D$5","v":2019},"03","20","11","03/20/2019 11:00","2019-03-20T03:00:00",35.312]
["20140320:1200",1.77,{"v":100,"d":"100.00"},0,{"v":0,"d":"0.00"},0,{"v":262.1,"d":"262.10"},7.97,272,100188,{"$f":"'Bethel TMY 3'!$D$5","v":2019},"03","20","12","03/20/2019 12:00","2019-03-20T04:00:00",35.186]
["20140320:1300",{"v":1.7,"d":"1.70"},{"v":100,"d":"100.00"},0,{"v":0,"d":"0.00"},0,268.55,7.52,272,100304,{"$f":"'Bethel TMY 3'!$D$5","v":2019},"03","20","13","03/20/2019 13:00","2019-03-20T05:00:00",35.06]
["20140320:1400",1.62,{"v":100,"d":"100.00"},0,{"v":0,"d":"0.00"},0,{"v":275,"d":"275.00"},7.08,272,100421,{"$f":"'Bethel TMY 3'!$D$5","v":2019},"03","20","14","03/20/2019 14:00","2019-03-20T06:00:00",34.916]
["20140320:1500",1.72,97.27,0,{"v":0,"d":"0.00"},0,272.63,6.57,271,100501,{"$f":"'Bethel TMY 3'!$D$5","v":2019},"03","20","15","03/20/2019 15:00","2019-03-20T07:00:00",35.096000000000004]
["20140320:1600",1.82,94.54,48,{"v":0,"d":"0.00"},48,270.27,6.07,269,100581,{"$f":"'Bethel TMY 3'!$D$5","v":2019},"03","20","16","03/20/2019 16:00","2019-03-20T08:00:00",35.276]
["20140320:1700",1.92,91.81,40,{"v":0,"d":"0.00"},40,{"v":267.9,"d":"267.90"},5.57,268,100661,{"$f":"'Bethel TMY 3'!$D$5","v":2019},"03","20","17","03/20/2019 17:00","2019-03-20T09:00:00",35.456]
["20140320:1800",2.08,86.11,157,16.97,150,265.57,5.38,260,100757,{"$f":"'Bethel TMY 3'!$D$5","v":2019},"03","20","18","03/20/2019 18:00","2019-03-20T10:00:00",35.744]
["20140320:1900",2.25,80.42,367,331.56,201,263.23,{"v":5.2,"d":"5.20"},253,100854,{"$f":"'Bethel TMY 3'!$D$5","v":2019},"03","20","19","03/20/2019 19:00","2019-03-20T11:00:00",36.05]
["20140320:2000",2.41,74.72,496,634.85,144,{"v":260.9,"d":"260.90"},5.01,245,100950,{"$f":"'Bethel TMY 3'!$D$5","v":2019},"03","20","20","03/20/2019 20:00","2019-03-20T12:00:00",36.338]
["20140320:2100",2.63,72.29,588,839.87,109,261.28,4.81,236,101000,{"$f":"'Bethel TMY 3'!$D$5","v":2019},"03","20","21","03/20/2019 21:00","2019-03-20T13:00:00",36.734]
["20140320:2200",2.85,69.85,356,202.86,245,261.67,4.62,227,101050,{"$f":"'Bethel TMY 3'!$D$5","v":2019},"03","20","22","03/20/2019 22:00","2019-03-20T14:00:00",37.13]
["20140320:2300",3.06,67.42,288,152.08,214,262.05,4.43,217,101100,{"$f":"'Bethel TMY 3'!$D$5","v":2019},"03","20","23","03/20/2019 23:00","2019-03-20T15:00:00",37.508]
["20140321:0000",3.36,71.19,189,70.39,161,258.77,4.97,200,101110,{"$f":"'Bethel TMY 3'!$D$5","v":2019},"03","21","00","03/21/2019 00:00","2019-03-20T16:00:00",38.048]
["20140321:0100",3.66,74.97,183,332.29,91,255.48,{"v":5.5,"d":"5.50"},182,101120,{"$f":"'Bethel TMY 3'!$D$5","v":2019},"03","21","01","03/21/2019 01:00","2019-03-20T17:00:00",38.588]
["20140321:0200",3.96,78.74,71,152.93,50,{"v":252.2,"d":"252.20"},6.04,164,101130,{"$f":"'Bethel TMY 3'!$D$5","v":2019},"03","21","02","03/21/2019 02:00","2019-03-20T18:00:00",39.128]
["20140321:0300",3.79,84.35,0,{"v":0,"d":"0.00"},0,{"v":265.2,"d":"265.20"},7.79,161,101097,{"$f":"'Bethel TMY 3'!$D$5","v":2019},"03","21","03","03/21/2019 03:00","2019-03-20T19:00:00",38.822]
["20140321:0400",3.63,89.96,0,{"v":0,"d":"0.00"},0,{"v":278.2,"d":"278.20"},9.54,157,101063,{"$f":"'Bethel TMY 3'!$D$5","v":2019},"03","21","04","03/21/2019 04:00","2019-03-20T20:00:00",38.534]
["20140321:0500",3.47,95.57,0,{"v":0,"d":"0.00"},0,{"v":291.2,"d":"291.20"},11.28,153,101030,{"$f":"'Bethel TMY 3'!$D$5","v":2019},"03","21","05","03/21/2019 05:00","2019-03-20T21:00:00",38.246]
["20140321:0600",3.52,97.05,0,{"v":0,"d":"0.00"},0,301.35,12.86,152,100907,{"$f":"'Bethel TMY 3'!$D$5","v":2019},"03","21","06","03/21/2019 06:00","2019-03-20T22:00:00",38.336]
["20140321:0700",3.58,98.52,0,{"v":0,"d":"0.00"},0,{"v":311.5,"d":"311.50"},14.44,151,100784,{"$f":"'Bethel TMY 3'!$D$5","v":2019},"03","21","07","03/21/2019 07:00","2019-03-20T23:00:00",38.444]
["20140321:0800",3.64,{"v":100,"d":"100.00"},0,{"v":0,"d":"0.00"},0,321.65,16.01,150,100661,{"$f":"'Bethel TMY 3'!$D$5","v":2019},"03","21","08","03/21/2019 08:00","2019-03-21",38.552]
["20140321:0900",4.29,{"v":100,"d":"100.00"},0,{"v":0,"d":"0.00"},0,325.33,16.48,154,100531,{"$f":"'Bethel TMY 3'!$D$5","v":2019},"03","21","09","03/21/2019 09:00","2019-03-21T01:00:00",39.722]
["20140321:1000",4.94,{"v":100,"d":"100.00"},0,{"v":0,"d":"0.00"},0,329.02,16.94,158,100401,{"$f":"'Bethel TMY 3'!$D$5","v":2019},"03","21","10","03/21/2019 10:00","2019-03-21T02:00:00",40.892]
["20140321:1100",5.59,{"v":100,"d":"100.00"},0,{"v":0,"d":"0.00"},0,{"v":332.7,"d":"332.70"},17.41,162,100271,{"$f":"'Bethel TMY 3'!$D$5","v":2019},"03","21","11","03/21/2019 11:00","2019-03-21T03:00:00",42.062]
["20140321:1200",5.85,{"v":100,"d":"100.00"},0,{"v":0,"d":"0.00"},0,334.33,15.63,167,100188,{"$f":"'Bethel TMY 3'!$D$5","v":2019},"03","21","12","03/21/2019 12:00","2019-03-21T04:00:00",42.53]
["20140321:1300",{"v":6.1,"d":"6.10"},{"v":100,"d":"100.00"},0,{"v":0,"d":"0.00"},0,335.97,13.85,173,100105,{"$f":"'Bethel TMY 3'!$D$5","v":2019},"03","21","13","03/21/2019 13:00","2019-03-21T05:00:00",42.980000000000004]
["20140321:1400",6.35,{"v":100,"d":"100.00"},0,{"v":0,"d":"0.00"},0,{"v":337.6,"d":"337.60"},12.07,179,100021,{"$f":"'Bethel TMY 3'!$D$5","v":2019},"03","21","14","03/21/2019 14:00","2019-03-21T06:00:00",43.43]
["20140321:1500",6.49,{"v":100,"d":"100.00"},0,{"v":0,"d":"0.00"},0,339.12,11.63,184,99988,{"$f":"'Bethel TMY 3'!$D$5","v":2019},"03","21","15","03/21/2019 15:00","2019-03-21T07:00:00",43.682]
["20140321:1600",6.63,{"v":100,"d":"100.00"},9,{"v":0,"d":"0.00"},9,340.63,{"v":11.2,"d":"11.20"},189,99955,{"$f":"'Bethel TMY 3'!$D$5","v":2019},"03","21","16","03/21/2019 16:00","2019-03-21T08:00:00",43.934]
["20140321:1700",6.77,{"v":100,"d":"100.00"},16,{"v":0,"d":"0.00"},16,342.15,10.76,194,99921,{"$f":"'Bethel TMY 3'!$D$5","v":2019},"03","21","17","03/21/2019 17:00","2019-03-21T09:00:00",44.186]
["20140321:1800",6.69,{"v":100,"d":"100.00"},47,{"v":0,"d":"0.00"},47,342.03,11.07,200,99921,{"$f":"'Bethel TMY 3'!$D$5","v":2019},"03","21","18","03/21/2019 18:00","2019-03-21T10:00:00",44.042]
["20140321:1900",6.61,{"v":100,"d":"100.00"},113,{"v":0,"d":"0.00"},113,341.92,11.37,206,99921,{"$f":"'Bethel TMY 3'!$D$5","v":2019},"03","21","19","03/21/2019 19:00","2019-03-21T11:00:00",43.898]
["20140321:2000",6.53,{"v":100,"d":"100.00"},171,3.57,169,{"v":341.8,"d":"341.80"},11.68,212,99921,{"$f":"'Bethel TMY 3'!$D$5","v":2019},"03","21","20","03/21/2019 20:00","2019-03-21T12:00:00",43.754000000000005]
["20140321:2100",6.24,{"v":100,"d":"100.00"},35,{"v":0,"d":"0.00"},35,339.55,11.36,217,99958,{"$f":"'Bethel TMY 3'!$D$5","v":2019},"03","21","21","03/21/2019 21:00","2019-03-21T13:00:00",43.232]
["20140321:2200",5.95,{"v":100,"d":"100.00"},138,{"v":0,"d":"0.00"},138,{"v":337.3,"d":"337.30"},11.04,223,99995,{"$f":"'Bethel TMY 3'!$D$5","v":2019},"03","21","22","03/21/2019 22:00","2019-03-21T14:00:00",42.71]
["20140321:2300",5.65,{"v":100,"d":"100.00"},26,{"v":0,"d":"0.00"},26,335.05,10.72,228,100031,{"$f":"'Bethel TMY 3'!$D$5","v":2019},"03","21","23","03/21/2019 23:00","2019-03-21T15:00:00",42.17]
["20140322:0000",5.55,{"v":100,"d":"100.00"},20,{"v":0,"d":"0.00"},20,330.18,10.54,229,100095,{"$f":"'Bethel TMY 3'!$D$5","v":2019},"03","22","00","03/22/2019 00:00","2019-03-21T16:00:00",41.99]
["20140322:0100",5.44,{"v":100,"d":"100.00"},15,{"v":0,"d":"0.00"},15,325.32,10.37,230,100158,{"$f":"'Bethel TMY 3'!$D$5","v":2019},{"$f":"MID(A1939,5,2)","v":"03"},{"$f":"MID(A1939,7,2)","v":"22"},{"$f":"MID(A1939,10,2)","v":"01"},{"$f":"L1939&\"/\"&M1939&\"/\"&K1939&\" \"&N1939&\":00\"","v":"03/22/2019 01:00"},{"$f":"(DATEVALUE(O1939)+TIMEVALUE(O1939))+($P$16/24)","v":"2019-03-21T17:00:00"},{"$f":"((9/5)*B1939)+32","v":41.792}]
["20140322:0200",5.33,{"v":100,"d":"100.00"},3,{"v":0,"d":"0.00"},3,320.45,10.19,231,100221,{"$f":"'Bethel TMY 3'!$D$5","v":2019},"03","22","02","03/22/2019 02:00","2019-03-21T18:00:00",41.594]
["20140322:0300",5.22,{"v":100,"d":"100.00"},0,{"v":0,"d":"0.00"},0,321.85,9.98,231,100324,{"$f":"'Bethel TMY 3'!$D$5","v":2019},"03","22","03","03/22/2019 03:00","2019-03-21T19:00:00",41.396]
["20140322:0400",5.11,{"v":100,"d":"100.00"},0,{"v":0,"d":"0.00"},0,323.25,9.77,232,100428,{"$f":"'Bethel TMY 3'!$D$5","v":2019},"03","22","04","03/22/2019 04:00","2019-03-21T20:00:00",41.198]
["20140322:0500",{"v":5,"d":"5.00"},{"v":100,"d":"100.00"},0,{"v":0,"d":"0.00"},0,324.65,9.56,232,100531,{"$f":"'Bethel TMY 3'!$D$5","v":2019},"03","22","05","03/22/2019 05:00","2019-03-21T21:00:00",41]
["20140322:0600",{"v":4.9,"d":"4.90"},{"v":100,"d":"100.00"},0,{"v":0,"d":"0.00"},0,320.28,9.02,228,100584,{"$f":"'Bethel TMY 3'!$D$5","v":2019},"03","22","06","03/22/2019 06:00","2019-03-21T22:00:00",40.82]
["20140322:0700",{"v":4.8,"d":"4.80"},{"v":100,"d":"100.00"},0,{"v":0,"d":"0.00"},0,315.92,8.47,224,100637,{"$f":"'Bethel TMY 3'!$D$5","v":2019},"03","22","07","03/22/2019 07:00","2019-03-21T23:00:00",40.64]
["20140322:0800",{"v":4.7,"d":"4.70"},{"v":100,"d":"100.00"},0,{"v":0,"d":"0.00"},0,311.55,7.93,219,100691,{"$f":"'Bethel TMY 3'!$D$5","v":2019},"03","22","08","03/22/2019 08:00","2019-03-22",40.46]
["20140322:0900",4.71,{"v":100,"d":"100.00"},0,{"v":0,"d":"0.00"},0,311.48,7.78,217,100750,{"$f":"'Bethel TMY 3'!$D$5","v":2019},"03","22","09","03/22/2019 09:00","2019-03-22T01:00:00",40.478]
["20140322:1000",4.73,{"v":100,"d":"100.00"},0,{"v":0,"d":"0.00"},0,311.42,7.64,214,100810,{"$f":"'Bethel TMY 3'!$D$5","v":2019},"03","22","10","03/22/2019 10:00","2019-03-22T02:00:00",40.514]
["20140322:1100",4.75,{"v":100,"d":"100.00"},0,{"v":0,"d":"0.00"},0,311.35,7.49,211,100870,{"$f":"'Bethel TMY 3'!$D$5","v":2019},"03","22","11","03/22/2019 11:00","2019-03-22T03:00:00",40.55]
["20140322:1200",4.63,{"v":100,"d":"100.00"},0,{"v":0,"d":"0.00"},0,309.45,6.75,212,100900,{"$f":"'Bethel TMY 3'!$D$5","v":2019},"03","22","12","03/22/2019 12:00","2019-03-22T04:00:00",40.334]
["20140322:1300",4.51,{"v":100,"d":"100.00"},0,{"v":0,"d":"0.00"},0,307.55,6.01,213,100930,{"$f":"'Bethel TMY 3'!$D$5","v":2019},"03","22","13","03/22/2019 13:00","2019-03-22T05:00:00",40.118]
["20140322:1400",4.38,{"v":100,"d":"100.00"},0,{"v":0,"d":"0.00"},0,305.65,5.27,214,100960,{"$f":"'Bethel TMY 3'!$D$5","v":2019},"03","22","14","03/22/2019 14:00","2019-03-22T06:00:00",39.884]
["20140322:1500",4.58,{"v":100,"d":"100.00"},2,{"v":0,"d":"0.00"},2,305.77,{"v":4.9,"d":"4.90"},203,100964,{"$f":"'Bethel TMY 3'!$D$5","v":2019},"03","22","15","03/22/2019 15:00","2019-03-22T07:00:00",40.244]
["20140322:1600",4.78,{"v":100,"d":"100.00"},21,{"v":0,"d":"0.00"},21,305.88,4.52,193,100967,{"$f":"'Bethel TMY 3'!$D$5","v":2019},"03","22","16","03/22/2019 16:00","2019-03-22T08:00:00",40.604]
["20140322:1700",4.98,{"v":100,"d":"100.00"},107,{"v":0,"d":"0.00"},107,{"v":306,"d":"306.00"},4.15,182,100970,{"$f":"'Bethel TMY 3'!$D$5","v":2019},"03","22","17","03/22/2019 17:00","2019-03-22T09:00:00",40.964]
["20140322:1800",5.19,98.76,101,{"v":0,"d":"0.00"},101,298.33,4.27,176,100930,{"$f":"'Bethel TMY 3'!$D$5","v":2019},"03","22","18","03/22/2019 18:00","2019-03-22T10:00:00",41.342]
["20140322:1900",5.39,97.52,264,81.92,222,290.67,4.38,169,100890,{"$f":"'Bethel TMY 3'!$D$5","v":2019},"03","22","19","03/22/2019 19:00","2019-03-22T11:00:00",41.702]
["20140322:2000",{"v":5.6,"d":"5.60"},96.28,420,{"v":321.5,"d":"321.50"},238,{"v":283,"d":"283.00"},{"v":4.5,"d":"4.50"},162,100850,{"$f":"'Bethel TMY 3'!$D$5","v":2019},"03","22","20","03/22/2019 20:00","2019-03-22T12:00:00",42.08]
["20140322:2100",5.72,{"v":95.3,"d":"95.30"},463,{"v":405.8,"d":"405.80"},227,286.57,{"v":5.1,"d":"5.10"},154,100754,{"$f":"'Bethel TMY 3'!$D$5","v":2019},"03","22","21","03/22/2019 21:00","2019-03-22T13:00:00",42.296]
["20140322:2200",5.84,94.31,324,127.23,253,290.13,{"v":5.7,"d":"5.70"},146,100657,{"$f":"'Bethel TMY 3'!$D$5","v":2019},"03","22","22","03/22/2019 22:00","2019-03-22T14:00:00",42.512]
["20140322:2300",5.96,93.33,327,225.32,215,{"v":293.7,"d":"293.70"},{"v":6.3,"d":"6.30"},138,100561,{"$f":"'Bethel TMY 3'!$D$5","v":2019},"03","22","23","03/22/2019 23:00","2019-03-22T15:00:00",42.728]
["20140323:0000",6.17,95.55,207,95.61,168,298.92,6.92,137,100487,{"$f":"'Bethel TMY 3'!$D$5","v":2019},"03","23","00","03/23/2019 00:00","2019-03-22T16:00:00",43.106]
["20140323:0100",6.37,97.78,138,94.15,111,304.13,7.54,135,100414,{"$f":"'Bethel TMY 3'!$D$5","v":2019},"03","23","01","03/23/2019 01:00","2019-03-22T17:00:00",43.466]
["20140323:0200",6.58,{"v":100,"d":"100.00"},17,{"v":0,"d":"0.00"},17,309.35,8.15,133,100341,{"$f":"'Bethel TMY 3'!$D$5","v":2019},"03","23","02","03/23/2019 02:00","2019-03-22T18:00:00",43.844]
["20140323:0300",6.57,{"v":100,"d":"100.00"},0,{"v":0,"d":"0.00"},0,317.85,9.28,134,100194,{"$f":"'Bethel TMY 3'!$D$5","v":2019},"03","23","03","03/23/2019 03:00","2019-03-22T19:00:00",43.826]
["20140323:0400",6.57,{"v":100,"d":"100.00"},0,{"v":0,"d":"0.00"},0,326.35,{"v":10.4,"d":"10.40"},136,100048,{"$f":"'Bethel TMY 3'!$D$5","v":2019},"03","23","04","03/23/2019 04:00","2019-03-22T20:00:00",43.826]
["20140323:0500",6.57,{"v":100,"d":"100.00"},0,{"v":0,"d":"0.00"},0,334.85,11.53,138,99901,{"$f":"'Bethel TMY 3'!$D$5","v":2019},"03","23","05","03/23/2019 05:00","2019-03-22T21:00:00",43.826]
["20140323:0600",6.69,{"v":100,"d":"100.00"},0,{"v":0,"d":"0.00"},0,337.98,11.66,149,99765,{"$f":"'Bethel TMY 3'!$D$5","v":2019},"03","23","06","03/23/2019 06:00","2019-03-22T22:00:00",44.042]
["20140323:0700",6.81,{"v":100,"d":"100.00"},0,{"v":0,"d":"0.00"},0,341.12,{"v":11.8,"d":"11.80"},160,99628,{"$f":"'Bethel TMY 3'!$D$5","v":2019},"03","23","07","03/23/2019 07:00","2019-03-22T23:00:00",44.257999999999996]
["20140323:0800",6.94,{"v":100,"d":"100.00"},0,{"v":0,"d":"0.00"},0,344.25,11.93,171,99492,{"$f":"'Bethel TMY 3'!$D$5","v":2019},"03","23","08","03/23/2019 08:00","2019-03-23",44.492000000000004]
["20140323:0900",6.82,{"v":100,"d":"100.00"},0,{"v":0,"d":"0.00"},0,343.98,11.01,185,99492,{"$f":"'Bethel TMY 3'!$D$5","v":2019},"03","23","09","03/23/2019 09:00","2019-03-23T01:00:00",44.276]
["20140323:1000",6.71,{"v":100,"d":"100.00"},0,{"v":0,"d":"0.00"},0,343.72,10.08,199,99492,{"$f":"'Bethel TMY 3'!$D$5","v":2019},"03","23","10","03/23/2019 10:00","2019-03-23T02:00:00",44.078]
["20140323:1100",6.59,{"v":100,"d":"100.00"},0,{"v":0,"d":"0.00"},0,343.45,9.16,213,99492,{"$f":"'Bethel TMY 3'!$D$5","v":2019},"03","23","11","03/23/2019 11:00","2019-03-23T03:00:00",43.862]
["20140323:1200",6.27,{"v":100,"d":"100.00"},0,{"v":0,"d":"0.00"},0,340.85,8.43,218,99485,{"$f":"'Bethel TMY 3'!$D$5","v":2019},"03","23","12","03/23/2019 12:00","2019-03-23T04:00:00",43.286]
["20140323:1300",5.94,{"v":100,"d":"100.00"},0,{"v":0,"d":"0.00"},0,338.25,{"v":7.7,"d":"7.70"},223,99479,{"$f":"'Bethel TMY 3'!$D$5","v":2019},"03","23","13","03/23/2019 13:00","2019-03-23T05:00:00",42.692]
["20140323:1400",5.61,{"v":100,"d":"100.00"},0,{"v":0,"d":"0.00"},0,335.65,6.97,228,99472,{"$f":"'Bethel TMY 3'!$D$5","v":2019},"03","23","14","03/23/2019 14:00","2019-03-23T06:00:00",42.098]
["20140323:1500",5.52,{"v":100,"d":"100.00"},16,{"v":0,"d":"0.00"},16,333.02,6.69,228,99529,{"$f":"'Bethel TMY 3'!$D$5","v":2019},"03","23","15","03/23/2019 15:00","2019-03-23T07:00:00",41.936]
["20140323:1600",5.43,{"v":100,"d":"100.00"},29,{"v":0,"d":"0.00"},29,330.38,{"v":6.4,"d":"6.40"},227,99585,{"$f":"'Bethel TMY 3'!$D$5","v":2019},"03","23","16","03/23/2019 16:00","2019-03-23T08:00:00",41.774]
["20140323:1700",5.34,{"v":100,"d":"100.00"},16,{"v":0,"d":"0.00"},16,327.75,6.12,227,99642,{"$f":"'Bethel TMY 3'!$D$5","v":2019},"03","23","17","03/23/2019 17:00","2019-03-23T09:00:00",41.612]
["20140323:1800",5.33,{"v":100,"d":"100.00"},17,{"v":0,"d":"0.00"},17,326.47,6.28,223,99692,{"$f":"'Bethel TMY 3'!$D$5","v":2019},"03","23","18","03/23/2019 18:00","2019-03-23T10:00:00",41.594]
["20140323:1900",5.33,{"v":100,"d":"100.00"},190,11.57,184,325.18,6.44,220,99742,{"$f":"'Bethel TMY 3'!$D$5","v":2019},"03","23","19","03/23/2019 19:00","2019-03-23T11:00:00",41.594]
["20140323:2000",5.32,{"v":100,"d":"100.00"},106,{"v":0,"d":"0.00"},106,{"v":323.9,"d":"323.90"},6.59,217,99792,{"$f":"'Bethel TMY 3'!$D$5","v":2019},"03","23","20","03/23/2019 20:00","2019-03-23T12:00:00",41.576]
["20140323:2100",5.26,{"v":100,"d":"100.00"},370,168.61,271,320.88,6.74,215,99835,{"$f":"'Bethel TMY 3'!$D$5","v":2019},"03","23","21","03/23/2019 21:00","2019-03-23T13:00:00",41.468]
["20140323:2200",{"v":5.2,"d":"5.20"},{"v":100,"d":"100.00"},85,{"v":0,"d":"0.00"},85,317.87,{"v":6.9,"d":"6.90"},213,99878,{"$f":"'Bethel TMY 3'!$D$5","v":2019},"03","23","22","03/23/2019 22:00","2019-03-23T14:00:00",41.36]
["20140323:2300",5.13,{"v":100,"d":"100.00"},305,165.25,222,314.85,7.05,211,99921,{"$f":"'Bethel TMY 3'!$D$5","v":2019},"03","23","23","03/23/2019 23:00","2019-03-23T15:00:00",41.234]
["20140324:0000",5.22,{"v":100,"d":"100.00"},164,24.22,154,307.52,6.53,210,99941,{"$f":"'Bethel TMY 3'!$D$5","v":2019},"03","24","00","03/24/2019 00:00","2019-03-23T16:00:00",41.396]
["20140324:0100",{"v":5.3,"d":"5.30"},{"v":100,"d":"100.00"},36,{"v":0,"d":"0.00"},36,300.18,6.02,208,99961,{"$f":"'Bethel TMY 3'!$D$5","v":2019},"03","24","01","03/24/2019 01:00","2019-03-23T17:00:00",41.54]
["20140324:0200",5.39,{"v":100,"d":"100.00"},46,{"v":0,"d":"0.00"},46,292.85,{"v":5.5,"d":"5.50"},206,99981,{"$f":"'Bethel TMY 3'!$D$5","v":2019},"03","24","02","03/24/2019 02:00","2019-03-23T18:00:00",41.702]
["20140324:0300",5.31,{"v":100,"d":"100.00"},0,{"v":0,"d":"0.00"},0,292.77,5.74,201,100015,{"$f":"'Bethel TMY 3'!$D$5","v":2019},"03","24","03","03/24/2019 03:00","2019-03-23T19:00:00",41.558]
["20140324:0400",5.23,{"v":100,"d":"100.00"},0,{"v":0,"d":"0.00"},0,292.68,5.98,196,100048,{"$f":"'Bethel TMY 3'!$D$5","v":2019},"03","24","04","03/24/2019 04:00","2019-03-23T20:00:00",41.414]
["20140324:0500",5.16,{"v":100,"d":"100.00"},0,{"v":0,"d":"0.00"},0,{"v":292.6,"d":"292.60"},6.22,191,100081,{"$f":"'Bethel TMY 3'!$D$5","v":2019},"03","24","05","03/24/2019 05:00","2019-03-23T21:00:00",41.288]
["20140324:0600",5.06,{"v":100,"d":"100.00"},0,{"v":0,"d":"0.00"},0,{"v":292.7,"d":"292.70"},6.41,189,100105,{"$f":"'Bethel TMY 3'!$D$5","v":2019},"03","24","06","03/24/2019 06:00","2019-03-23T22:00:00",41.108]
["20140324:0700",4.97,{"v":100,"d":"100.00"},0,{"v":0,"d":"0.00"},0,{"v":292.8,"d":"292.80"},{"v":6.6,"d":"6.60"},187,100128,{"$f":"'Bethel TMY 3'!$D$5","v":2019},"03","24","07","03/24/2019 07:00","2019-03-23T23:00:00",40.946]
["20140324:0800",4.88,{"v":100,"d":"100.00"},0,{"v":0,"d":"0.00"},0,{"v":292.9,"d":"292.90"},6.79,185,100151,{"$f":"'Bethel TMY 3'!$D$5","v":2019},"03","24","08","03/24/2019 08:00","2019-03-24",40.784]
["20140324:0900",4.81,{"v":100,"d":"100.00"},0,{"v":0,"d":"0.00"},0,{"v":293.1,"d":"293.10"},6.66,181,100161,{"$f":"'Bethel TMY 3'!$D$5","v":2019},"03","24","09","03/24/2019 09:00","2019-03-24T01:00:00",40.658]
["20140324:1000",4.75,{"v":100,"d":"100.00"},0,{"v":0,"d":"0.00"},0,{"v":293.3,"d":"293.30"},6.53,177,100171,{"$f":"'Bethel TMY 3'!$D$5","v":2019},"03","24","10","03/24/2019 10:00","2019-03-24T02:00:00",40.55]
["20140324:1100",4.69,{"v":100,"d":"100.00"},0,{"v":0,"d":"0.00"},0,{"v":293.5,"d":"293.50"},{"v":6.4,"d":"6.40"},174,100181,{"$f":"'Bethel TMY 3'!$D$5","v":2019},"03","24","11","03/24/2019 11:00","2019-03-24T03:00:00",40.442]
["20140324:1200",4.59,{"v":100,"d":"100.00"},0,{"v":0,"d":"0.00"},0,292.85,5.64,165,100155,{"$f":"'Bethel TMY 3'!$D$5","v":2019},"03","24","12","03/24/2019 12:00","2019-03-24T04:00:00",40.262]
["20140324:1300",4.49,{"v":100,"d":"100.00"},0,{"v":0,"d":"0.00"},0,{"v":292.2,"d":"292.20"},4.87,156,100128,{"$f":"'Bethel TMY 3'!$D$5","v":2019},"03","24","13","03/24/2019 13:00","2019-03-24T05:00:00",40.082]
["20140324:1400",4.39,{"v":100,"d":"100.00"},0,{"v":0,"d":"0.00"},0,291.55,4.11,147,100101,{"$f":"'Bethel TMY 3'!$D$5","v":2019},"03","24","14","03/24/2019 14:00","2019-03-24T06:00:00",39.902]
["20140324:1500",4.45,{"v":100,"d":"100.00"},5,{"v":0,"d":"0.00"},5,293.05,3.96,134,100058,{"$f":"'Bethel TMY 3'!$D$5","v":2019},"03","24","15","03/24/2019 15:00","2019-03-24T07:00:00",40.01]
["20140324:1900",4.88,92.53,372,285.94,222,292.78,3.61,73,99785,{"$f":"'Bethel TMY 3'!$D$5","v":2019},"03","24","19","03/24/2019 19:00","2019-03-24T11:00:00",40.784]
["20140324:2200",5.24,83.59,428,335.84,237,300.38,2.08,360,99539,{"$f":"'Bethel TMY 3'!$D$5","v":2019},"03","24","22","03/24/2019 22:00","2019-03-24T14:00:00",41.432]
["20140325:0200",{"v":5.5,"d":"5.50"},{"v":100,"d":"100.00"},59,31.89,54,302.35,2.99,237,99652,{"$f":"'Bethel TMY 3'!$D$5","v":2019},"03","25","02","03/25/2019 02:00","2019-03-24T18:00:00",41.9]
["20140325:0500",4.69,{"v":100,"d":"100.00"},0,{"v":0,"d":"0.00"},0,{"v":292.9,"d":"292.90"},3.81,212,99852,{"$f":"'Bethel TMY 3'!$D$5","v":2019},"03","25","05","03/25/2019 05:00","2019-03-24T21:00:00",40.442]
["20140325:0800",4.35,{"v":100,"d":"100.00"},0,{"v":0,"d":"0.00"},0,286.35,5.72,179,100031,{"$f":"'Bethel TMY 3'!$D$5","v":2019},"03","25","08","03/25/2019 08:00","2019-03-25",39.83]
["20140325:1200",4.54,{"v":100,"d":"100.00"},0,{"v":0,"d":"0.00"},0,285.18,8.25,168,100155,{"$f":"'Bethel TMY 3'!$D$5","v":2019},"03","25","12","03/25/2019 12:00","2019-03-25T04:00:00",40.172]
["20140325:1300",4.61,{"v":100,"d":"100.00"},0,{"v":0,"d":"0.00"},0,287.27,8.45,165,100168,{"$f":"'Bethel TMY 3'!$D$5","v":2019},"03","25","13","03/25/2019 13:00","2019-03-25T05:00:00",40.298]
["20140325:1700",5.04,{"v":100,"d":"100.00"},175,128.18,133,{"v":287.4,"d":"287.40"},9.93,161,100251,{"$f":"'Bethel TMY 3'!$D$5","v":2019},"03","25","17","03/25/2019 17:00","2019-03-25T09:00:00",41.072]
["20140325:2000",5.45,99.16,121,{"v":0,"d":"0.00"},121,277.55,10.76,166,100291,{"$f":"'Bethel TMY 3'!$D$5","v":2019},"03","25","20","03/25/2019 20:00","2019-03-25T12:00:00",41.81]
["20140325:2300",5.35,{"v":100,"d":"100.00"},216,31.22,200,{"v":283.4,"d":"283.40"},10.22,173,100321,{"$f":"'Bethel TMY 3'!$D$5","v":2019},"03","25","23","03/25/2019 23:00","2019-03-25T15:00:00",41.629999999999995]
["20140326:0300",{"v":4.7,"d":"4.70"},{"v":100,"d":"100.00"},0,{"v":0,"d":"0.00"},0,309.15,{"v":8.3,"d":"8.30"},202,100544,{"$f":"'Bethel TMY 3'!$D$5","v":2019},"03","26","03","03/26/2019 03:00","2019-03-25T19:00:00",40.46]
["20140326:0600",{"v":4,"d":"4.00"},{"v":100,"d":"100.00"},0,{"v":0,"d":"0.00"},0,295.18,6.24,240,100784,{"$f":"'Bethel TMY 3'!$D$5","v":2019},"03","26","06","03/26/2019 06:00","2019-03-25T22:00:00",39.2]
["20140326:0900",3.12,{"v":100,"d":"100.00"},0,{"v":0,"d":"0.00"},0,291.53,5.95,277,101047,{"$f":"'Bethel TMY 3'!$D$5","v":2019},"03","26","09","03/26/2019 09:00","2019-03-26T01:00:00",37.616]
["20140326:1100",2.66,{"v":100,"d":"100.00"},0,{"v":0,"d":"0.00"},0,{"v":287.7,"d":"287.70"},6.32,296,101200,{"$f":"'Bethel TMY 3'!$D$5","v":2019},"03","26","11","03/26/2019 11:00","2019-03-26T03:00:00",36.788]
["20140326:1400",2.59,{"v":100,"d":"100.00"},0,{"v":0,"d":"0.00"},0,{"v":292,"d":"292.00"},6.61,316,101200,{"$f":"'Bethel TMY 3'!$D$5","v":2019},"03","26","14","03/26/2019 14:00","2019-03-26T06:00:00",36.662]
["20140326:1800",2.97,85.47,321,324.91,175,258.62,6.36,317,101373,{"$f":"'Bethel TMY 3'!$D$5","v":2019},"03","26","18","03/26/2019 18:00","2019-03-26T10:00:00",37.346000000000004]
["20140326:2100",3.35,67.53,624,{"v":833.3,"d":"833.30"},121,245.67,6.23,307,101423,{"$f":"'Bethel TMY 3'!$D$5","v":2019},"03","26","21","03/26/2019 21:00","2019-03-26T13:00:00",38.03]
["20140327:0000",{"v":3.2,"d":"3.20"},{"v":68.9,"d":"68.90"},314,383.38,150,240.22,6.22,296,101466,{"$f":"'Bethel TMY 3'!$D$5","v":2019},"03","27","00","03/27/2019 00:00","2019-03-26T16:00:00",37.76]
["20140327:0400",2.47,91.88,0,{"v":0,"d":"0.00"},0,234.82,3.98,278,101599,{"$f":"'Bethel TMY 3'!$D$5","v":2019},"03","27","04","03/27/2019 04:00","2019-03-26T20:00:00",36.446]
["20140327:0600",2.45,95.74,0,{"v":0,"d":"0.00"},0,234.65,3.23,245,101636,{"$f":"'Bethel TMY 3'!$D$5","v":2019},"03","27","06","03/27/2019 06:00","2019-03-26T22:00:00",36.41]
["20140327:0900",2.81,96.12,0,{"v":0,"d":"0.00"},0,243.05,{"v":4.8,"d":"4.80"},183,101639,{"$f":"'Bethel TMY 3'!$D$5","v":2019},{"$f":"MID(A2067,5,2)","v":"03"},{"$f":"MID(A2067,7,2)","v":"27"},{"$f":"MID(A2067,10,2)","v":"09"},{"$f":"L2067&\"/\"&M2067&\"/\"&K2067&\" \"&N2067&\":00\"","v":"03/27/2019 09:00"},{"$f":"(DATEVALUE(O2067)+TIMEVALUE(O2067))+($P$16/24)","v":"2019-03-27T01:00:00"},{"$f":"((9/5)*B2067)+32","v":37.058}]
["20140327:1200",3.08,95.78,0,{"v":0,"d":"0.00"},0,267.95,8.31,171,101579,{"$f":"'Bethel TMY 3'!$D$5","v":2019},"03","27","12","03/27/2019 12:00","2019-03-27T04:00:00",37.544]
["20140327:1500",2.99,{"v":100,"d":"100.00"},3,{"v":0,"d":"0.00"},3,295.45,9.58,174,101493,{"$f":"'Bethel TMY 3'!$D$5","v":2019},"03","27","15","03/27/2019 15:00","2019-03-27T07:00:00",37.382]
["20140327:1900",3.09,{"v":100,"d":"100.00"},32,{"v":0,"d":"0.00"},32,300.65,7.94,196,101533,{"$f":"'Bethel TMY 3'!$D$5","v":2019},"03","27","19","03/27/2019 19:00","2019-03-27T11:00:00",37.562]
["20140327:2200",{"v":3.8,"d":"3.80"},96.61,100,{"v":0,"d":"0.00"},100,295.78,{"v":7.4,"d":"7.40"},177,101573,{"$f":"'Bethel TMY 3'!$D$5","v":2019},"03","27","22","03/27/2019 22:00","2019-03-27T14:00:00",38.84]
["20140328:0100",4.16,{"v":98.3,"d":"98.30"},24,{"v":0,"d":"0.00"},24,{"v":307.9,"d":"307.90"},10.87,162,101446,{"$f":"'Bethel TMY 3'!$D$5","v":2019},"03","28","01","03/28/2019 01:00","2019-03-27T17:00:00",39.488]
["20140328:0300",4.32,{"v":100,"d":"100.00"},3,{"v":0,"d":"0.00"},3,315.97,13.49,157,101346,{"$f":"'Bethel TMY 3'!$D$5","v":2019},"03","28","03","03/28/2019 03:00","2019-03-27T19:00:00",39.776]
["20140328:0900",4.53,{"v":100,"d":"100.00"},0,{"v":0,"d":"0.00"},0,327.58,18.13,152,101017,{"$f":"'Bethel TMY 3'!$D$5","v":2019},"03","28","09","03/28/2019 09:00","2019-03-28T01:00:00",40.153999999999996]
["20140328:1000",4.44,{"v":100,"d":"100.00"},0,{"v":0,"d":"0.00"},0,329.02,16.67,156,100934,{"$f":"'Bethel TMY 3'!$D$5","v":2019},"03","28","10","03/28/2019 10:00","2019-03-28T02:00:00",39.992000000000004]
["20140328:1300",4.37,{"v":100,"d":"100.00"},0,{"v":0,"d":"0.00"},0,331.48,13.38,175,100777,{"$f":"'Bethel TMY 3'!$D$5","v":2019},"03","28","13","03/28/2019 13:00","2019-03-28T05:00:00",39.866]
["20140328:1600",3.51,{"v":100,"d":"100.00"},13,{"v":0,"d":"0.00"},13,325.93,10.57,198,100894,{"$f":"'Bethel TMY 3'!$D$5","v":2019},"03","28","16","03/28/2019 16:00","2019-03-28T08:00:00",38.318]
["20140328:2000",2.51,98.31,110,{"v":0,"d":"0.00"},110,314.75,7.19,207,101170,{"$f":"'Bethel TMY 3'!$D$5","v":2019},"03","28","20","03/28/2019 20:00","2019-03-28T12:00:00",36.518]
["20140328:2300",1.87,99.24,77,{"v":0,"d":"0.00"},77,{"v":318,"d":"318.00"},5.64,212,101150,{"$f":"'Bethel TMY 3'!$D$5","v":2019},"03","28","23","03/28/2019 23:00","2019-03-28T15:00:00",35.366]
["20140329:0400",1.79,{"v":100,"d":"100.00"},0,{"v":0,"d":"0.00"},0,308.45,3.86,251,101170,{"$f":"'Bethel TMY 3'!$D$5","v":2019},"03","29","04","03/29/2019 04:00","2019-03-28T20:00:00",35.222]
["20140329:0700",1.71,{"v":100,"d":"100.00"},0,{"v":0,"d":"0.00"},0,298.18,3.89,266,101230,{"$f":"'Bethel TMY 3'!$D$5","v":2019},"03","29","07","03/29/2019 07:00","2019-03-28T23:00:00",35.078]
["20140329:1000",{"v":1.9,"d":"1.90"},{"v":100,"d":"100.00"},0,{"v":0,"d":"0.00"},0,283.27,3.61,262,101386,{"$f":"'Bethel TMY 3'!$D$5","v":2019},"03","29","10","03/29/2019 10:00","2019-03-29T02:00:00",35.42]
["20140329:1100",1.99,{"v":100,"d":"100.00"},0,{"v":0,"d":"0.00"},0,{"v":278.1,"d":"278.10"},3.42,259,101450,{"$f":"'Bethel TMY 3'!$D$5","v":2019},"03","29","11","03/29/2019 11:00","2019-03-29T03:00:00",35.582]
["20140329:1400",2.04,{"v":100,"d":"100.00"},0,{"v":0,"d":"0.00"},0,269.95,1.96,238,101609,{"$f":"'Bethel TMY 3'!$D$5","v":2019},"03","29","14","03/29/2019 14:00","2019-03-29T06:00:00",35.672]
["20140329:1700",3.05,97.58,162,62.44,140,258.05,1.27,205,101759,{"$f":"'Bethel TMY 3'!$D$5","v":2019},"03","29","17","03/29/2019 17:00","2019-03-29T09:00:00",37.49]
["20140329:2100",3.73,69.31,224,14.52,215,244.38,1.24,201,101826,{"$f":"'Bethel TMY 3'!$D$5","v":2019},"03","29","21","03/29/2019 21:00","2019-03-29T13:00:00",38.714]
["20140330:0100",3.74,71.87,280,595.81,89,239.42,0.73,239,101906,{"$f":"'Bethel TMY 3'!$D$5","v":2019},{"$f":"MID(A2131,5,2)","v":"03"},{"$f":"MID(A2131,7,2)","v":"30"},{"$f":"MID(A2131,10,2)","v":"01"},{"$f":"L2131&\"/\"&M2131&\"/\"&K2131&\" \"&N2131&\":00\"","v":"03/30/2019 01:00"},{"$f":"(DATEVALUE(O2131)+TIMEVALUE(O2131))+($P$16/24)","v":"2019-03-29T17:00:00"},{"$f":"((9/5)*B2131)+32","v":38.732}]
["20140330:0500",{"v":3.2,"d":"3.20"},95.92,0,{"v":0,"d":"0.00"},0,{"v":242.8,"d":"242.80"},0.61,195,102039,{"$f":"'Bethel TMY 3'!$D$5","v":2019},"03","30","05","03/30/2019 05:00","2019-03-29T21:00:00",37.76]
["20140330:0800",2.86,{"v":100,"d":"100.00"},0,{"v":0,"d":"0.00"},0,246.45,1.17,291,102079,{"$f":"'Bethel TMY 3'!$D$5","v":2019},"03","30","08","03/30/2019 08:00","2019-03-30",37.147999999999996]
["20140330:1100",1.98,{"v":100,"d":"100.00"},0,{"v":0,"d":"0.00"},0,245.95,1.71,332,102119,{"$f":"'Bethel TMY 3'!$D$5","v":2019},"03","30","11","03/30/2019 11:00","2019-03-30T03:00:00",35.564]
["20140330:1200",1.62,{"v":100,"d":"100.00"},0,{"v":0,"d":"0.00"},0,{"v":246.1,"d":"246.10"},1.31,277,102135,{"$f":"'Bethel TMY 3'!$D$5","v":2019},"03","30","12","03/30/2019 12:00","2019-03-30T04:00:00",34.916]
["20140330:1500",1.35,{"v":100,"d":"100.00"},20,{"v":0,"d":"0.00"},20,249.47,0.98,183,102179,{"$f":"'Bethel TMY 3'!$D$5","v":2019},"03","30","15","03/30/2019 15:00","2019-03-30T07:00:00",34.43]
["20140330:1800",{"v":2.4,"d":"2.40"},98.33,376,458.53,159,259.22,2.61,222,102189,{"$f":"'Bethel TMY 3'!$D$5","v":2019},"03","30","18","03/30/2019 18:00","2019-03-30T10:00:00",36.32]
["20140330:2200",2.58,96.06,37,{"v":0,"d":"0.00"},37,270.52,4.29,259,102129,{"$f":"'Bethel TMY 3'!$D$5","v":2019},"03","30","22","03/30/2019 22:00","2019-03-30T14:00:00",36.644]
["20140331:0200",2.62,{"v":100,"d":"100.00"},65,10.79,63,{"v":272.3,"d":"272.30"},{"v":4.7,"d":"4.70"},291,102109,{"$f":"'Bethel TMY 3'!$D$5","v":2019},"03","31","02","03/31/2019 02:00","2019-03-30T18:00:00",36.716]
["20140331:0600",2.34,{"v":100,"d":"100.00"},0,{"v":0,"d":"0.00"},0,257.35,5.19,314,102139,{"$f":"'Bethel TMY 3'!$D$5","v":2019},"03","31","06","03/31/2019 06:00","2019-03-30T22:00:00",36.212]
["20140331:0900",2.26,{"v":100,"d":"100.00"},0,{"v":0,"d":"0.00"},0,251.37,4.92,318,102142,{"$f":"'Bethel TMY 3'!$D$5","v":2019},"03","31","09","03/31/2019 09:00","2019-03-31T01:00:00",36.068]
["20140331:1200",2.17,{"v":100,"d":"100.00"},0,{"v":0,"d":"0.00"},0,248.03,4.55,322,102142,{"$f":"'Bethel TMY 3'!$D$5","v":2019},"03","31","12","03/31/2019 12:00","2019-03-31T04:00:00",35.906]
["20140331:1300",2.15,{"v":100,"d":"100.00"},0,{"v":0,"d":"0.00"},0,246.07,{"v":4.5,"d":"4.50"},323,102135,{"$f":"'Bethel TMY 3'!$D$5","v":2019},"03","31","13","03/31/2019 13:00","2019-03-31T05:00:00",35.87]
["20140331:1600",4.25,69.72,42,{"v":0,"d":"0.00"},42,234.59,2.51,322,102089,{"$f":"'Bethel TMY 3'!$D$5","v":2019},"03","31","16","03/31/2019 16:00","2019-03-31T08:00:00",39.65]
["20140331:1900",3.93,71.62,522,709.56,121,247.07,2.97,323,102022,{"$f":"'Bethel TMY 3'!$D$5","v":2019},"03","31","19","03/31/2019 19:00","2019-03-31T11:00:00",39.074]
["20150401:0000",3.39,74.78,319,323.13,173,267.85,3.73,243,101606,{"$f":"'Bethel TMY 3'!$D$5","v":2019},"04","01","00","04/01/2019 00:00","2019-03-31T16:00:00",38.102000000000004]
["20150401:0300",3.07,76.68,15,{"v":0,"d":"0.00"},15,280.32,4.18,174,101430,{"$f":"'Bethel TMY 3'!$D$5","v":2019},"04","01","03","04/01/2019 03:00","2019-03-31T19:00:00",37.525999999999996]
["20150401:0700",2.64,79.21,0,{"v":0,"d":"0.00"},0,296.95,4.79,150,101157,{"$f":"'Bethel TMY 3'!$D$5","v":2019},"04","01","07","04/01/2019 07:00","2019-03-31T23:00:00",36.752]
["20150401:1000",1.97,{"v":100,"d":"100.00"},0,{"v":0,"d":"0.00"},0,{"v":307.8,"d":"307.80"},10.46,138,100844,{"$f":"'Bethel TMY 3'!$D$5","v":2019},"04","01","10","04/01/2019 10:00","2019-04-01T02:00:00",35.546]
["20150401:1300",2.46,97.62,0,{"v":0,"d":"0.00"},0,315.13,12.32,131,100497,{"$f":"'Bethel TMY 3'!$D$5","v":2019},"04","01","13","04/01/2019 13:00","2019-04-01T05:00:00",36.428]
["20150401:1400",2.64,96.43,0,{"v":0,"d":"0.00"},0,317.85,12.73,129,100381,{"$f":"'Bethel TMY 3'!$D$5","v":2019},"04","01","14","04/01/2019 14:00","2019-04-01T06:00:00",36.752]
["20150401:2000",3.26,87.08,98,{"v":0,"d":"0.00"},98,333.75,7.53,111,100091,{"$f":"'Bethel TMY 3'!$D$5","v":2019},"04","01","20","04/01/2019 20:00","2019-04-01T12:00:00",37.868]
["20150401:2200",3.12,86.43,96,{"v":0,"d":"0.00"},96,333.48,5.79,87,100105,{"$f":"'Bethel TMY 3'!$D$5","v":2019},"04","01","22","04/01/2019 22:00","2019-04-01T14:00:00",37.616]
["20150402:0100",3.36,78.38,90,{"v":0,"d":"0.00"},90,334.08,5.03,33,100311,{"$f":"'Bethel TMY 3'!$D$5","v":2019},"04","02","01","04/02/2019 01:00","2019-04-01T17:00:00",38.048]
["20150402:0400",3.67,77.72,0,{"v":0,"d":"0.00"},0,319.62,6.55,343,100524,{"$f":"'Bethel TMY 3'!$D$5","v":2019},"04","02","04","04/02/2019 04:00","2019-04-01T20:00:00",38.606]
["20150402:0800",3.52,85.19,0,{"v":0,"d":"0.00"},0,283.25,8.43,316,100730,{"$f":"'Bethel TMY 3'!$D$5","v":2019},"04","02","08","04/02/2019 08:00","2019-04-02",38.336]
["20150402:1100",3.15,{"v":93.6,"d":"93.60"},0,{"v":0,"d":"0.00"},0,{"v":248.8,"d":"248.80"},9.66,313,100910,{"$f":"'Bethel TMY 3'!$D$5","v":2019},"04","02","11","04/02/2019 11:00","2019-04-02T03:00:00",37.67]
["20150402:1400",2.88,93.08,0,{"v":0,"d":"0.00"},0,239.85,9.26,315,101050,{"$f":"'Bethel TMY 3'!$D$5","v":2019},"04","02","14","04/02/2019 14:00","2019-04-02T06:00:00",37.184]
["20150402:1700",3.09,{"v":72.8,"d":"72.80"},267,345.25,137,236.85,9.71,317,101160,{"$f":"'Bethel TMY 3'!$D$5","v":2019},"04","02","17","04/02/2019 17:00","2019-04-02T09:00:00",37.562]
["20150402:1900",3.62,62.02,333,123.19,262,238.28,9.41,312,101200,{"$f":"'Bethel TMY 3'!$D$5","v":2019},"04","02","19","04/02/2019 19:00","2019-04-02T11:00:00",38.516]
["20150402:2300",3.97,56.57,211,18.11,201,242.55,10.19,307,101310,{"$f":"'Bethel TMY 3'!$D$5","v":2019},"04","02","23","04/02/2019 23:00","2019-04-02T15:00:00",39.146]
["20150403:0200",3.67,70.68,65,{"v":0,"d":"0.00"},65,238.55,9.64,312,101560,{"$f":"'Bethel TMY 3'!$D$5","v":2019},"04","03","02","04/03/2019 02:00","2019-04-02T18:00:00",38.606]
["20150403:0500",3.31,77.22,0,{"v":0,"d":"0.00"},0,{"v":236.1,"d":"236.10"},8.43,318,101759,{"$f":"'Bethel TMY 3'!$D$5","v":2019},"04","03","05","04/03/2019 05:00","2019-04-02T21:00:00",37.958]
["20150403:0900",2.55,92.55,0,{"v":0,"d":"0.00"},0,227.88,{"v":5.8,"d":"5.80"},320,101866,{"$f":"'Bethel TMY 3'!$D$5","v":2019},"04","03","09","04/03/2019 09:00","2019-04-03T01:00:00",36.59]
["20150403:1200",2.19,98.02,0,{"v":0,"d":"0.00"},0,228.12,4.11,334,101969,{"$f":"'Bethel TMY 3'!$D$5","v":2019},"04","03","12","04/03/2019 12:00","2019-04-03T04:00:00",35.942]
["20150403:1400",1.93,94.05,0,{"v":0,"d":"0.00"},0,227.05,2.57,358,102029,{"$f":"'Bethel TMY 3'!$D$5","v":2019},"04","03","14","04/03/2019 14:00","2019-04-03T06:00:00",35.474]
["20150403:1700",2.49,59.06,245,240.53,153,237.05,{"v":2.4,"d":"2.40"},106,101939,{"$f":"'Bethel TMY 3'!$D$5","v":2019},"04","03","17","04/03/2019 17:00","2019-04-03T09:00:00",36.482]
["20150403:2000",3.59,49.85,659,854.99,118,{"v":245.5,"d":"245.50"},3.89,143,101749,{"$f":"'Bethel TMY 3'!$D$5","v":2019},"04","03","20","04/03/2019 20:00","2019-04-03T12:00:00",38.462]
["20150404:0000",4.48,56.21,126,{"v":0,"d":"0.00"},126,{"v":271.8,"d":"271.80"},5.01,150,101560,{"$f":"'Bethel TMY 3'!$D$5","v":2019},"04","04","00","04/04/2019 00:00","2019-04-03T16:00:00",40.064]
["20150404:0300",4.66,68.08,11,{"v":0,"d":"0.00"},11,302.25,7.41,140,101483,{"$f":"'Bethel TMY 3'!$D$5","v":2019},"04","04","03","04/04/2019 03:00","2019-04-03T19:00:00",40.388]
["20150404:0600",4.69,77.94,0,{"v":0,"d":"0.00"},0,306.88,8.94,139,101426,{"$f":"'Bethel TMY 3'!$D$5","v":2019},"04","04","06","04/04/2019 06:00","2019-04-03T22:00:00",40.442]
["20150404:1000",5.23,78.59,0,{"v":0,"d":"0.00"},0,307.08,11.13,140,101333,{"$f":"'Bethel TMY 3'!$D$5","v":2019},"04","04","10","04/04/2019 10:00","2019-04-04T02:00:00",41.414]
["20150404:1100",5.38,76.84,0,{"v":0,"d":"0.00"},0,309.25,11.85,142,101310,{"$f":"'Bethel TMY 3'!$D$5","v":2019},"04","04","11","04/04/2019 11:00","2019-04-04T03:00:00",41.684]
["20150404:1500",5.37,72.62,34,{"v":0,"d":"0.00"},34,315.13,12.98,142,101356,{"$f":"'Bethel TMY 3'!$D$5","v":2019},"04","04","15","04/04/2019 15:00","2019-04-04T07:00:00",41.666]
["20150404:1800",5.08,73.06,36,{"v":0,"d":"0.00"},36,316.52,13.04,145,101430,{"$f":"'Bethel TMY 3'!$D$5","v":2019},"04","04","18","04/04/2019 18:00","2019-04-04T10:00:00",41.144]
["20150404:2100",4.92,76.57,86,{"v":0,"d":"0.00"},86,317.97,13.01,147,101470,{"$f":"'Bethel TMY 3'!$D$5","v":2019},"04","04","21","04/04/2019 21:00","2019-04-04T13:00:00",40.856]
["20150405:0100",4.97,92.87,18,{"v":0,"d":"0.00"},18,{"v":321.5,"d":"321.50"},{"v":12.8,"d":"12.80"},147,101596,{"$f":"'Bethel TMY 3'!$D$5","v":2019},"04","05","01","04/05/2019 01:00","2019-04-04T17:00:00",40.946]
["20150405:0400",{"v":5.3,"d":"5.30"},99.35,0,{"v":0,"d":"0.00"},0,324.35,12.54,147,101739,{"$f":"'Bethel TMY 3'!$D$5","v":2019},"04","05","04","04/05/2019 04:00","2019-04-04T20:00:00",41.54]
["20150405:0800",5.45,{"v":100,"d":"100.00"},0,{"v":0,"d":"0.00"},0,{"v":326.6,"d":"326.60"},11.68,149,101809,{"$f":"'Bethel TMY 3'!$D$5","v":2019},"04","05","08","04/05/2019 08:00","2019-04-05",41.81]
["20150405:1200",5.69,{"v":100,"d":"100.00"},0,{"v":0,"d":"0.00"},0,322.27,10.54,151,101872,{"$f":"'Bethel TMY 3'!$D$5","v":2019},"04","05","12","04/05/2019 12:00","2019-04-05T04:00:00",42.242000000000004]
["20150405:1500",5.75,{"v":100,"d":"100.00"},9,{"v":0,"d":"0.00"},9,327.53,9.86,155,101833,{"$f":"'Bethel TMY 3'!$D$5","v":2019},"04","05","15","04/05/2019 15:00","2019-04-05T07:00:00",42.35]
["20150405:1600",5.65,{"v":100,"d":"100.00"},47,{"v":0,"d":"0.00"},47,328.07,9.56,157,101846,{"$f":"'Bethel TMY 3'!$D$5","v":2019},"04","05","16","04/05/2019 16:00","2019-04-05T08:00:00",42.17]
["20150405:1900",5.46,{"v":100,"d":"100.00"},48,{"v":0,"d":"0.00"},48,{"v":326.7,"d":"326.70"},8.65,164,101899,{"$f":"'Bethel TMY 3'!$D$5","v":2019},"04","05","19","04/05/2019 19:00","2019-04-05T11:00:00",41.828]
["20150405:2200",5.23,{"v":100,"d":"100.00"},93,{"v":0,"d":"0.00"},93,317.48,6.87,175,101912,{"$f":"'Bethel TMY 3'!$D$5","v":2019},"04","05","22","04/05/2019 22:00","2019-04-05T14:00:00",41.414]
["20150406:0200",5.04,{"v":100,"d":"100.00"},5,{"v":0,"d":"0.00"},5,313.95,5.17,188,101919,{"$f":"'Bethel TMY 3'!$D$5","v":2019},"04","06","02","04/06/2019 02:00","2019-04-05T18:00:00",41.072]
["20150406:0500",5.01,{"v":100,"d":"100.00"},0,{"v":0,"d":"0.00"},0,314.15,3.52,207,102009,{"$f":"'Bethel TMY 3'!$D$5","v":2019},"04","06","05","04/06/2019 05:00","2019-04-05T21:00:00",41.018]
["20150406:1000",4.39,{"v":100,"d":"100.00"},0,{"v":0,"d":"0.00"},0,326.42,3.16,251,102132,{"$f":"'Bethel TMY 3'!$D$5","v":2019},"04","06","10","04/06/2019 10:00","2019-04-06T02:00:00",39.902]
["20150406:1300",4.31,{"v":100,"d":"100.00"},0,{"v":0,"d":"0.00"},0,329.62,2.58,262,102125,{"$f":"'Bethel TMY 3'!$D$5","v":2019},"04","06","13","04/06/2019 13:00","2019-04-06T05:00:00",39.757999999999996]
["20150406:1600",4.25,98.31,94,3.76,93,324.05,2.48,255,102175,{"$f":"'Bethel TMY 3'!$D$5","v":2019},"04","06","16","04/06/2019 16:00","2019-04-06T08:00:00",39.65]
["20150406:1700",4.23,97.46,178,{"v":47.5,"d":"47.50"},159,321.45,2.57,251,102209,{"$f":"'Bethel TMY 3'!$D$5","v":2019},"04","06","17","04/06/2019 17:00","2019-04-06T09:00:00",39.614000000000004]
["20150406:2000",4.16,89.09,516,385.59,266,{"v":308,"d":"308.00"},2.59,217,102219,{"$f":"'Bethel TMY 3'!$D$5","v":2019},"04","06","20","04/06/2019 20:00","2019-04-06T12:00:00",39.488]
["20150406:2300",{"v":3.9,"d":"3.90"},87.23,353,164.64,259,{"v":324.7,"d":"324.70"},{"v":2.7,"d":"2.70"},209,102199,{"$f":"'Bethel TMY 3'!$D$5","v":2019},"04","06","23","04/06/2019 23:00","2019-04-06T15:00:00",39.019999999999996]
["20150407:0200",4.18,96.68,86,36.75,78,{"v":324.3,"d":"324.30"},3.54,169,101989,{"$f":"'Bethel TMY 3'!$D$5","v":2019},"04","07","02","04/07/2019 02:00","2019-04-06T18:00:00",39.524]
["20150407:0700",4.15,{"v":100,"d":"100.00"},0,{"v":0,"d":"0.00"},0,323.73,6.18,167,101816,{"$f":"'Bethel TMY 3'!$D$5","v":2019},"04","07","07","04/07/2019 07:00","2019-04-06T23:00:00",39.47]
["20150407:1100",4.22,{"v":100,"d":"100.00"},0,{"v":0,"d":"0.00"},0,326.45,10.58,158,101629,{"$f":"'Bethel TMY 3'!$D$5","v":2019},"04","07","11","04/07/2019 11:00","2019-04-07T03:00:00",39.596000000000004]
["20150407:1400",4.65,{"v":100,"d":"100.00"},0,{"v":0,"d":"0.00"},0,326.15,10.52,158,101510,{"$f":"'Bethel TMY 3'!$D$5","v":2019},"04","07","14","04/07/2019 14:00","2019-04-07T06:00:00",40.370000000000005]
["20150407:1700",4.82,{"v":100,"d":"100.00"},72,{"v":0,"d":"0.00"},72,{"v":328.9,"d":"328.90"},9.43,157,101430,{"$f":"'Bethel TMY 3'!$D$5","v":2019},"04","07","17","04/07/2019 17:00","2019-04-07T09:00:00",40.676]
["20150407:1800",{"v":4.9,"d":"4.90"},{"v":100,"d":"100.00"},177,7.71,173,330.15,8.73,159,101406,{"$f":"'Bethel TMY 3'!$D$5","v":2019},"04","07","18","04/07/2019 18:00","2019-04-07T10:00:00",40.82]
["20150407:2100",5.04,{"v":100,"d":"100.00"},58,{"v":0,"d":"0.00"},58,332.82,6.33,165,101323,{"$f":"'Bethel TMY 3'!$D$5","v":2019},"04","07","21","04/07/2019 21:00","2019-04-07T13:00:00",41.072]
["20150408:0300",5.44,{"v":100,"d":"100.00"},22,{"v":0,"d":"0.00"},22,325.52,1.68,119,101140,{"$f":"'Bethel TMY 3'!$D$5","v":2019},"04","08","03","04/08/2019 03:00","2019-04-07T19:00:00",41.792]
["20150408:0500",5.49,{"v":100,"d":"100.00"},0,{"v":0,"d":"0.00"},0,321.75,1.13,94,101080,{"$f":"'Bethel TMY 3'!$D$5","v":2019},"04","08","05","04/08/2019 05:00","2019-04-07T21:00:00",41.882000000000005]
["20150408:0800",5.18,{"v":100,"d":"100.00"},0,{"v":0,"d":"0.00"},0,312.75,1.45,356,100940,{"$f":"'Bethel TMY 3'!$D$5","v":2019},"04","08","08","04/08/2019 08:00","2019-04-08",41.324]
["20150408:1200",5.06,{"v":100,"d":"100.00"},0,{"v":0,"d":"0.00"},0,314.25,3.42,333,100794,{"$f":"'Bethel TMY 3'!$D$5","v":2019},"04","08","12","04/08/2019 12:00","2019-04-08T04:00:00",41.108]
["20150408:1500",{"v":4.9,"d":"4.90"},99.05,3,{"v":0,"d":"0.00"},3,310.27,3.75,319,100711,{"$f":"'Bethel TMY 3'!$D$5","v":2019},"04","08","15","04/08/2019 15:00","2019-04-08T07:00:00",40.82]
["20150408:1800",4.87,94.68,183,9.53,178,294.65,{"v":4.1,"d":"4.10"},311,100634,{"$f":"'Bethel TMY 3'!$D$5","v":2019},"04","08","18","04/08/2019 18:00","2019-04-08T10:00:00",40.766]
["20150408:1900",4.96,92.21,253,27.93,236,{"v":288.2,"d":"288.20"},4.39,306,100617,{"$f":"'Bethel TMY 3'!$D$5","v":2019},"04","08","19","04/08/2019 19:00","2019-04-08T11:00:00",40.928]
["20150409:0000",{"v":5.2,"d":"5.20"},80.98,471,749.39,105,268.75,5.37,306,100587,{"$f":"'Bethel TMY 3'!$D$5","v":2019},"04","09","00","04/09/2019 00:00","2019-04-08T16:00:00",41.36]
["20150409:0300",5.11,91.82,45,177.35,31,262.53,{"v":4.9,"d":"4.90"},309,100724,{"$f":"'Bethel TMY 3'!$D$5","v":2019},"04","09","03","04/09/2019 03:00","2019-04-08T19:00:00",41.198]
["20150409:0600",4.54,{"v":100,"d":"100.00"},0,{"v":0,"d":"0.00"},0,266.98,5.17,312,100807,{"$f":"'Bethel TMY 3'!$D$5","v":2019},"04","09","06","04/09/2019 06:00","2019-04-08T22:00:00",40.172]
["20150409:0900",4.07,{"v":100,"d":"100.00"},0,{"v":0,"d":"0.00"},0,282.25,5.23,318,100917,{"$f":"'Bethel TMY 3'!$D$5","v":2019},"04","09","09","04/09/2019 09:00","2019-04-09T01:00:00",39.326]
["20150409:1300",3.92,96.25,0,{"v":0,"d":"0.00"},0,293.92,4.62,319,101004,{"$f":"'Bethel TMY 3'!$D$5","v":2019},"04","09","13","04/09/2019 13:00","2019-04-09T05:00:00",39.056]
["20150409:1600",3.83,85.74,104,10.59,101,294.32,4.54,315,101063,{"$f":"'Bethel TMY 3'!$D$5","v":2019},"04","09","16","04/09/2019 16:00","2019-04-09T08:00:00",38.894]
["20150409:1900",4.28,71.09,391,{"v":174.3,"d":"174.30"},284,282.82,4.28,302,101090,{"$f":"'Bethel TMY 3'!$D$5","v":2019},"04","09","19","04/09/2019 19:00","2019-04-09T11:00:00",39.704]
["20150409:2100",4.65,64.34,699,854.59,122,270.58,4.31,291,101073,{"$f":"'Bethel TMY 3'!$D$5","v":2019},"04","09","21","04/09/2019 21:00","2019-04-09T13:00:00",40.370000000000005]
["20150410:0000",4.86,63.97,476,750.83,106,{"v":261.3,"d":"261.30"},4.56,280,101043,{"$f":"'Bethel TMY 3'!$D$5","v":2019},"04","10","00","04/10/2019 00:00","2019-04-09T16:00:00",40.748000000000005]
["20150410:0400",4.27,88.63,0,{"v":0,"d":"0.00"},0,{"v":257.9,"d":"257.90"},3.27,277,101083,{"$f":"'Bethel TMY 3'!$D$5","v":2019},"04","10","04","04/10/2019 04:00","2019-04-09T20:00:00",39.686]
["20150410:0700",3.55,99.38,0,{"v":0,"d":"0.00"},0,247.98,{"v":2.3,"d":"2.30"},244,101087,{"$f":"'Bethel TMY 3'!$D$5","v":2019},"04","10","07","04/10/2019 07:00","2019-04-09T23:00:00",38.39]
["20150410:1000",3.34,{"v":100,"d":"100.00"},0,{"v":0,"d":"0.00"},0,253.07,2.49,196,101060,{"$f":"'Bethel TMY 3'!$D$5","v":2019},"04","10","10","04/10/2019 10:00","2019-04-10T02:00:00",38.012]
["20150410:1400",{"v":4,"d":"4.00"},96.91,0,{"v":0,"d":"0.00"},0,281.55,5.24,156,100960,{"$f":"'Bethel TMY 3'!$D$5","v":2019},"04","10","14","04/10/2019 14:00","2019-04-10T06:00:00",39.2]
["20150410:1700",4.05,89.67,67,{"v":0,"d":"0.00"},67,{"v":300.7,"d":"300.70"},8.01,158,100930,{"$f":"'Bethel TMY 3'!$D$5","v":2019},"04","10","17","04/10/2019 17:00","2019-04-10T09:00:00",39.29]
["20150410:1800",4.08,89.93,208,20.55,197,{"v":302.5,"d":"302.50"},{"v":8.3,"d":"8.30"},159,100904,{"$f":"'Bethel TMY 3'!$D$5","v":2019},"04","10","18","04/10/2019 18:00","2019-04-10T10:00:00",39.344]
["20150410:2200",3.96,{"v":93.1,"d":"93.10"},367,{"v":101.1,"d":"101.10"},301,{"v":308.7,"d":"308.70"},8.76,162,100777,{"$f":"'Bethel TMY 3'!$D$5","v":2019},"04","10","22","04/10/2019 22:00","2019-04-10T14:00:00",39.128]
["20150411:0100",4.21,98.14,178,74.65,150,310.33,8.26,156,100661,{"$f":"'Bethel TMY 3'!$D$5","v":2019},"04","11","01","04/11/2019 01:00","2019-04-10T17:00:00",39.578]
["20150411:0500",4.39,{"v":100,"d":"100.00"},0,{"v":0,"d":"0.00"},0,312.95,9.27,148,100571,{"$f":"'Bethel TMY 3'!$D$5","v":2019},"04","11","05","04/11/2019 05:00","2019-04-10T21:00:00",39.902]
["20150411:0800",4.25,{"v":100,"d":"100.00"},0,{"v":0,"d":"0.00"},0,{"v":319.4,"d":"319.40"},12.22,149,100511,{"$f":"'Bethel TMY 3'!$D$5","v":2019},"04","11","08","04/11/2019 08:00","2019-04-11",39.65]
["20150411:1100",4.55,{"v":100,"d":"100.00"},0,{"v":0,"d":"0.00"},0,{"v":322.7,"d":"322.70"},13.86,155,100491,{"$f":"'Bethel TMY 3'!$D$5","v":2019},"04","11","11","04/11/2019 11:00","2019-04-11T03:00:00",40.19]
["20150411:1500",4.89,{"v":100,"d":"100.00"},10,{"v":0,"d":"0.00"},10,316.78,9.45,164,100597,{"$f":"'Bethel TMY 3'!$D$5","v":2019},"04","11","15","04/11/2019 15:00","2019-04-11T07:00:00",40.802]
["20150411:1900",5.36,98.76,141,{"v":0,"d":"0.00"},141,300.45,5.31,175,100764,{"$f":"'Bethel TMY 3'!$D$5","v":2019},"04","11","19","04/11/2019 19:00","2019-04-11T11:00:00",41.648]
["20150411:2000",5.51,98.14,228,11.88,220,{"v":295,"d":"295.00"},4.39,178,100810,{"$f":"'Bethel TMY 3'!$D$5","v":2019},"04","11","20","04/11/2019 20:00","2019-04-11T12:00:00",41.918]
["20150411:2300",5.53,95.02,404,232.55,266,287.45,3.08,185,100870,{"$f":"'Bethel TMY 3'!$D$5","v":2019},"04","11","23","04/11/2019 23:00","2019-04-11T15:00:00",41.954]
["20150412:0200",{"v":5.8,"d":"5.80"},98.93,84,4.17,83,{"v":265.4,"d":"265.40"},2.07,153,100970,{"$f":"'Bethel TMY 3'!$D$5","v":2019},"04","12","02","04/12/2019 02:00","2019-04-11T18:00:00",42.44]
["20150412:0600",5.21,{"v":100,"d":"100.00"},0,{"v":0,"d":"0.00"},0,{"v":264.8,"d":"264.80"},3.26,126,101060,{"$f":"'Bethel TMY 3'!$D$5","v":2019},"04","12","06","04/12/2019 06:00","2019-04-11T22:00:00",41.378]
["20150412:0900",4.86,{"v":100,"d":"100.00"},0,{"v":0,"d":"0.00"},0,271.88,4.07,131,101073,{"$f":"'Bethel TMY 3'!$D$5","v":2019},{"$f":"MID(A2451,5,2)","v":"04"},{"$f":"MID(A2451,7,2)","v":"12"},{"$f":"MID(A2451,10,2)","v":"09"},{"$f":"L2451&\"/\"&M2451&\"/\"&K2451&\" \"&N2451&\":00\"","v":"04/12/2019 09:00"},{"$f":"(DATEVALUE(O2451)+TIMEVALUE(O2451))+($P$16/24)","v":"2019-04-12T01:00:00"},{"$f":"((9/5)*B2451)+32","v":40.748000000000005}]
["20150412:1300",4.87,{"v":100,"d":"100.00"},0,{"v":0,"d":"0.00"},0,290.22,4.78,138,101027,{"$f":"'Bethel TMY 3'!$D$5","v":2019},"04","12","13","04/12/2019 13:00","2019-04-12T05:00:00",40.766]
["20150412:1600",4.98,{"v":97.6,"d":"97.60"},96,{"v":0,"d":"0.00"},96,296.47,3.93,131,100917,{"$f":"'Bethel TMY 3'!$D$5","v":2019},"04","12","16","04/12/2019 16:00","2019-04-12T08:00:00",40.964]
["20150412:2000",5.29,86.75,509,303.83,303,{"v":294.9,"d":"294.90"},1.57,49,100611,{"$f":"'Bethel TMY 3'!$D$5","v":2019},"04","12","20","04/12/2019 20:00","2019-04-12T12:00:00",41.522]
["20150412:2100",5.38,82.82,258,17.41,246,297.43,2.18,22,100531,{"$f":"'Bethel TMY 3'!$D$5","v":2019},"04","12","21","04/12/2019 21:00","2019-04-12T13:00:00",41.684]
["20150413:0000",{"v":5.6,"d":"5.60"},78.12,485,747.45,107,302.97,4.05,318,100381,{"$f":"'Bethel TMY 3'!$D$5","v":2019},"04","13","00","04/13/2019 00:00","2019-04-12T16:00:00",42.08]
["20150413:0300",{"v":5.5,"d":"5.50"},89.61,55,185.39,37,305.73,5.71,299,100414,{"$f":"'Bethel TMY 3'!$D$5","v":2019},"04","13","03","04/13/2019 03:00","2019-04-12T19:00:00",41.9]
["20150413:0700",4.76,{"v":100,"d":"100.00"},0,{"v":0,"d":"0.00"},0,312.37,6.51,290,100541,{"$f":"'Bethel TMY 3'!$D$5","v":2019},"04","13","07","04/13/2019 07:00","2019-04-12T23:00:00",40.568]
["20150413:1000",4.41,{"v":100,"d":"100.00"},0,{"v":0,"d":"0.00"},0,317.32,6.97,286,100724,{"$f":"'Bethel TMY 3'!$D$5","v":2019},"04","13","10","04/13/2019 10:00","2019-04-13T02:00:00",39.938]
["20150413:1300",4.63,{"v":100,"d":"100.00"},0,{"v":0,"d":"0.00"},0,304.95,7.13,293,100964,{"$f":"'Bethel TMY 3'!$D$5","v":2019},"04","13","13","04/13/2019 13:00","2019-04-13T05:00:00",40.334]
["20150413:1800",5.51,75.01,252,47.19,226,289.45,8.06,300,101267,{"$f":"'Bethel TMY 3'!$D$5","v":2019},"04","13","18","04/13/2019 18:00","2019-04-13T10:00:00",41.918]
["20150413:2100",6.31,58.65,501,260.91,320,286.15,8.51,297,101406,{"$f":"'Bethel TMY 3'!$D$5","v":2019},"04","13","21","04/13/2019 21:00","2019-04-13T13:00:00",43.358]
["20150413:2200",6.43,56.65,315,48.03,283,285.35,8.77,295,101453,{"$f":"'Bethel TMY 3'!$D$5","v":2019},"04","13","22","04/13/2019 22:00","2019-04-13T14:00:00",43.574]
["20150414:0100",6.01,62.09,46,{"v":0,"d":"0.00"},46,269.38,8.72,294,101719,{"$f":"'Bethel TMY 3'!$D$5","v":2019},"04","14","01","04/14/2019 01:00","2019-04-13T17:00:00",42.818]
["20150414:0400",5.06,79.16,0,{"v":0,"d":"0.00"},0,250.57,8.08,298,101996,{"$f":"'Bethel TMY 3'!$D$5","v":2019},"04","14","04","04/14/2019 04:00","2019-04-13T20:00:00",41.108]
["20150414:0800",3.78,{"v":100,"d":"100.00"},0,{"v":0,"d":"0.00"},0,{"v":240,"d":"240.00"},7.06,305,102239,{"$f":"'Bethel TMY 3'!$D$5","v":2019},"04","14","08","04/14/2019 08:00","2019-04-14",38.804]
["20150414:1000",3.43,{"v":100,"d":"100.00"},0,{"v":0,"d":"0.00"},0,{"v":236,"d":"236.00"},{"v":6,"d":"6.00"},311,102299,{"$f":"'Bethel TMY 3'!$D$5","v":2019},"04","14","10","04/14/2019 10:00","2019-04-14T02:00:00",38.174]
["20150414:1600",3.54,81.94,276,612.86,85,254.12,4.06,316,102319,{"$f":"'Bethel TMY 3'!$D$5","v":2019},"04","14","16","04/14/2019 16:00","2019-04-14T08:00:00",38.372]
["20150414:1900",4.22,62.23,657,837.32,122,254.88,{"v":2.7,"d":"2.70"},291,102245,{"$f":"'Bethel TMY 3'!$D$5","v":2019},"04","14","19","04/14/2019 19:00","2019-04-14T11:00:00",39.596000000000004]
["20150414:2200",4.85,54.96,414,147.64,315,245.42,2.82,273,102109,{"$f":"'Bethel TMY 3'!$D$5","v":2019},"04","14","22","04/14/2019 22:00","2019-04-14T14:00:00",40.730000000000004]
["20150414:2300",5.01,54.21,312,75.87,266,{"v":242.4,"d":"242.40"},3.08,272,102059,{"$f":"'Bethel TMY 3'!$D$5","v":2019},"04","14","23","04/14/2019 23:00","2019-04-14T15:00:00",41.018]
["20150415:0200",5.33,62.23,206,{"v":521.8,"d":"521.80"},74,{"v":242,"d":"242.00"},1.52,274,101989,{"$f":"'Bethel TMY 3'!$D$5","v":2019},"04","15","02","04/15/2019 02:00","2019-04-14T18:00:00",41.594]
["20150415:0600",4.69,89.32,0,{"v":0,"d":"0.00"},0,249.25,0.76,211,101966,{"$f":"'Bethel TMY 3'!$D$5","v":2019},"04","15","06","04/15/2019 06:00","2019-04-14T22:00:00",40.442]
["20150415:1100",4.24,{"v":100,"d":"100.00"},0,{"v":0,"d":"0.00"},0,{"v":267.3,"d":"267.30"},2.14,112,101919,{"$f":"'Bethel TMY 3'!$D$5","v":2019},"04","15","11","04/15/2019 11:00","2019-04-15T03:00:00",39.632]
["20150415:1300",{"v":4.2,"d":"4.20"},98.13,0,{"v":0,"d":"0.00"},0,{"v":279.4,"d":"279.40"},3.63,125,101906,{"$f":"'Bethel TMY 3'!$D$5","v":2019},"04","15","13","04/15/2019 13:00","2019-04-15T05:00:00",39.56]
["20150415:1700",4.83,69.74,275,189.02,190,{"v":294.4,"d":"294.40"},5.31,140,101809,{"$f":"'Bethel TMY 3'!$D$5","v":2019},"04","15","17","04/15/2019 17:00","2019-04-15T09:00:00",40.694]
["20150415:2000",5.63,58.39,500,{"v":263,"d":"263.00"},318,{"v":303.4,"d":"303.40"},5.99,147,101689,{"$f":"'Bethel TMY 3'!$D$5","v":2019},"04","15","20","04/15/2019 20:00","2019-04-15T12:00:00",42.134]
["20150415:2300",5.91,58.56,480,388.18,243,{"v":309.5,"d":"309.50"},5.85,149,101530,{"$f":"'Bethel TMY 3'!$D$5","v":2019},"04","15","23","04/15/2019 23:00","2019-04-15T15:00:00",42.638]
["20150416:0000",5.99,61.56,367,304.86,209,310.23,6.34,146,101523,{"$f":"'Bethel TMY 3'!$D$5","v":2019},"04","16","00","04/16/2019 00:00","2019-04-15T16:00:00",42.782]
["20150416:0300",6.23,68.98,28,{"v":0,"d":"0.00"},28,{"v":313.3,"d":"313.30"},7.77,139,101470,{"$f":"'Bethel TMY 3'!$D$5","v":2019},"04","16","03","04/16/2019 03:00","2019-04-15T19:00:00",43.214]
["20150416:0800",5.94,71.51,0,{"v":0,"d":"0.00"},0,{"v":316.7,"d":"316.70"},10.55,139,101360,{"$f":"'Bethel TMY 3'!$D$5","v":2019},"04","16","08","04/16/2019 08:00","2019-04-16",42.692]
["20150416:1100",5.59,83.96,0,{"v":0,"d":"0.00"},0,323.85,13.37,138,101390,{"$f":"'Bethel TMY 3'!$D$5","v":2019},"04","16","11","04/16/2019 11:00","2019-04-16T03:00:00",42.062]
["20150416:1400",6.19,99.18,0,{"v":0,"d":"0.00"},0,332.45,12.34,138,101460,{"$f":"'Bethel TMY 3'!$D$5","v":2019},"04","16","14","04/16/2019 14:00","2019-04-16T06:00:00",43.142]
["20150416:1800",5.85,96.98,132,{"v":0,"d":"0.00"},132,330.82,11.87,133,101453,{"$f":"'Bethel TMY 3'!$D$5","v":2019},"04","16","18","04/16/2019 18:00","2019-04-16T10:00:00",42.53]
["20150416:2100",5.64,{"v":95.3,"d":"95.30"},135,{"v":0,"d":"0.00"},135,329.82,{"v":11.4,"d":"11.40"},132,101360,{"$f":"'Bethel TMY 3'!$D$5","v":2019},"04","16","21","04/16/2019 21:00","2019-04-16T13:00:00",42.152]
["20150417:0000",5.63,98.75,209,24.89,196,332.58,{"v":10.5,"d":"10.50"},127,101220,{"$f":"'Bethel TMY 3'!$D$5","v":2019},"04","17","00","04/17/2019 00:00","2019-04-16T16:00:00",42.134]
["20150417:0100",5.78,98.01,189,69.91,161,333.02,{"v":10.2,"d":"10.20"},122,101160,{"$f":"'Bethel TMY 3'!$D$5","v":2019},"04","17","01","04/17/2019 01:00","2019-04-16T17:00:00",42.403999999999996]
["20150417:0500",6.18,{"v":100,"d":"100.00"},0,{"v":0,"d":"0.00"},0,337.95,11.14,126,100840,{"$f":"'Bethel TMY 3'!$D$5","v":2019},"04","17","05","04/17/2019 05:00","2019-04-16T21:00:00",43.124]
["20150417:0900",5.74,{"v":100,"d":"100.00"},0,{"v":0,"d":"0.00"},0,292.15,11.26,160,100920,{"$f":"'Bethel TMY 3'!$D$5","v":2019},"04","17","09","04/17/2019 09:00","2019-04-17T01:00:00",42.332]
["20150417:1200",5.53,{"v":100,"d":"100.00"},0,{"v":0,"d":"0.00"},0,{"v":276.6,"d":"276.60"},{"v":10.4,"d":"10.40"},158,101187,{"$f":"'Bethel TMY 3'!$D$5","v":2019},"04","17","12","04/17/2019 12:00","2019-04-17T04:00:00",41.954]
["20150417:1500",5.36,99.48,58,{"v":0,"d":"0.00"},58,281.38,11.39,147,101366,{"$f":"'Bethel TMY 3'!$D$5","v":2019},"04","17","15","04/17/2019 15:00","2019-04-17T07:00:00",41.648]
["20150417:1900",5.42,96.94,201,6.12,197,312.18,11.83,143,101346,{"$f":"'Bethel TMY 3'!$D$5","v":2019},"04","17","19","04/17/2019 19:00","2019-04-17T11:00:00",41.756]
["20150417:2200",5.42,97.91,245,14.64,235,{"v":309.9,"d":"309.90"},11.42,149,101257,{"$f":"'Bethel TMY 3'!$D$5","v":2019},"04","17","22","04/17/2019 22:00","2019-04-17T14:00:00",41.756]
["20150418:0200",5.49,{"v":100,"d":"100.00"},53,{"v":0,"d":"0.00"},53,310.95,9.56,175,101330,{"$f":"'Bethel TMY 3'!$D$5","v":2019},"04","18","02","04/18/2019 02:00","2019-04-17T18:00:00",41.882000000000005]
["20150418:0300",5.36,{"v":100,"d":"100.00"},17,{"v":0,"d":"0.00"},17,304.73,9.13,180,101410,{"$f":"'Bethel TMY 3'!$D$5","v":2019},"04","18","03","04/18/2019 03:00","2019-04-17T19:00:00",41.648]
["20150418:0600",4.93,{"v":100,"d":"100.00"},0,{"v":0,"d":"0.00"},0,289.73,8.22,186,101656,{"$f":"'Bethel TMY 3'!$D$5","v":2019},"04","18","06","04/18/2019 06:00","2019-04-17T22:00:00",40.874]
["20150418:1000",4.64,{"v":100,"d":"100.00"},0,{"v":0,"d":"0.00"},0,{"v":302.5,"d":"302.50"},7.92,168,101902,{"$f":"'Bethel TMY 3'!$D$5","v":2019},"04","18","10","04/18/2019 10:00","2019-04-18T02:00:00",40.352000000000004]
["20150418:1300",4.69,{"v":100,"d":"100.00"},0,{"v":0,"d":"0.00"},0,317.98,7.21,158,101886,{"$f":"'Bethel TMY 3'!$D$5","v":2019},"04","18","13","04/18/2019 13:00","2019-04-18T05:00:00",40.442]
["20150418:1600",4.89,{"v":100,"d":"100.00"},85,{"v":0,"d":"0.00"},85,306.92,6.75,166,101899,{"$f":"'Bethel TMY 3'!$D$5","v":2019},"04","18","16","04/18/2019 16:00","2019-04-18T08:00:00",40.802]
["20150418:2000",5.77,96.51,319,39.69,291,{"v":284.5,"d":"284.50"},6.12,176,102009,{"$f":"'Bethel TMY 3'!$D$5","v":2019},"04","18","20","04/18/2019 20:00","2019-04-18T12:00:00",42.385999999999996]
["20150418:2300",6.09,{"v":92.2,"d":"92.20"},493,396.56,246,285.55,5.81,173,102059,{"$f":"'Bethel TMY 3'!$D$5","v":2019},"04","18","23","04/18/2019 23:00","2019-04-18T15:00:00",42.962]
["20150419:0100",6.23,{"v":97.4,"d":"97.40"},157,19.58,149,290.75,5.52,154,102079,{"$f":"'Bethel TMY 3'!$D$5","v":2019},"04","19","01","04/19/2019 01:00","2019-04-18T17:00:00",43.214]
["20150419:0400",6.02,{"v":100,"d":"100.00"},0,{"v":0,"d":"0.00"},0,304.58,5.84,140,102122,{"$f":"'Bethel TMY 3'!$D$5","v":2019},"04","19","04","04/19/2019 04:00","2019-04-18T20:00:00",42.836]
["20150419:0700",5.64,{"v":100,"d":"100.00"},0,{"v":0,"d":"0.00"},0,{"v":319.2,"d":"319.20"},6.33,133,102099,{"$f":"'Bethel TMY 3'!$D$5","v":2019},"04","19","07","04/19/2019 07:00","2019-04-18T23:00:00",42.152]
["20150419:1100",5.77,{"v":100,"d":"100.00"},0,{"v":0,"d":"0.00"},0,335.75,6.34,122,101979,{"$f":"'Bethel TMY 3'!$D$5","v":2019},"04","19","11","04/19/2019 11:00","2019-04-19T03:00:00",42.385999999999996]
["20150419:1400",5.94,{"v":100,"d":"100.00"},0,{"v":0,"d":"0.00"},0,{"v":332.2,"d":"332.20"},5.97,110,101819,{"$f":"'Bethel TMY 3'!$D$5","v":2019},"04","19","14","04/19/2019 14:00","2019-04-19T06:00:00",42.692]
["20150419:1800",5.92,96.84,147,{"v":0,"d":"0.00"},147,335.45,5.38,101,101716,{"$f":"'Bethel TMY 3'!$D$5","v":2019},"04","19","18","04/19/2019 18:00","2019-04-19T10:00:00",42.656]
["20150419:2000",6.02,93.73,356,60.58,313,337.75,4.88,107,101649,{"$f":"'Bethel TMY 3'!$D$5","v":2019},"04","19","20","04/19/2019 20:00","2019-04-19T12:00:00",42.836]
["20150420:0100",6.32,97.87,146,9.69,142,331.07,{"v":3.9,"d":"3.90"},121,101553,{"$f":"'Bethel TMY 3'!$D$5","v":2019},"04","20","01","04/20/2019 01:00","2019-04-19T17:00:00",43.376000000000005]
["20150420:0200",6.47,{"v":100,"d":"100.00"},23,{"v":0,"d":"0.00"},23,328.35,3.71,123,101550,{"$f":"'Bethel TMY 3'!$D$5","v":2019},"04","20","02","04/20/2019 02:00","2019-04-19T18:00:00",43.646]
["20150420:0500",6.52,{"v":100,"d":"100.00"},0,{"v":0,"d":"0.00"},0,{"v":323.1,"d":"323.10"},3.16,132,101609,{"$f":"'Bethel TMY 3'!$D$5","v":2019},"04","20","05","04/20/2019 05:00","2019-04-19T21:00:00",43.736]
["20150420:0800",6.26,{"v":100,"d":"100.00"},0,{"v":0,"d":"0.00"},0,{"v":326.7,"d":"326.70"},2.63,138,101669,{"$f":"'Bethel TMY 3'!$D$5","v":2019},"04","20","08","04/20/2019 08:00","2019-04-20",43.268]
["20150420:1200",6.25,{"v":100,"d":"100.00"},0,{"v":0,"d":"0.00"},0,327.73,2.71,123,101659,{"$f":"'Bethel TMY 3'!$D$5","v":2019},"04","20","12","04/20/2019 12:00","2019-04-20T04:00:00",43.25]
["20150420:1500",6.42,{"v":100,"d":"100.00"},27,{"v":0,"d":"0.00"},27,336.15,3.51,121,101656,{"$f":"'Bethel TMY 3'!$D$5","v":2019},"04","20","15","04/20/2019 15:00","2019-04-20T07:00:00",43.556]
["20150420:1700",6.35,{"v":100,"d":"100.00"},91,{"v":0,"d":"0.00"},91,338.65,4.11,124,101609,{"$f":"'Bethel TMY 3'!$D$5","v":2019},"04","20","17","04/20/2019 17:00","2019-04-20T09:00:00",43.43]
["20150420:2300",5.82,{"v":100,"d":"100.00"},114,{"v":0,"d":"0.00"},114,341.05,3.72,171,101300,{"$f":"'Bethel TMY 3'!$D$5","v":2019},"04","20","23","04/20/2019 23:00","2019-04-20T15:00:00",42.476]
["20150421:0200",6.13,{"v":100,"d":"100.00"},59,{"v":0,"d":"0.00"},59,341.75,3.96,179,101190,{"$f":"'Bethel TMY 3'!$D$5","v":2019},"04","21","02","04/21/2019 02:00","2019-04-20T18:00:00",43.034]
["20150421:0300",6.14,{"v":100,"d":"100.00"},6,{"v":0,"d":"0.00"},6,339.35,4.36,187,101193,{"$f":"'Bethel TMY 3'!$D$5","v":2019},"04","21","03","04/21/2019 03:00","2019-04-20T19:00:00",43.052]
["20150421:0600",5.92,{"v":100,"d":"100.00"},0,{"v":0,"d":"0.00"},0,329.52,5.57,212,101203,{"$f":"'Bethel TMY 3'!$D$5","v":2019},"04","21","06","04/21/2019 06:00","2019-04-20T22:00:00",42.656]
["20150421:0900",5.16,{"v":100,"d":"100.00"},0,{"v":0,"d":"0.00"},0,312.72,6.47,228,101237,{"$f":"'Bethel TMY 3'!$D$5","v":2019},"04","21","09","04/21/2019 09:00","2019-04-21T01:00:00",41.288]
["20150421:1300",4.63,{"v":100,"d":"100.00"},0,{"v":0,"d":"0.00"},0,287.38,6.16,226,101383,{"$f":"'Bethel TMY 3'!$D$5","v":2019},"04","21","13","04/21/2019 13:00","2019-04-21T05:00:00",40.334]
["20150421:1800",4.57,96.47,180,3.39,178,270.23,6.52,216,101480,{"$f":"'Bethel TMY 3'!$D$5","v":2019},"04","21","18","04/21/2019 18:00","2019-04-21T10:00:00",40.226]
["20150421:2100",4.79,{"v":89.2,"d":"89.20"},120,{"v":0,"d":"0.00"},120,{"v":280.2,"d":"280.20"},6.13,224,101473,{"$f":"'Bethel TMY 3'!$D$5","v":2019},"04","21","21","04/21/2019 21:00","2019-04-21T13:00:00",40.622]
["20150422:0000",4.55,92.07,263,{"v":66.4,"d":"66.40"},227,284.25,5.57,236,101493,{"$f":"'Bethel TMY 3'!$D$5","v":2019},"04","22","00","04/22/2019 00:00","2019-04-21T16:00:00",40.19]
["20150422:0300",4.32,99.14,35,{"v":0,"d":"0.00"},35,287.08,4.83,244,101583,{"$f":"'Bethel TMY 3'!$D$5","v":2019},"04","22","03","04/22/2019 03:00","2019-04-21T19:00:00",39.776]
["20150422:0400",4.34,99.57,0,{"v":0,"d":"0.00"},0,289.02,4.58,247,101606,{"$f":"'Bethel TMY 3'!$D$5","v":2019},"04","22","04","04/22/2019 04:00","2019-04-21T20:00:00",39.812]
["20150422:0700",4.21,{"v":100,"d":"100.00"},0,{"v":0,"d":"0.00"},0,285.18,3.96,261,101656,{"$f":"'Bethel TMY 3'!$D$5","v":2019},"04","22","07","04/22/2019 07:00","2019-04-21T23:00:00",39.578]
["20150422:1100",4.27,{"v":100,"d":"100.00"},0,{"v":0,"d":"0.00"},0,288.85,4.57,306,101759,{"$f":"'Bethel TMY 3'!$D$5","v":2019},"04","22","11","04/22/2019 11:00","2019-04-22T03:00:00",39.686]
["20150422:1500",4.21,{"v":95.3,"d":"95.30"},68,{"v":0,"d":"0.00"},68,275.28,4.86,320,101896,{"$f":"'Bethel TMY 3'!$D$5","v":2019},"04","22","15","04/22/2019 15:00","2019-04-22T07:00:00",39.578]
["20150422:1800",5.17,77.35,454,{"v":361.7,"d":"361.70"},239,261.05,{"v":5.3,"d":"5.30"},326,101942,{"$f":"'Bethel TMY 3'!$D$5","v":2019},"04","22","18","04/22/2019 18:00","2019-04-22T10:00:00",41.306]
["20150422:2200",7.21,52.06,620,561.65,225,250.55,5.05,334,101916,{"$f":"'Bethel TMY 3'!$D$5","v":2019},"04","22","22","04/22/2019 22:00","2019-04-22T14:00:00",44.978]
["20150423:0100",7.75,50.44,394,690.15,101,249.43,4.69,338,102062,{"$f":"'Bethel TMY 3'!$D$5","v":2019},{"$f":"MID(A2707,5,2)","v":"04"},{"$f":"MID(A2707,7,2)","v":"23"},{"$f":"MID(A2707,10,2)","v":"01"},{"$f":"L2707&\"/\"&M2707&\"/\"&K2707&\" \"&N2707&\":00\"","v":"04/23/2019 01:00"},{"$f":"(DATEVALUE(O2707)+TIMEVALUE(O2707))+($P$16/24)","v":"2019-04-22T17:00:00"},{"$f":"((9/5)*B2707)+32","v":45.95}]
["20150423:0400",{"v":7.5,"d":"7.50"},61.03,0,{"v":0,"d":"0.00"},0,245.13,5.05,343,102245,{"$f":"'Bethel TMY 3'!$D$5","v":2019},"04","23","04","04/23/2019 04:00","2019-04-22T20:00:00",45.5]
["20150423:0500",7.34,65.71,0,{"v":0,"d":"0.00"},0,{"v":243.2,"d":"243.20"},{"v":5.3,"d":"5.30"},344,102299,{"$f":"'Bethel TMY 3'!$D$5","v":2019},"04","23","05","04/23/2019 05:00","2019-04-22T21:00:00",45.212]
["20150423:0800",6.31,84.51,0,{"v":0,"d":"0.00"},0,{"v":242,"d":"242.00"},4.48,351,102389,{"$f":"'Bethel TMY 3'!$D$5","v":2019},"04","23","08","04/23/2019 08:00","2019-04-23",43.358]
["20150423:1200",5.23,99.27,0,{"v":0,"d":"0.00"},0,238.77,2.93,351,102418,{"$f":"'Bethel TMY 3'!$D$5","v":2019},"04","23","12","04/23/2019 12:00","2019-04-23T04:00:00",41.414]
["20150423:1600",5.74,72.07,327,{"v":652.7,"d":"652.70"},93,236.73,2.85,315,102345,{"$f":"'Bethel TMY 3'!$D$5","v":2019},"04","23","16","04/23/2019 16:00","2019-04-23T08:00:00",42.332]
["20150423:1900",6.93,52.55,705,850.29,127,246.52,4.58,295,102229,{"$f":"'Bethel TMY 3'!$D$5","v":2019},"04","23","19","04/23/2019 19:00","2019-04-23T11:00:00",44.474000000000004]
["20150423:2300",7.45,48.17,654,{"v":826.6,"d":"826.60"},123,251.15,6.41,295,102009,{"$f":"'Bethel TMY 3'!$D$5","v":2019},"04","23","23","04/23/2019 23:00","2019-04-23T15:00:00",45.41]
["20150424:0200",7.21,59.05,242,{"v":554.6,"d":"554.60"},81,245.95,6.23,300,101959,{"$f":"'Bethel TMY 3'!$D$5","v":2019},"04","24","02","04/24/2019 02:00","2019-04-23T18:00:00",44.978]
["20150424:0500",6.14,82.85,0,{"v":0,"d":"0.00"},0,247.35,6.47,308,101999,{"$f":"'Bethel TMY 3'!$D$5","v":2019},"04","24","05","04/24/2019 05:00","2019-04-23T21:00:00",43.052]
["20150424:0600",5.78,88.57,0,{"v":0,"d":"0.00"},0,249.15,6.45,308,102006,{"$f":"'Bethel TMY 3'!$D$5","v":2019},"04","24","06","04/24/2019 06:00","2019-04-23T22:00:00",42.403999999999996]
["20150424:0900",4.81,{"v":100,"d":"100.00"},0,{"v":0,"d":"0.00"},0,258.32,6.56,309,102032,{"$f":"'Bethel TMY 3'!$D$5","v":2019},"04","24","09","04/24/2019 09:00","2019-04-24T01:00:00",40.658]
["20150424:1400",3.97,{"v":100,"d":"100.00"},26,{"v":0,"d":"0.00"},26,{"v":270.9,"d":"270.90"},7.34,309,101979,{"$f":"'Bethel TMY 3'!$D$5","v":2019},"04","24","14","04/24/2019 14:00","2019-04-24T06:00:00",39.146]
["20150424:1700",4.22,82.31,214,38.47,195,300.05,8.51,305,101969,{"$f":"'Bethel TMY 3'!$D$5","v":2019},"04","24","17","04/24/2019 17:00","2019-04-24T09:00:00",39.596000000000004]
["20150424:2000",5.33,70.86,412,{"v":97.2,"d":"97.20"},341,{"v":298.5,"d":"298.50"},8.88,299,101879,{"$f":"'Bethel TMY 3'!$D$5","v":2019},"04","24","20","04/24/2019 20:00","2019-04-24T12:00:00",41.594]
["20150425:0000",5.83,{"v":81,"d":"81.00"},284,{"v":83.1,"d":"83.10"},238,279.93,9.48,300,101856,{"$f":"'Bethel TMY 3'!$D$5","v":2019},"04","25","00","04/25/2019 00:00","2019-04-24T16:00:00",42.494]
["20150425:0300",{"v":6,"d":"6.00"},90.05,67,100.67,52,292.47,8.61,304,101952,{"$f":"'Bethel TMY 3'!$D$5","v":2019},"04","25","03","04/25/2019 03:00","2019-04-24T19:00:00",42.8]
["20150425:0400",5.93,94.96,0,{"v":0,"d":"0.00"},0,299.63,8.34,305,101996,{"$f":"'Bethel TMY 3'!$D$5","v":2019},"04","25","04","04/25/2019 04:00","2019-04-24T20:00:00",42.674]
["20150425:1000",5.33,{"v":100,"d":"100.00"},0,{"v":0,"d":"0.00"},0,297.82,6.23,310,102229,{"$f":"'Bethel TMY 3'!$D$5","v":2019},"04","25","10","04/25/2019 10:00","2019-04-25T02:00:00",41.594]
["20150425:1100",5.27,{"v":100,"d":"100.00"},0,{"v":0,"d":"0.00"},0,{"v":302.3,"d":"302.30"},5.94,311,102259,{"$f":"'Bethel TMY 3'!$D$5","v":2019},"04","25","11","04/25/2019 11:00","2019-04-25T03:00:00",41.486]
["20150425:1500",{"v":5.1,"d":"5.10"},90.18,31,{"v":0,"d":"0.00"},31,{"v":303.2,"d":"303.20"},5.92,320,102389,{"$f":"'Bethel TMY 3'!$D$5","v":2019},"04","25","15","04/25/2019 15:00","2019-04-25T07:00:00",41.18]
["20150425:1800",5.75,71.38,518,543.15,188,300.62,6.03,317,102435,{"$f":"'Bethel TMY 3'!$D$5","v":2019},"04","25","18","04/25/2019 18:00","2019-04-25T10:00:00",42.35]
["20150425:2100",6.63,{"v":59.9,"d":"59.90"},640,507.09,263,282.58,{"v":6.5,"d":"6.50"},309,102442,{"$f":"'Bethel TMY 3'!$D$5","v":2019},"04","25","21","04/25/2019 21:00","2019-04-25T13:00:00",43.934]
["20150426:0100",7.28,61.81,396,676.55,101,265.15,6.98,304,102468,{"$f":"'Bethel TMY 3'!$D$5","v":2019},"04","26","01","04/26/2019 01:00","2019-04-25T17:00:00",45.104]
["20150426:0400",6.75,75.91,0,{"v":0,"d":"0.00"},0,255.63,7.38,307,102608,{"$f":"'Bethel TMY 3'!$D$5","v":2019},"04","26","04","04/26/2019 04:00","2019-04-25T20:00:00",44.15]
["20150426:0700",5.77,93.88,0,{"v":0,"d":"0.00"},0,249.87,7.08,313,102741,{"$f":"'Bethel TMY 3'!$D$5","v":2019},"04","26","07","04/26/2019 07:00","2019-04-25T23:00:00",42.385999999999996]
["20150426:0900",5.32,{"v":100,"d":"100.00"},0,{"v":0,"d":"0.00"},0,249.83,6.63,317,102801,{"$f":"'Bethel TMY 3'!$D$5","v":2019},"04","26","09","04/26/2019 09:00","2019-04-26T01:00:00",41.576]
["20150426:1200",5.07,99.78,0,{"v":0,"d":"0.00"},0,252.75,6.31,321,102868,{"$f":"'Bethel TMY 3'!$D$5","v":2019},"04","26","12","04/26/2019 12:00","2019-04-26T04:00:00",41.126000000000005]
["20150426:1600",5.91,78.03,335,{"v":646.5,"d":"646.50"},94,255.55,6.13,325,102868,{"$f":"'Bethel TMY 3'!$D$5","v":2019},"04","26","16","04/26/2019 16:00","2019-04-26T08:00:00",42.638]
["20150426:1900",7.21,56.42,708,{"v":839.5,"d":"839.50"},127,254.37,5.81,321,102801,{"$f":"'Bethel TMY 3'!$D$5","v":2019},"04","26","19","04/26/2019 19:00","2019-04-26T11:00:00",44.978]
["20150426:2300",8.48,{"v":46,"d":"46.00"},663,824.81,124,253.95,5.72,314,102698,{"$f":"'Bethel TMY 3'!$D$5","v":2019},"04","26","23","04/26/2019 23:00","2019-04-26T15:00:00",47.264]
["20150427:0200",{"v":9.1,"d":"9.10"},53.96,235,539.53,72,251.85,{"v":5.3,"d":"5.30"},328,102708,{"$f":"'Bethel TMY 3'!$D$5","v":2019},"04","27","02","04/27/2019 02:00","2019-04-26T18:00:00",48.379999999999995]
["20150427:0400",8.71,{"v":66.1,"d":"66.10"},0,{"v":0,"d":"0.00"},0,254.98,5.66,333,102761,{"$f":"'Bethel TMY 3'!$D$5","v":2019},"04","27","04","04/27/2019 04:00","2019-04-26T20:00:00",47.678000000000004]
["20150427:0700",7.81,{"v":86.1,"d":"86.10"},0,{"v":0,"d":"0.00"},0,256.65,5.69,344,102788,{"$f":"'Bethel TMY 3'!$D$5","v":2019},"04","27","07","04/27/2019 07:00","2019-04-26T23:00:00",46.058]
["20150427:1000",6.93,97.69,0,{"v":0,"d":"0.00"},0,255.33,5.12,358,102788,{"$f":"'Bethel TMY 3'!$D$5","v":2019},"04","27","10","04/27/2019 10:00","2019-04-27T02:00:00",44.474000000000004]
["20150427:1300",{"v":6.4,"d":"6.40"},89.79,0,{"v":0,"d":"0.00"},0,250.02,4.63,13,102708,{"$f":"'Bethel TMY 3'!$D$5","v":2019},"04","27","13","04/27/2019 13:00","2019-04-27T05:00:00",43.52]
["20150427:1700",7.92,59.37,491,749.13,111,245.55,4.08,10,102628,{"$f":"'Bethel TMY 3'!$D$5","v":2019},"04","27","17","04/27/2019 17:00","2019-04-27T09:00:00",46.256]
["20150427:2000",9.75,42.85,771,861.14,132,248.75,4.36,354,102508,{"$f":"'Bethel TMY 3'!$D$5","v":2019},"04","27","20","04/27/2019 20:00","2019-04-27T12:00:00",49.55]
["20150428:0100",10.36,46.41,412,696.74,103,254.42,4.71,360,102352,{"$f":"'Bethel TMY 3'!$D$5","v":2019},"04","28","01","04/28/2019 01:00","2019-04-27T17:00:00",50.647999999999996]
["20150428:0400",9.68,62.53,10,{"v":0,"d":"0.00"},10,258.25,4.87,7,102402,{"$f":"'Bethel TMY 3'!$D$5","v":2019},"04","28","04","04/28/2019 04:00","2019-04-27T20:00:00",49.424]
["20150428:0700",8.49,76.79,0,{"v":0,"d":"0.00"},0,259.68,5.01,37,102505,{"$f":"'Bethel TMY 3'!$D$5","v":2019},"04","28","07","04/28/2019 07:00","2019-04-27T23:00:00",47.282]
["20150428:0800",8.08,80.73,0,{"v":0,"d":"0.00"},0,{"v":259.6,"d":"259.60"},5.01,51,102538,{"$f":"'Bethel TMY 3'!$D$5","v":2019},"04","28","08","04/28/2019 08:00","2019-04-28",46.544]
["20150428:1100",7.96,80.01,0,{"v":0,"d":"0.00"},0,{"v":254.4,"d":"254.40"},5.74,75,102758,{"$f":"'Bethel TMY 3'!$D$5","v":2019},"04","28","11","04/28/2019 11:00","2019-04-28T03:00:00",46.328]
["20150428:1400",8.65,66.16,61,{"v":241.7,"d":"241.70"},38,{"v":247.9,"d":"247.90"},6.11,72,102858,{"$f":"'Bethel TMY 3'!$D$5","v":2019},"04","28","14","04/28/2019 14:00","2019-04-28T06:00:00",47.57]
["20150428:1800",9.57,44.37,635,825.79,123,239.78,5.93,63,102881,{"$f":"'Bethel TMY 3'!$D$5","v":2019},"04","28","18","04/28/2019 18:00","2019-04-28T10:00:00",49.226]
["20150428:2200",9.72,38.09,761,867.08,132,242.45,4.99,53,102795,{"$f":"'Bethel TMY 3'!$D$5","v":2019},"04","28","22","04/28/2019 22:00","2019-04-28T14:00:00",49.496]
["20150429:0200",10.59,46.26,269,{"v":590.7,"d":"590.70"},86,{"v":250.9,"d":"250.90"},3.79,40,102658,{"$f":"'Bethel TMY 3'!$D$5","v":2019},"04","29","02","04/29/2019 02:00","2019-04-28T18:00:00",51.062]
["20150429:0500",9.09,68.96,0,{"v":0,"d":"0.00"},0,{"v":255.5,"d":"255.50"},4.59,39,102738,{"$f":"'Bethel TMY 3'!$D$5","v":2019},"04","29","05","04/29/2019 05:00","2019-04-28T21:00:00",48.362]
["20150429:0800",7.99,90.22,0,{"v":0,"d":"0.00"},0,256.55,4.91,55,102808,{"$f":"'Bethel TMY 3'!$D$5","v":2019},"04","29","08","04/29/2019 08:00","2019-04-29",46.382000000000005]
["20150429:0900",7.88,92.17,0,{"v":0,"d":"0.00"},0,255.52,4.94,58,102815,{"$f":"'Bethel TMY 3'!$D$5","v":2019},"04","29","09","04/29/2019 09:00","2019-04-29T01:00:00",46.184]
["20150429:1200",7.68,92.63,0,{"v":0,"d":"0.00"},0,252.37,4.91,63,102835,{"$f":"'Bethel TMY 3'!$D$5","v":2019},"04","29","12","04/29/2019 12:00","2019-04-29T04:00:00",45.824]
["20150429:1600",9.03,63.36,361,680.82,98,{"v":246.9,"d":"246.90"},4.22,63,102841,{"$f":"'Bethel TMY 3'!$D$5","v":2019},"04","29","16","04/29/2019 16:00","2019-04-29T08:00:00",48.254]
["20150429:1900",{"v":10.4,"d":"10.40"},40.79,737,862.59,130,245.82,3.66,65,102771,{"$f":"'Bethel TMY 3'!$D$5","v":2019},"04","29","19","04/29/2019 19:00","2019-04-29T11:00:00",50.72]
["20150429:2300",{"v":11.4,"d":"11.40"},29.37,686,841.75,127,250.05,2.76,58,102638,{"$f":"'Bethel TMY 3'!$D$5","v":2019},"04","29","23","04/29/2019 23:00","2019-04-29T15:00:00",52.519999999999996]
["20150430:0300",11.59,43.22,124,383.98,59,254.33,2.08,19,102555,{"$f":"'Bethel TMY 3'!$D$5","v":2019},"04","30","03","04/30/2019 03:00","2019-04-29T19:00:00",52.862]
["20150430:0600",8.92,78.96,0,{"v":0,"d":"0.00"},0,257.32,3.54,24,102588,{"$f":"'Bethel TMY 3'!$D$5","v":2019},"04","30","06","04/30/2019 06:00","2019-04-29T22:00:00",48.056]
["20150430:0900",7.86,98.75,0,{"v":0,"d":"0.00"},0,257.22,4.16,45,102625,{"$f":"'Bethel TMY 3'!$D$5","v":2019},"04","30","09","04/30/2019 09:00","2019-04-30T01:00:00",46.148]
["20150430:1000",{"v":7.8,"d":"7.80"},99.38,0,{"v":0,"d":"0.00"},0,256.68,4.32,51,102622,{"$f":"'Bethel TMY 3'!$D$5","v":2019},"04","30","10","04/30/2019 10:00","2019-04-30T02:00:00",46.04]
["20150430:1300",{"v":7.7,"d":"7.70"},89.85,0,{"v":0,"d":"0.00"},0,253.72,4.27,62,102638,{"$f":"'Bethel TMY 3'!$D$5","v":2019},"04","30","13","04/30/2019 13:00","2019-04-30T05:00:00",45.86]
["20150430:1600",11.78,31.95,357,665.57,97,250.21,1.95,68,102635,{"$f":"'Bethel TMY 3'!$D$5","v":2019},"04","30","16","04/30/2019 16:00","2019-04-30T08:00:00",53.204]
["20150430:2100",11.59,42.21,792,865.44,133,254.93,2.36,52,102462,{"$f":"'Bethel TMY 3'!$D$5","v":2019},"04","30","21","04/30/2019 21:00","2019-04-30T13:00:00",52.862]
["20100501:0000",11.47,48.37,567,780.94,118,257.75,{"v":2.6,"d":"2.60"},1,102339,{"$f":"'Bethel TMY 3'!$D$5","v":2019},"05","01","00","05/01/2019 00:00","2019-04-30T16:00:00",52.646]
["20100501:0400",11.32,56.58,15,{"v":0,"d":"0.00"},15,261.53,2.93,343,102252,{"$f":"'Bethel TMY 3'!$D$5","v":2019},"05","01","04","05/01/2019 04:00","2019-04-30T20:00:00",52.376000000000005]
["20100501:0700",11.21,62.74,0,{"v":0,"d":"0.00"},0,264.36,3.17,16,102199,{"$f":"'Bethel TMY 3'!$D$5","v":2019},"05","01","07","05/01/2019 07:00","2019-04-30T23:00:00",52.178]
["20100501:0800",8.93,92.53,0,{"v":0,"d":"0.00"},0,{"v":265.9,"d":"265.90"},4.21,28,102179,{"$f":"'Bethel TMY 3'!$D$5","v":2019},"05","01","08","05/01/2019 08:00","2019-05-01",48.074]
["20100501:1100",8.55,{"v":100,"d":"100.00"},0,{"v":0,"d":"0.00"},0,266.45,4.72,54,102079,{"$f":"'Bethel TMY 3'!$D$5","v":2019},"05","01","11","05/01/2019 11:00","2019-05-01T03:00:00",47.39]
["20100501:1700",10.03,{"v":50.8,"d":"50.80"},507,753.97,112,{"v":261.6,"d":"261.60"},5.02,81,101869,{"$f":"'Bethel TMY 3'!$D$5","v":2019},"05","01","17","05/01/2019 17:00","2019-05-01T09:00:00",50.054]
["20100501:1900",10.71,41.94,729,843.82,129,{"v":264.7,"d":"264.70"},{"v":4.7,"d":"4.70"},88,101749,{"$f":"'Bethel TMY 3'!$D$5","v":2019},"05","01","19","05/01/2019 19:00","2019-05-01T11:00:00",51.278000000000006]
["20100501:2200",11.12,36.09,757,850.91,131,267.95,4.22,93,101576,{"$f":"'Bethel TMY 3'!$D$5","v":2019},"05","01","22","05/01/2019 22:00","2019-05-01T14:00:00",52.016]
["20100502:0100",11.85,{"v":42.4,"d":"42.40"},427,703.24,105,{"v":268.3,"d":"268.30"},3.71,70,101340,{"$f":"'Bethel TMY 3'!$D$5","v":2019},"05","02","01","05/02/2019 01:00","2019-05-01T17:00:00",53.33]
["20100502:0500",10.98,61.33,0,{"v":0,"d":"0.00"},0,{"v":272.7,"d":"272.70"},5.39,52,101090,{"$f":"'Bethel TMY 3'!$D$5","v":2019},"05","02","05","05/02/2019 05:00","2019-05-01T21:00:00",51.764]
["20100502:0800",11.37,67.67,0,{"v":0,"d":"0.00"},0,273.85,6.76,66,100920,{"$f":"'Bethel TMY 3'!$D$5","v":2019},"05","02","08","05/02/2019 08:00","2019-05-02",52.465999999999994]
["20100502:0900",11.54,66.29,0,{"v":0,"d":"0.00"},0,273.18,7.04,70,100860,{"$f":"'Bethel TMY 3'!$D$5","v":2019},"05","02","09","05/02/2019 09:00","2019-05-02T01:00:00",52.772]
["20100502:1400",12.22,55.37,75,271.92,44,{"v":268,"d":"268.00"},8.01,82,100521,{"$f":"'Bethel TMY 3'!$D$5","v":2019},"05","02","14","05/02/2019 14:00","2019-05-02T06:00:00",53.996]
["20100502:1600",12.97,46.98,368,676.59,98,271.37,{"v":8,"d":"8.00"},87,100401,{"$f":"'Bethel TMY 3'!$D$5","v":2019},"05","02","16","05/02/2019 16:00","2019-05-02T08:00:00",55.346000000000004]
["20100502:2000",{"v":13.7,"d":"13.70"},38.28,788,861.97,133,279.85,7.13,108,100201,{"$f":"'Bethel TMY 3'!$D$5","v":2019},"05","02","20","05/02/2019 20:00","2019-05-02T12:00:00",56.66]
["20100502:2300",12.82,35.66,680,823.16,125,{"v":294.3,"d":"294.30"},{"v":6.3,"d":"6.30"},159,100041,{"$f":"'Bethel TMY 3'!$D$5","v":2019},"05","02","23","05/02/2019 23:00","2019-05-02T15:00:00",55.076]
["20100503:0200",11.07,48.26,195,224.83,122,308.05,6.22,184,100021,{"$f":"'Bethel TMY 3'!$D$5","v":2019},"05","03","02","05/03/2019 02:00","2019-05-02T18:00:00",51.926]
["20100503:0600",{"v":9.9,"d":"9.90"},77.14,0,{"v":0,"d":"0.00"},0,333.37,4.63,157,100161,{"$f":"'Bethel TMY 3'!$D$5","v":2019},"05","03","06","05/03/2019 06:00","2019-05-02T22:00:00",49.82]
["20100503:0900",9.47,91.03,0,{"v":0,"d":"0.00"},0,{"v":345.1,"d":"345.10"},4.37,159,100224,{"$f":"'Bethel TMY 3'!$D$5","v":2019},"05","03","09","05/03/2019 09:00","2019-05-03T01:00:00",49.04600000000001]
["20100503:1100",9.25,98.04,0,{"v":0,"d":"0.00"},0,{"v":345.1,"d":"345.10"},4.59,167,100271,{"$f":"'Bethel TMY 3'!$D$5","v":2019},"05","03","11","05/03/2019 11:00","2019-05-03T03:00:00",48.650000000000006]
["20100503:1400",8.09,{"v":100,"d":"100.00"},7,{"v":0,"d":"0.00"},7,336.45,7.88,167,100611,{"$f":"'Bethel TMY 3'!$D$5","v":2019},"05","03","14","05/03/2019 14:00","2019-05-03T06:00:00",46.562]
["20100503:1700",7.44,{"v":100,"d":"100.00"},329,180.55,233,334.45,8.52,161,100860,{"$f":"'Bethel TMY 3'!$D$5","v":2019},{"$f":"MID(A2963,5,2)","v":"05"},{"$f":"MID(A2963,7,2)","v":"03"},{"$f":"MID(A2963,10,2)","v":"17"},{"$f":"L2963&\"/\"&M2963&\"/\"&K2963&\" \"&N2963&\":00\"","v":"05/03/2019 17:00"},{"$f":"(DATEVALUE(O2963)+TIMEVALUE(O2963))+($P$16/24)","v":"2019-05-03T09:00:00"},{"$f":"((9/5)*B2963)+32","v":45.392}]
["20100503:2100",7.74,{"v":92.4,"d":"92.40"},524,197.03,372,{"v":300.3,"d":"300.30"},6.76,157,101000,{"$f":"'Bethel TMY 3'!$D$5","v":2019},"05","03","21","05/03/2019 21:00","2019-05-03T13:00:00",45.932]
["20100504:0000",8.06,91.85,402,256.41,252,283.82,5.43,148,100997,{"$f":"'Bethel TMY 3'!$D$5","v":2019},"05","04","00","05/04/2019 00:00","2019-05-03T16:00:00",46.508]
["20100504:0400",{"v":8.4,"d":"8.40"},98.27,4,{"v":0,"d":"0.00"},4,273.45,4.98,129,100957,{"$f":"'Bethel TMY 3'!$D$5","v":2019},"05","04","04","05/04/2019 04:00","2019-05-03T20:00:00",47.120000000000005]
["20100504:0700",8.18,{"v":100,"d":"100.00"},0,{"v":0,"d":"0.00"},0,278.28,{"v":5.4,"d":"5.40"},122,100887,{"$f":"'Bethel TMY 3'!$D$5","v":2019},"05","04","07","05/04/2019 07:00","2019-05-03T23:00:00",46.724000000000004]
["20100504:0800",8.08,{"v":100,"d":"100.00"},0,{"v":0,"d":"0.00"},0,{"v":281.6,"d":"281.60"},5.56,120,100860,{"$f":"'Bethel TMY 3'!$D$5","v":2019},"05","04","08","05/04/2019 08:00","2019-05-04",46.544]
["20100504:1200",7.94,{"v":100,"d":"100.00"},0,{"v":0,"d":"0.00"},0,299.13,6.57,91,100614,{"$f":"'Bethel TMY 3'!$D$5","v":2019},"05","04","12","05/04/2019 12:00","2019-05-04T04:00:00",46.292]
["20100504:1500",8.09,92.48,175,277.77,101,317.78,{"v":7.7,"d":"7.70"},87,100361,{"$f":"'Bethel TMY 3'!$D$5","v":2019},"05","04","15","05/04/2019 15:00","2019-05-04T07:00:00",46.562]
["20100504:1800",8.67,{"v":70.7,"d":"70.70"},520,424.77,247,333.75,7.96,96,100115,{"$f":"'Bethel TMY 3'!$D$5","v":2019},"05","04","18","05/04/2019 18:00","2019-05-04T10:00:00",47.606]
["20100504:2200",8.31,59.49,564,301.85,339,340.48,7.15,109,99775,{"$f":"'Bethel TMY 3'!$D$5","v":2019},"05","04","22","05/04/2019 22:00","2019-05-04T14:00:00",46.958]
["20100505:0100",8.62,66.67,152,4.27,150,343.28,5.47,104,99565,{"$f":"'Bethel TMY 3'!$D$5","v":2019},"05","05","01","05/05/2019 01:00","2019-05-04T17:00:00",47.516]
["20100505:0500",9.34,81.36,0,{"v":0,"d":"0.00"},0,{"v":341.5,"d":"341.50"},2.76,58,99302,{"$f":"'Bethel TMY 3'!$D$5","v":2019},"05","05","05","05/05/2019 05:00","2019-05-04T21:00:00",48.812]
["20100505:0900",9.24,90.35,0,{"v":0,"d":"0.00"},0,307.63,{"v":6,"d":"6.00"},13,98933,{"$f":"'Bethel TMY 3'!$D$5","v":2019},"05","05","09","05/05/2019 09:00","2019-05-05T01:00:00",48.632000000000005]
["20100505:1200",9.23,82.95,0,{"v":0,"d":"0.00"},0,302.93,6.06,24,98836,{"$f":"'Bethel TMY 3'!$D$5","v":2019},"05","05","12","05/05/2019 12:00","2019-05-05T04:00:00",48.614000000000004]
["20100505:1300",8.95,79.78,0,{"v":0,"d":"0.00"},0,305.37,5.49,27,98879,{"$f":"'Bethel TMY 3'!$D$5","v":2019},"05","05","13","05/05/2019 13:00","2019-05-05T05:00:00",48.11]
["20100505:1600",9.15,61.43,304,{"v":399,"d":"399.00"},140,{"v":309.1,"d":"309.10"},3.71,47,98923,{"$f":"'Bethel TMY 3'!$D$5","v":2019},"05","05","16","05/05/2019 16:00","2019-05-05T08:00:00",48.47]
["20100505:1900",10.09,46.06,575,{"v":365.6,"d":"365.60"},310,314.95,3.25,130,98956,{"$f":"'Bethel TMY 3'!$D$5","v":2019},"05","05","19","05/05/2019 19:00","2019-05-05T11:00:00",50.162]
["20100505:2300",9.74,46.23,452,193.02,320,{"v":318.2,"d":"318.20"},5.37,185,99122,{"$f":"'Bethel TMY 3'!$D$5","v":2019},"05","05","23","05/05/2019 23:00","2019-05-05T15:00:00",49.532]
["20100506:0200",8.91,62.71,170,110.31,133,332.45,3.79,202,99552,{"$f":"'Bethel TMY 3'!$D$5","v":2019},"05","06","02","05/06/2019 02:00","2019-05-05T18:00:00",48.038]
["20100506:0600",8.18,84.98,0,{"v":0,"d":"0.00"},0,{"v":332.8,"d":"332.80"},4.97,190,99995,{"$f":"'Bethel TMY 3'!$D$5","v":2019},"05","06","06","05/06/2019 06:00","2019-05-05T22:00:00",46.724000000000004]
["20100506:1000",7.52,99.38,0,{"v":0,"d":"0.00"},0,{"v":320.8,"d":"320.80"},6.35,182,100368,{"$f":"'Bethel TMY 3'!$D$5","v":2019},"05","06","10","05/06/2019 10:00","2019-05-06T02:00:00",45.536]
["20100506:1300",7.37,{"v":100,"d":"100.00"},0,{"v":0,"d":"0.00"},0,313.02,5.97,171,100624,{"$f":"'Bethel TMY 3'!$D$5","v":2019},"05","06","13","05/06/2019 13:00","2019-05-06T05:00:00",45.266]
["20100506:1400",7.33,{"v":100,"d":"100.00"},3,{"v":0,"d":"0.00"},3,{"v":312.1,"d":"312.10"},5.64,166,100711,{"$f":"'Bethel TMY 3'!$D$5","v":2019},"05","06","14","05/06/2019 14:00","2019-05-06T06:00:00",45.194]
["20100506:1700",7.27,97.68,128,{"v":0,"d":"0.00"},128,{"v":306.4,"d":"306.40"},4.79,152,100870,{"$f":"'Bethel TMY 3'!$D$5","v":2019},"05","06","17","05/06/2019 17:00","2019-05-06T09:00:00",45.086]
["20100506:2100",7.49,84.04,616,345.77,346,289.08,2.53,144,100887,{"$f":"'Bethel TMY 3'!$D$5","v":2019},"05","06","21","05/06/2019 21:00","2019-05-06T13:00:00",45.482]
["20100507:0000",7.97,74.01,576,770.24,118,282.33,1.03,91,100894,{"$f":"'Bethel TMY 3'!$D$5","v":2019},"05","07","00","05/07/2019 00:00","2019-05-06T16:00:00",46.346000000000004]
["20100507:0300",8.54,76.06,117,275.49,63,{"v":275.8,"d":"275.80"},1.62,338,100984,{"$f":"'Bethel TMY 3'!$D$5","v":2019},"05","07","03","05/07/2019 03:00","2019-05-06T19:00:00",47.372]
["20100507:0800",7.56,{"v":100,"d":"100.00"},0,{"v":0,"d":"0.00"},0,260.45,{"v":3.7,"d":"3.70"},326,101130,{"$f":"'Bethel TMY 3'!$D$5","v":2019},"05","07","08","05/07/2019 08:00","2019-05-07",45.608]
["20100507:1100",7.15,{"v":100,"d":"100.00"},0,{"v":0,"d":"0.00"},0,{"v":264.5,"d":"264.50"},3.68,322,101270,{"$f":"'Bethel TMY 3'!$D$5","v":2019},"05","07","11","05/07/2019 11:00","2019-05-07T03:00:00",44.870000000000005]
["20100507:1400",7.04,98.62,68,125.38,51,{"v":269,"d":"269.00"},2.79,307,101530,{"$f":"'Bethel TMY 3'!$D$5","v":2019},"05","07","14","05/07/2019 14:00","2019-05-07T06:00:00",44.672]
["20100507:1500",7.21,92.46,192,380.64,86,272.27,{"v":2.6,"d":"2.60"},301,101576,{"$f":"'Bethel TMY 3'!$D$5","v":2019},"05","07","15","05/07/2019 15:00","2019-05-07T07:00:00",44.978]
["20100507:1800",7.68,75.12,506,367.58,266,279.85,2.51,280,101709,{"$f":"'Bethel TMY 3'!$D$5","v":2019},"05","07","18","05/07/2019 18:00","2019-05-07T10:00:00",45.824]
["20100507:2200",{"v":8,"d":"8.00"},63.65,765,838.88,132,293.92,3.24,253,101869,{"$f":"'Bethel TMY 3'!$D$5","v":2019},"05","07","22","05/07/2019 22:00","2019-05-07T14:00:00",46.4]
["20100508:0000",8.07,66.53,576,764.57,119,{"v":295.9,"d":"295.90"},3.14,251,101982,{"$f":"'Bethel TMY 3'!$D$5","v":2019},"05","08","00","05/08/2019 00:00","2019-05-07T16:00:00",46.526]
["20100508:0500",7.82,88.03,0,{"v":0,"d":"0.00"},0,276.75,1.78,253,102279,{"$f":"'Bethel TMY 3'!$D$5","v":2019},"05","08","05","05/08/2019 05:00","2019-05-07T21:00:00",46.076]
["20100508:0900",7.37,{"v":100,"d":"100.00"},0,{"v":0,"d":"0.00"},0,296.52,{"v":1.5,"d":"1.50"},224,102475,{"$f":"'Bethel TMY 3'!$D$5","v":2019},"05","08","09","05/08/2019 09:00","2019-05-08T01:00:00",45.266]
["20100508:1200",7.32,99.55,0,{"v":0,"d":"0.00"},0,317.57,1.43,193,102592,{"$f":"'Bethel TMY 3'!$D$5","v":2019},"05","08","12","05/08/2019 12:00","2019-05-08T04:00:00",45.176]
["20100508:1300",7.36,99.11,0,{"v":0,"d":"0.00"},0,322.38,{"v":1.5,"d":"1.50"},184,102635,{"$f":"'Bethel TMY 3'!$D$5","v":2019},"05","08","13","05/08/2019 13:00","2019-05-08T05:00:00",45.248000000000005]
["20100508:1600",7.11,91.68,168,26.06,157,322.53,2.23,185,102698,{"$f":"'Bethel TMY 3'!$D$5","v":2019},"05","08","16","05/08/2019 16:00","2019-05-08T08:00:00",44.798]
["20100508:1900",7.03,84.66,185,4.09,182,314.37,2.94,213,102735,{"$f":"'Bethel TMY 3'!$D$5","v":2019},"05","08","19","05/08/2019 19:00","2019-05-08T11:00:00",44.653999999999996]
["20100509:0100",{"v":7.5,"d":"7.50"},79.15,446,702.24,108,292.53,2.86,245,102735,{"$f":"'Bethel TMY 3'!$D$5","v":2019},{"$f":"MID(A3091,5,2)","v":"05"},{"$f":"MID(A3091,7,2)","v":"09"},{"$f":"MID(A3091,10,2)","v":"01"},{"$f":"L3091&\"/\"&M3091&\"/\"&K3091&\" \"&N3091&\":00\"","v":"05/09/2019 01:00"},{"$f":"(DATEVALUE(O3091)+TIMEVALUE(O3091))+($P$16/24)","v":"2019-05-08T17:00:00"},{"$f":"((9/5)*B3091)+32","v":45.5}]
["20100509:0300",7.65,84.31,117,241.07,68,290.25,{"v":2.3,"d":"2.30"},257,102765,{"$f":"'Bethel TMY 3'!$D$5","v":2019},"05","09","03","05/09/2019 03:00","2019-05-08T19:00:00",45.77]
["20100509:0600",{"v":7.5,"d":"7.50"},93.55,0,{"v":0,"d":"0.00"},0,{"v":289.3,"d":"289.30"},1.39,282,102798,{"$f":"'Bethel TMY 3'!$D$5","v":2019},"05","09","06","05/09/2019 06:00","2019-05-08T22:00:00",45.5]
["20100509:1000",7.28,99.02,0,{"v":0,"d":"0.00"},0,293.57,0.86,268,102818,{"$f":"'Bethel TMY 3'!$D$5","v":2019},"05","09","10","05/09/2019 10:00","2019-05-09T02:00:00",45.104]
["20100509:1300",{"v":7,"d":"7.00"},96.03,0,{"v":0,"d":"0.00"},0,291.88,0.87,257,102815,{"$f":"'Bethel TMY 3'!$D$5","v":2019},"05","09","13","05/09/2019 13:00","2019-05-09T05:00:00",44.6]
["20100509:1400",6.88,94.04,11,{"v":0,"d":"0.00"},11,{"v":290.2,"d":"290.20"},0.88,256,102808,{"$f":"'Bethel TMY 3'!$D$5","v":2019},"05","09","14","05/09/2019 14:00","2019-05-09T06:00:00",44.384]
["20100509:1800",6.98,79.02,326,62.19,285,279.52,0.53,230,102691,{"$f":"'Bethel TMY 3'!$D$5","v":2019},"05","09","18","05/09/2019 18:00","2019-05-09T10:00:00",44.564]
["20100509:2100",7.32,69.24,631,365.97,342,279.87,0.97,243,102552,{"$f":"'Bethel TMY 3'!$D$5","v":2019},"05","09","21","05/09/2019 21:00","2019-05-09T13:00:00",45.176]
["20100510:0100",7.92,67.17,452,710.05,108,{"v":276,"d":"276.00"},1.31,286,102379,{"$f":"'Bethel TMY 3'!$D$5","v":2019},"05","10","01","05/10/2019 01:00","2019-05-09T17:00:00",46.256]
["20100510:0400",8.11,77.73,33,103.91,26,268.18,1.49,322,102292,{"$f":"'Bethel TMY 3'!$D$5","v":2019},"05","10","04","05/10/2019 04:00","2019-05-09T20:00:00",46.598]
["20100510:0700",{"v":7.7,"d":"7.70"},{"v":94.2,"d":"94.20"},0,{"v":0,"d":"0.00"},0,269.63,1.41,6,102209,{"$f":"'Bethel TMY 3'!$D$5","v":2019},"05","10","07","05/10/2019 07:00","2019-05-09T23:00:00",45.86]
["20100510:1100",7.21,{"v":100,"d":"100.00"},0,{"v":0,"d":"0.00"},0,{"v":282.6,"d":"282.60"},1.83,62,102059,{"$f":"'Bethel TMY 3'!$D$5","v":2019},"05","10","11","05/10/2019 11:00","2019-05-10T03:00:00",44.978]
["20100510:1400",6.58,{"v":100,"d":"100.00"},42,{"v":0,"d":"0.00"},42,{"v":303,"d":"303.00"},{"v":1.1,"d":"1.10"},98,101939,{"$f":"'Bethel TMY 3'!$D$5","v":2019},"05","10","14","05/10/2019 14:00","2019-05-10T06:00:00",43.844]
["20100510:1500",6.85,88.89,125,55.23,109,303.65,0.84,74,101886,{"$f":"'Bethel TMY 3'!$D$5","v":2019},"05","10","15","05/10/2019 15:00","2019-05-10T07:00:00",44.33]
["20100510:1900",8.17,54.73,508,216.13,348,305.02,0.29,349,101646,{"$f":"'Bethel TMY 3'!$D$5","v":2019},"05","10","19","05/10/2019 19:00","2019-05-10T11:00:00",46.706]
["20100510:2200",8.86,47.54,634,442.87,296,306.85,0.96,287,101440,{"$f":"'Bethel TMY 3'!$D$5","v":2019},"05","10","22","05/10/2019 22:00","2019-05-10T14:00:00",47.948]
["20100511:0200",8.96,56.32,211,215.68,135,{"v":311,"d":"311.00"},1.71,300,101270,{"$f":"'Bethel TMY 3'!$D$5","v":2019},"05","11","02","05/11/2019 02:00","2019-05-10T18:00:00",48.128]
["20100511:0500",8.63,79.69,0,{"v":0,"d":"0.00"},0,{"v":312.6,"d":"312.60"},2.61,315,101150,{"$f":"'Bethel TMY 3'!$D$5","v":2019},"05","11","05","05/11/2019 05:00","2019-05-10T21:00:00",47.534000000000006]
["20100511:0900",8.19,94.83,0,{"v":0,"d":"0.00"},0,{"v":317.5,"d":"317.50"},2.41,310,100954,{"$f":"'Bethel TMY 3'!$D$5","v":2019},"05","11","09","05/11/2019 09:00","2019-05-11T01:00:00",46.742]
["20100511:1200",7.97,95.47,0,{"v":0,"d":"0.00"},0,322.48,2.51,276,100824,{"$f":"'Bethel TMY 3'!$D$5","v":2019},"05","11","12","05/11/2019 12:00","2019-05-11T04:00:00",46.346000000000004]
["20100511:1600",7.81,77.95,313,367.64,154,326.35,3.59,222,100711,{"$f":"'Bethel TMY 3'!$D$5","v":2019},"05","11","16","05/11/2019 16:00","2019-05-11T08:00:00",46.058]
["20100511:1700",7.82,73.73,267,60.78,233,{"v":328,"d":"328.00"},3.82,213,100691,{"$f":"'Bethel TMY 3'!$D$5","v":2019},{"$f":"MID(A3155,5,2)","v":"05"},{"$f":"MID(A3155,7,2)","v":"11"},{"$f":"MID(A3155,10,2)","v":"17"},{"$f":"L3155&\"/\"&M3155&\"/\"&K3155&\" \"&N3155&\":00\"","v":"05/11/2019 17:00"},{"$f":"(DATEVALUE(O3155)+TIMEVALUE(O3155))+($P$16/24)","v":"2019-05-11T09:00:00"},{"$f":"((9/5)*B3155)+32","v":46.076}]
["20100511:2000",{"v":8,"d":"8.00"},65.52,447,95.25,372,{"v":328.5,"d":"328.50"},4.92,198,100671,{"$f":"'Bethel TMY 3'!$D$5","v":2019},"05","11","20","05/11/2019 20:00","2019-05-11T12:00:00",46.4]
["20100511:2300",7.92,65.15,230,{"v":11.4,"d":"11.40"},222,327.25,{"v":5.1,"d":"5.10"},198,100641,{"$f":"'Bethel TMY 3'!$D$5","v":2019},"05","11","23","05/11/2019 23:00","2019-05-11T15:00:00",46.256]
["20100512:0300",8.12,80.44,94,74.85,78,{"v":305.4,"d":"305.40"},3.02,211,100817,{"$f":"'Bethel TMY 3'!$D$5","v":2019},"05","12","03","05/12/2019 03:00","2019-05-11T19:00:00",46.616]
["20100512:0600",7.82,94.73,0,{"v":0,"d":"0.00"},0,{"v":294,"d":"294.00"},2.86,214,100864,{"$f":"'Bethel TMY 3'!$D$5","v":2019},"05","12","06","05/12/2019 06:00","2019-05-11T22:00:00",46.076]
["20100512:1000",7.43,{"v":100,"d":"100.00"},0,{"v":0,"d":"0.00"},0,294.67,3.37,210,100924,{"$f":"'Bethel TMY 3'!$D$5","v":2019},"05","12","10","05/12/2019 10:00","2019-05-12T02:00:00",45.374]
["20100512:1300",7.47,{"v":100,"d":"100.00"},2,{"v":0,"d":"0.00"},2,{"v":301.1,"d":"301.10"},3.16,212,100994,{"$f":"'Bethel TMY 3'!$D$5","v":2019},"05","12","13","05/12/2019 13:00","2019-05-12T05:00:00",45.446]
["20100512:1700",8.19,82.97,62,{"v":0,"d":"0.00"},62,293.95,3.68,205,101010,{"$f":"'Bethel TMY 3'!$D$5","v":2019},"05","12","17","05/12/2019 17:00","2019-05-12T09:00:00",46.742]
["20100512:1800",8.33,{"v":79.7,"d":"79.70"},298,38.91,272,290.02,3.86,205,101023,{"$f":"'Bethel TMY 3'!$D$5","v":2019},"05","12","18","05/12/2019 18:00","2019-05-12T10:00:00",46.994]
["20100512:2100",8.58,72.18,454,96.51,377,{"v":286.7,"d":"286.70"},4.25,210,101050,{"$f":"'Bethel TMY 3'!$D$5","v":2019},"05","12","21","05/12/2019 21:00","2019-05-12T13:00:00",47.444]
["20100513:0100",8.22,76.25,296,174.21,210,300.07,{"v":3.9,"d":"3.90"},228,101170,{"$f":"'Bethel TMY 3'!$D$5","v":2019},"05","13","01","05/13/2019 01:00","2019-05-12T17:00:00",46.796]
["20100513:0400",7.83,87.77,31,{"v":38.3,"d":"38.30"},28,303.07,3.09,227,101263,{"$f":"'Bethel TMY 3'!$D$5","v":2019},"05","13","04","05/13/2019 04:00","2019-05-12T20:00:00",46.094]
["20100513:0700",7.34,97.34,0,{"v":0,"d":"0.00"},0,310.53,2.72,216,101340,{"$f":"'Bethel TMY 3'!$D$5","v":2019},"05","13","07","05/13/2019 07:00","2019-05-12T23:00:00",45.212]
["20100513:1000",6.86,{"v":100,"d":"100.00"},0,{"v":0,"d":"0.00"},0,318.58,2.41,210,101403,{"$f":"'Bethel TMY 3'!$D$5","v":2019},"05","13","10","05/13/2019 10:00","2019-05-13T02:00:00",44.348]
["20100513:1500",6.83,92.75,57,{"v":0,"d":"0.00"},57,320.12,1.68,221,101430,{"$f":"'Bethel TMY 3'!$D$5","v":2019},"05","13","15","05/13/2019 15:00","2019-05-13T07:00:00",44.294]
["20100513:1800",7.04,77.59,398,131.13,310,309.65,1.79,204,101363,{"$f":"'Bethel TMY 3'!$D$5","v":2019},"05","13","18","05/13/2019 18:00","2019-05-13T10:00:00",44.672]
["20100513:1900",7.23,74.32,329,34.73,303,308.85,2.05,204,101336,{"$f":"'Bethel TMY 3'!$D$5","v":2019},"05","13","19","05/13/2019 19:00","2019-05-13T11:00:00",45.014]
["20100513:2200",7.67,{"v":69.6,"d":"69.60"},378,54.45,336,297.38,{"v":2.7,"d":"2.70"},231,101237,{"$f":"'Bethel TMY 3'!$D$5","v":2019},"05","13","22","05/13/2019 22:00","2019-05-13T14:00:00",45.806]
["20100514:0200",8.74,67.85,313,{"v":607.8,"d":"607.80"},93,{"v":273.9,"d":"273.90"},4.07,297,101190,{"$f":"'Bethel TMY 3'!$D$5","v":2019},"05","14","02","05/14/2019 02:00","2019-05-13T18:00:00",47.732]
["20100514:0500",8.26,84.77,0,{"v":0,"d":"0.00"},0,{"v":265.3,"d":"265.30"},4.26,296,101210,{"$f":"'Bethel TMY 3'!$D$5","v":2019},"05","14","05","05/14/2019 05:00","2019-05-13T21:00:00",46.868]
["20100514:0700",{"v":7.7,"d":"7.70"},94.92,0,{"v":0,"d":"0.00"},0,{"v":261.2,"d":"261.20"},4.62,298,101257,{"$f":"'Bethel TMY 3'!$D$5","v":2019},"05","14","07","05/14/2019 07:00","2019-05-13T23:00:00",45.86]
["20100514:1300",7.13,95.72,13,{"v":0,"d":"0.00"},13,261.75,4.57,305,101436,{"$f":"'Bethel TMY 3'!$D$5","v":2019},"05","14","13","05/14/2019 13:00","2019-05-14T05:00:00",44.834]
["20100514:1600",7.58,77.49,405,681.05,104,269.42,4.18,298,101493,{"$f":"'Bethel TMY 3'!$D$5","v":2019},"05","14","16","05/14/2019 16:00","2019-05-14T08:00:00",45.644]
["20100514:1900",8.13,61.65,685,612.33,225,272.22,4.89,282,101553,{"$f":"'Bethel TMY 3'!$D$5","v":2019},"05","14","19","05/14/2019 19:00","2019-05-14T11:00:00",46.634]
["20100514:2000",8.31,57.75,641,367.16,349,272.25,5.28,276,101579,{"$f":"'Bethel TMY 3'!$D$5","v":2019},"05","14","20","05/14/2019 20:00","2019-05-14T12:00:00",46.958]
["20100514:2300",8.23,56.42,584,443.78,269,{"v":274,"d":"274.00"},{"v":5.9,"d":"5.90"},274,101619,{"$f":"'Bethel TMY 3'!$D$5","v":2019},"05","14","23","05/14/2019 23:00","2019-05-14T15:00:00",46.814]
["20100515:0300",{"v":7.9,"d":"7.90"},71.48,169,442.36,70,269.37,4.97,276,101823,{"$f":"'Bethel TMY 3'!$D$5","v":2019},"05","15","03","05/15/2019 03:00","2019-05-14T19:00:00",46.22]
["20100515:0800",6.52,{"v":100,"d":"100.00"},0,{"v":0,"d":"0.00"},0,270.25,2.95,288,102039,{"$f":"'Bethel TMY 3'!$D$5","v":2019},"05","15","08","05/15/2019 08:00","2019-05-15",43.736]
["20100515:1000",6.39,{"v":100,"d":"100.00"},0,{"v":0,"d":"0.00"},0,274.28,{"v":2.1,"d":"2.10"},283,102106,{"$f":"'Bethel TMY 3'!$D$5","v":2019},"05","15","10","05/15/2019 10:00","2019-05-15T02:00:00",43.501999999999995]
["20100515:1400",6.19,96.99,23,{"v":0,"d":"0.00"},23,{"v":290,"d":"290.00"},1.86,149,102209,{"$f":"'Bethel TMY 3'!$D$5","v":2019},"05","15","14","05/15/2019 14:00","2019-05-15T06:00:00",43.142]
["20100515:1700",6.83,77.16,149,{"v":0,"d":"0.00"},149,{"v":307.2,"d":"307.20"},4.44,152,102149,{"$f":"'Bethel TMY 3'!$D$5","v":2019},"05","15","17","05/15/2019 17:00","2019-05-15T09:00:00",44.294]
["20100515:1800",7.11,73.55,321,53.22,285,310.57,4.61,158,102119,{"$f":"'Bethel TMY 3'!$D$5","v":2019},"05","15","18","05/15/2019 18:00","2019-05-15T10:00:00",44.798]
["20100515:2100",7.52,71.08,373,42.21,339,{"v":320.8,"d":"320.80"},{"v":4.6,"d":"4.60"},167,102022,{"$f":"'Bethel TMY 3'!$D$5","v":2019},"05","15","21","05/15/2019 21:00","2019-05-15T13:00:00",45.536]
["20100516:0000",7.12,87.05,80,{"v":0,"d":"0.00"},80,328.53,{"v":4.5,"d":"4.50"},160,101916,{"$f":"'Bethel TMY 3'!$D$5","v":2019},"05","16","00","05/16/2019 00:00","2019-05-15T16:00:00",44.816]
["20100516:0500",7.29,{"v":100,"d":"100.00"},0,{"v":0,"d":"0.00"},0,{"v":331.3,"d":"331.30"},{"v":6.9,"d":"6.90"},135,101779,{"$f":"'Bethel TMY 3'!$D$5","v":2019},"05","16","05","05/16/2019 05:00","2019-05-15T21:00:00",45.122]
["20100516:0800",7.64,{"v":100,"d":"100.00"},0,{"v":0,"d":"0.00"},0,{"v":335,"d":"335.00"},{"v":8.1,"d":"8.10"},136,101629,{"$f":"'Bethel TMY 3'!$D$5","v":2019},"05","16","08","05/16/2019 08:00","2019-05-16",45.751999999999995]
["20100516:1100",7.99,{"v":100,"d":"100.00"},0,{"v":0,"d":"0.00"},0,342.05,9.09,139,101500,{"$f":"'Bethel TMY 3'!$D$5","v":2019},"05","16","11","05/16/2019 11:00","2019-05-16T03:00:00",46.382000000000005]
["20100516:1500",7.99,{"v":100,"d":"100.00"},9,{"v":0,"d":"0.00"},9,345.23,9.15,124,101396,{"$f":"'Bethel TMY 3'!$D$5","v":2019},"05","16","15","05/16/2019 15:00","2019-05-16T07:00:00",46.382000000000005]
["20100516:1800",7.52,98.35,142,{"v":0,"d":"0.00"},142,346.03,8.68,119,101250,{"$f":"'Bethel TMY 3'!$D$5","v":2019},"05","16","18","05/16/2019 18:00","2019-05-16T10:00:00",45.536]
["20100516:1900",7.37,96.71,120,{"v":0,"d":"0.00"},120,347.67,8.71,116,101190,{"$f":"'Bethel TMY 3'!$D$5","v":2019},"05","16","19","05/16/2019 19:00","2019-05-16T11:00:00",45.266]
["20100516:2200",7.07,97.79,90,{"v":0,"d":"0.00"},90,351.83,8.36,106,100930,{"$f":"'Bethel TMY 3'!$D$5","v":2019},"05","16","22","05/16/2019 22:00","2019-05-16T14:00:00",44.726]
["20100517:0200",8.25,{"v":100,"d":"100.00"},182,91.62,148,{"v":356.7,"d":"356.70"},{"v":10,"d":"10.00"},111,100261,{"$f":"'Bethel TMY 3'!$D$5","v":2019},"05","17","02","05/17/2019 02:00","2019-05-16T18:00:00",46.85]
["20100517:0600",8.79,{"v":100,"d":"100.00"},0,{"v":0,"d":"0.00"},0,353.38,10.78,173,100028,{"$f":"'Bethel TMY 3'!$D$5","v":2019},"05","17","06","05/17/2019 06:00","2019-05-16T22:00:00",47.822]
["20100517:0900",8.49,{"v":100,"d":"100.00"},0,{"v":0,"d":"0.00"},0,347.43,{"v":11.9,"d":"11.90"},197,100248,{"$f":"'Bethel TMY 3'!$D$5","v":2019},"05","17","09","05/17/2019 09:00","2019-05-17T01:00:00",47.282]
["20100517:1200",8.07,{"v":100,"d":"100.00"},0,{"v":0,"d":"0.00"},0,337.92,11.08,203,100740,{"$f":"'Bethel TMY 3'!$D$5","v":2019},"05","17","12","05/17/2019 12:00","2019-05-17T04:00:00",46.526]
["20100517:1600",7.37,{"v":100,"d":"100.00"},26,{"v":0,"d":"0.00"},26,324.95,8.81,205,101473,{"$f":"'Bethel TMY 3'!$D$5","v":2019},"05","17","16","05/17/2019 16:00","2019-05-17T08:00:00",45.266]
["20100517:1900",7.35,96.37,322,31.64,298,324.88,7.37,195,101766,{"$f":"'Bethel TMY 3'!$D$5","v":2019},"05","17","19","05/17/2019 19:00","2019-05-17T11:00:00",45.230000000000004]
["20100517:2000",7.39,94.55,149,1.25,148,325.45,6.87,192,101849,{"$f":"'Bethel TMY 3'!$D$5","v":2019},"05","17","20","05/17/2019 20:00","2019-05-17T12:00:00",45.302]
["20100517:2300",{"v":7.3,"d":"7.30"},93.88,299,29.27,278,321.65,5.88,179,101959,{"$f":"'Bethel TMY 3'!$D$5","v":2019},"05","17","23","05/17/2019 23:00","2019-05-17T15:00:00",45.14]
["20100518:0300",{"v":7.9,"d":"7.90"},98.89,6,{"v":0,"d":"0.00"},6,319.48,3.95,151,101979,{"$f":"'Bethel TMY 3'!$D$5","v":2019},"05","18","03","05/18/2019 03:00","2019-05-17T19:00:00",46.22]
["20100518:0700",8.12,{"v":100,"d":"100.00"},0,{"v":0,"d":"0.00"},0,309.08,2.81,114,101952,{"$f":"'Bethel TMY 3'!$D$5","v":2019},"05","18","07","05/18/2019 07:00","2019-05-17T23:00:00",46.616]
["20100518:1000",8.09,{"v":100,"d":"100.00"},0,{"v":0,"d":"0.00"},0,306.02,2.69,75,101892,{"$f":"'Bethel TMY 3'!$D$5","v":2019},"05","18","10","05/18/2019 10:00","2019-05-18T02:00:00",46.562]
["20100518:1400",7.64,91.74,123,366.28,59,302.45,{"v":4,"d":"4.00"},38,101729,{"$f":"'Bethel TMY 3'!$D$5","v":2019},"05","18","14","05/18/2019 14:00","2019-05-18T06:00:00",45.751999999999995]
["20100518:1700",8.02,69.21,558,758.27,119,{"v":289.2,"d":"289.20"},4.26,16,101530,{"$f":"'Bethel TMY 3'!$D$5","v":2019},"05","18","17","05/18/2019 17:00","2019-05-18T09:00:00",46.436]
["20100518:2000",9.56,{"v":50.9,"d":"50.90"},824,853.68,137,{"v":274.8,"d":"274.80"},3.56,357,101270,{"$f":"'Bethel TMY 3'!$D$5","v":2019},"05","18","20","05/18/2019 20:00","2019-05-18T12:00:00",49.208]
["20100519:0000",10.92,43.92,613,779.79,123,{"v":279.9,"d":"279.90"},3.57,336,100994,{"$f":"'Bethel TMY 3'!$D$5","v":2019},"05","19","00","05/19/2019 00:00","2019-05-18T16:00:00",51.656]
["20100519:0100",11.05,45.87,477,714.87,112,{"v":284.4,"d":"284.40"},3.57,339,100967,{"$f":"'Bethel TMY 3'!$D$5","v":2019},"05","19","01","05/19/2019 01:00","2019-05-18T17:00:00",51.89]
["20100519:0400",10.69,63.47,58,212.71,37,286.33,4.08,341,100880,{"$f":"'Bethel TMY 3'!$D$5","v":2019},"05","19","04","05/19/2019 04:00","2019-05-18T20:00:00",51.242000000000004]
["20100519:0800",{"v":9.7,"d":"9.70"},81.69,0,{"v":0,"d":"0.00"},0,281.35,4.14,358,100790,{"$f":"'Bethel TMY 3'!$D$5","v":2019},"05","19","08","05/19/2019 08:00","2019-05-19",49.46]
["20100519:1100",8.92,89.76,0,{"v":0,"d":"0.00"},0,285.15,3.53,9,100750,{"$f":"'Bethel TMY 3'!$D$5","v":2019},"05","19","11","05/19/2019 11:00","2019-05-19T03:00:00",48.056]
["20100519:1500",9.41,67.92,268,568.88,87,{"v":271.1,"d":"271.10"},1.42,342,100827,{"$f":"'Bethel TMY 3'!$D$5","v":2019},"05","19","15","05/19/2019 15:00","2019-05-19T07:00:00",48.938]
["20100519:1800",10.82,42.48,687,{"v":813.2,"d":"813.20"},129,260.13,1.57,285,100854,{"$f":"'Bethel TMY 3'!$D$5","v":2019},"05","19","18","05/19/2019 18:00","2019-05-19T10:00:00",51.476]
["20100519:2100",{"v":10.7,"d":"10.70"},38.26,841,{"v":861.7,"d":"861.70"},139,266.93,3.61,266,100900,{"$f":"'Bethel TMY 3'!$D$5","v":2019},"05","19","21","05/19/2019 21:00","2019-05-19T13:00:00",51.26]
["20100519:2300",9.94,43.71,731,829.36,132,{"v":274.4,"d":"274.40"},4.95,268,100940,{"$f":"'Bethel TMY 3'!$D$5","v":2019},"05","19","23","05/19/2019 23:00","2019-05-19T15:00:00",49.891999999999996]
["20100520:0200",9.42,58.95,332,621.52,96,{"v":280.1,"d":"280.10"},5.09,260,101150,{"$f":"'Bethel TMY 3'!$D$5","v":2019},"05","20","02","05/20/2019 02:00","2019-05-19T18:00:00",48.956]
["20100520:0600",8.28,88.25,0,{"v":0,"d":"0.00"},0,273.63,4.58,259,101420,{"$f":"'Bethel TMY 3'!$D$5","v":2019},"05","20","06","05/20/2019 06:00","2019-05-19T22:00:00",46.903999999999996]
["20100520:0900",7.49,{"v":100,"d":"100.00"},0,{"v":0,"d":"0.00"},0,270.45,4.06,256,101626,{"$f":"'Bethel TMY 3'!$D$5","v":2019},"05","20","09","05/20/2019 09:00","2019-05-20T01:00:00",45.482]
["20100520:1200",{"v":7.3,"d":"7.30"},98.18,0,{"v":0,"d":"0.00"},0,271.63,3.39,251,101803,{"$f":"'Bethel TMY 3'!$D$5","v":2019},"05","20","12","05/20/2019 12:00","2019-05-20T04:00:00",45.14]
["20100520:1400",7.63,94.53,88,132.93,64,{"v":279.8,"d":"279.80"},3.14,249,101889,{"$f":"'Bethel TMY 3'!$D$5","v":2019},"05","20","14","05/20/2019 14:00","2019-05-20T06:00:00",45.734]
["20100520:2000",8.07,67.94,703,{"v":508,"d":"508.00"},292,288.75,{"v":3.9,"d":"3.90"},221,102019,{"$f":"'Bethel TMY 3'!$D$5","v":2019},"05","20","20","05/20/2019 20:00","2019-05-20T12:00:00",46.526]
["20100520:2300",8.39,67.37,499,224.97,336,{"v":287.7,"d":"287.70"},{"v":3.2,"d":"3.20"},217,102099,{"$f":"'Bethel TMY 3'!$D$5","v":2019},"05","20","23","05/20/2019 23:00","2019-05-20T15:00:00",47.102000000000004]
["20100521:0000",8.46,67.22,320,72.64,274,289.13,3.09,209,102139,{"$f":"'Bethel TMY 3'!$D$5","v":2019},"05","21","00","05/21/2019 00:00","2019-05-20T16:00:00",47.228]
["20100521:0300",{"v":8.6,"d":"8.60"},72.63,48,{"v":0,"d":"0.00"},48,{"v":296.9,"d":"296.90"},{"v":2.8,"d":"2.80"},183,102262,{"$f":"'Bethel TMY 3'!$D$5","v":2019},"05","21","03","05/21/2019 03:00","2019-05-20T19:00:00",47.480000000000004]
["20100521:0700",8.51,92.93,0,{"v":0,"d":"0.00"},0,303.87,3.37,156,102422,{"$f":"'Bethel TMY 3'!$D$5","v":2019},"05","21","07","05/21/2019 07:00","2019-05-20T23:00:00",47.318]
["20100521:1000",8.32,99.13,0,{"v":0,"d":"0.00"},0,309.55,4.13,153,102498,{"$f":"'Bethel TMY 3'!$D$5","v":2019},"05","21","10","05/21/2019 10:00","2019-05-21T02:00:00",46.976]
["20100521:1500",7.85,87.86,162,111.31,126,298.67,3.59,156,102572,{"$f":"'Bethel TMY 3'!$D$5","v":2019},"05","21","15","05/21/2019 15:00","2019-05-21T07:00:00",46.129999999999995]
["20100521:1800",8.02,76.58,198,4.34,195,{"v":295.5,"d":"295.50"},2.98,164,102542,{"$f":"'Bethel TMY 3'!$D$5","v":2019},"05","21","18","05/21/2019 18:00","2019-05-21T10:00:00",46.436]
["20100521:2100",8.21,70.09,669,401.77,340,297.28,{"v":2.3,"d":"2.30"},208,102482,{"$f":"'Bethel TMY 3'!$D$5","v":2019},"05","21","21","05/21/2019 21:00","2019-05-21T13:00:00",46.778000000000006]
["20100522:0000",8.36,70.74,619,777.24,125,289.28,2.45,272,102405,{"$f":"'Bethel TMY 3'!$D$5","v":2019},"05","22","00","05/22/2019 00:00","2019-05-21T16:00:00",47.048]
["20100522:0100",8.58,72.13,484,715.78,113,284.92,2.63,284,102382,{"$f":"'Bethel TMY 3'!$D$5","v":2019},"05","22","01","05/22/2019 01:00","2019-05-21T17:00:00",47.444]
["20100522:0400",{"v":8.6,"d":"8.60"},86.79,65,231.29,40,277.72,3.57,308,102372,{"$f":"'Bethel TMY 3'!$D$5","v":2019},"05","22","04","05/22/2019 04:00","2019-05-21T20:00:00",47.480000000000004]
["20100522:0800",7.93,{"v":100,"d":"100.00"},0,{"v":0,"d":"0.00"},0,{"v":274.7,"d":"274.70"},3.88,328,102329,{"$f":"'Bethel TMY 3'!$D$5","v":2019},"05","22","08","05/22/2019 08:00","2019-05-22",46.274]
["20100522:1200",7.64,97.76,0,{"v":0,"d":"0.00"},0,281.28,3.48,320,102235,{"$f":"'Bethel TMY 3'!$D$5","v":2019},"05","22","12","05/22/2019 12:00","2019-05-22T04:00:00",45.751999999999995]
["20100522:1500",8.13,83.44,229,392.79,101,289.43,3.45,307,102142,{"$f":"'Bethel TMY 3'!$D$5","v":2019},"05","22","15","05/22/2019 15:00","2019-05-22T07:00:00",46.634]
["20100522:1900",8.99,58.11,776,833.21,135,285.33,4.54,278,102082,{"$f":"'Bethel TMY 3'!$D$5","v":2019},"05","22","19","05/22/2019 19:00","2019-05-22T11:00:00",48.182]
["20100522:2200",{"v":9.1,"d":"9.10"},54.95,803,{"v":840.7,"d":"840.70"},137,281.97,5.29,266,102072,{"$f":"'Bethel TMY 3'!$D$5","v":2019},"05","22","22","05/22/2019 22:00","2019-05-22T14:00:00",48.379999999999995]
["20100522:2300",9.09,54.78,645,573.39,227,280.95,5.54,265,102069,{"$f":"'Bethel TMY 3'!$D$5","v":2019},"05","22","23","05/22/2019 23:00","2019-05-22T15:00:00",48.362]
["20100523:0200",8.71,{"v":66.1,"d":"66.10"},337,618.83,97,270.45,5.27,271,102099,{"$f":"'Bethel TMY 3'!$D$5","v":2019},"05","23","02","05/23/2019 02:00","2019-05-22T18:00:00",47.678000000000004]
["20100523:0500",7.89,84.92,0,{"v":0,"d":"0.00"},0,267.25,4.51,278,102239,{"$f":"'Bethel TMY 3'!$D$5","v":2019},"05","23","05","05/23/2019 05:00","2019-05-22T21:00:00",46.202]
["20100523:0900",7.08,{"v":100,"d":"100.00"},0,{"v":0,"d":"0.00"},0,266.97,3.07,284,102352,{"$f":"'Bethel TMY 3'!$D$5","v":2019},"05","23","09","05/23/2019 09:00","2019-05-23T01:00:00",44.744]
["20100523:1300",7.34,95.22,7,{"v":0,"d":"0.00"},7,{"v":267.8,"d":"267.80"},2.29,277,102359,{"$f":"'Bethel TMY 3'!$D$5","v":2019},"05","23","13","05/23/2019 13:00","2019-05-23T05:00:00",45.212]
["20100523:1600",7.82,75.88,160,{"v":8.6,"d":"8.60"},156,266.95,1.81,256,102349,{"$f":"'Bethel TMY 3'!$D$5","v":2019},"05","23","16","05/23/2019 16:00","2019-05-23T08:00:00",46.076]
["20100523:2000",8.76,60.17,486,{"v":117.8,"d":"117.80"},390,269.95,1.35,189,102249,{"$f":"'Bethel TMY 3'!$D$5","v":2019},"05","23","20","05/23/2019 20:00","2019-05-23T12:00:00",47.768]
["20100523:2300",9.13,57.85,602,447.25,275,{"v":283.6,"d":"283.60"},1.46,215,102129,{"$f":"'Bethel TMY 3'!$D$5","v":2019},"05","23","23","05/23/2019 23:00","2019-05-23T15:00:00",48.434]
["20100524:0000",9.31,60.85,531,503.04,209,289.47,1.22,223,102109,{"$f":"'Bethel TMY 3'!$D$5","v":2019},"05","24","00","05/24/2019 00:00","2019-05-23T16:00:00",48.758]
["20100524:0300",{"v":9.7,"d":"9.70"},67.82,113,79.73,93,301.12,0.68,196,102059,{"$f":"'Bethel TMY 3'!$D$5","v":2019},"05","24","03","05/24/2019 03:00","2019-05-23T19:00:00",49.46]
["20100524:0600",{"v":9.7,"d":"9.70"},76.54,0,{"v":0,"d":"0.00"},0,299.57,0.89,121,102029,{"$f":"'Bethel TMY 3'!$D$5","v":2019},"05","24","06","05/24/2019 06:00","2019-05-23T22:00:00",49.46]
["20100524:1100",{"v":9.5,"d":"9.50"},97.54,0,{"v":0,"d":"0.00"},0,{"v":310.4,"d":"310.40"},2.92,129,101929,{"$f":"'Bethel TMY 3'!$D$5","v":2019},"05","24","11","05/24/2019 11:00","2019-05-24T03:00:00",49.1]
["20100524:1400",9.46,76.31,112,267.08,61,{"v":310.7,"d":"310.70"},4.07,125,101919,{"$f":"'Bethel TMY 3'!$D$5","v":2019},"05","24","14","05/24/2019 14:00","2019-05-24T06:00:00",49.028000000000006]
["20100524:1700",9.53,57.24,496,540.38,176,325.75,{"v":5.3,"d":"5.30"},142,101799,{"$f":"'Bethel TMY 3'!$D$5","v":2019},"05","24","17","05/24/2019 17:00","2019-05-24T09:00:00",49.153999999999996]
["20100524:2100",8.76,56.09,596,247.37,392,{"v":333.1,"d":"333.10"},6.37,163,101703,{"$f":"'Bethel TMY 3'!$D$5","v":2019},"05","24","21","05/24/2019 21:00","2019-05-24T13:00:00",47.768]
["20100525:0000",{"v":8.3,"d":"8.30"},{"v":71.4,"d":"71.40"},264,29.58,245,340.85,{"v":6.5,"d":"6.50"},153,101729,{"$f":"'Bethel TMY 3'!$D$5","v":2019},"05","25","00","05/25/2019 00:00","2019-05-24T16:00:00",46.94]
["20100525:0100",8.62,77.06,225,39.96,204,{"v":342.9,"d":"342.90"},6.22,146,101749,{"$f":"'Bethel TMY 3'!$D$5","v":2019},{"$f":"MID(A3475,5,2)","v":"05"},{"$f":"MID(A3475,7,2)","v":"25"},{"$f":"MID(A3475,10,2)","v":"01"},{"$f":"L3475&\"/\"&M3475&\"/\"&K3475&\" \"&N3475&\":00\"","v":"05/25/2019 01:00"},{"$f":"(DATEVALUE(O3475)+TIMEVALUE(O3475))+($P$16/24)","v":"2019-05-24T17:00:00"},{"$f":"((9/5)*B3475)+32","v":47.516}]
["20100525:0700",9.73,97.74,0,{"v":0,"d":"0.00"},0,334.53,4.77,130,101746,{"$f":"'Bethel TMY 3'!$D$5","v":2019},"05","25","07","05/25/2019 07:00","2019-05-24T23:00:00",49.514]
["20100525:0800",9.81,98.46,0,{"v":0,"d":"0.00"},0,331.75,4.47,128,101719,{"$f":"'Bethel TMY 3'!$D$5","v":2019},"05","25","08","05/25/2019 08:00","2019-05-25",49.658]
["20100525:1200",9.85,95.17,0,{"v":0,"d":"0.00"},0,343.75,4.62,127,101520,{"$f":"'Bethel TMY 3'!$D$5","v":2019},"05","25","12","05/25/2019 12:00","2019-05-25T04:00:00",49.730000000000004]
["20100525:1500",9.46,90.27,57,{"v":0,"d":"0.00"},57,344.82,5.23,142,101390,{"$f":"'Bethel TMY 3'!$D$5","v":2019},"05","25","15","05/25/2019 15:00","2019-05-25T07:00:00",49.028000000000006]
["20100525:1900",{"v":8.7,"d":"8.70"},89.22,209,7.74,203,347.22,5.02,148,101270,{"$f":"'Bethel TMY 3'!$D$5","v":2019},"05","25","19","05/25/2019 19:00","2019-05-25T11:00:00",47.66]
["20100525:2200",8.33,94.16,281,16.29,268,349.62,4.28,145,101147,{"$f":"'Bethel TMY 3'!$D$5","v":2019},"05","25","22","05/25/2019 22:00","2019-05-25T14:00:00",46.994]
["20100526:0100",8.64,{"v":98.6,"d":"98.60"},248,60.63,216,352.22,{"v":4.8,"d":"4.80"},132,101020,{"$f":"'Bethel TMY 3'!$D$5","v":2019},"05","26","01","05/26/2019 01:00","2019-05-25T17:00:00",47.552]
["20100526:0400",9.26,99.93,25,{"v":0,"d":"0.00"},25,352.63,5.68,136,100914,{"$f":"'Bethel TMY 3'!$D$5","v":2019},"05","26","04","05/26/2019 04:00","2019-05-25T20:00:00",48.668]
["20100526:0600",9.43,{"v":100,"d":"100.00"},0,{"v":0,"d":"0.00"},0,{"v":346.7,"d":"346.70"},5.76,150,100870,{"$f":"'Bethel TMY 3'!$D$5","v":2019},"05","26","06","05/26/2019 06:00","2019-05-25T22:00:00",48.974000000000004]
["20100526:0900",9.24,{"v":100,"d":"100.00"},0,{"v":0,"d":"0.00"},0,332.03,5.33,181,100850,{"$f":"'Bethel TMY 3'!$D$5","v":2019},"05","26","09","05/26/2019 09:00","2019-05-26T01:00:00",48.632000000000005]
["20100526:1300",{"v":8.8,"d":"8.80"},{"v":100,"d":"100.00"},3,{"v":0,"d":"0.00"},3,330.37,5.46,222,100877,{"$f":"'Bethel TMY 3'!$D$5","v":2019},"05","26","13","05/26/2019 13:00","2019-05-26T05:00:00",47.84]
["20100526:1600",8.12,96.78,148,{"v":0,"d":"0.00"},148,{"v":336.7,"d":"336.70"},6.23,237,101017,{"$f":"'Bethel TMY 3'!$D$5","v":2019},"05","26","16","05/26/2019 16:00","2019-05-26T08:00:00",46.616]
["20100526:2000",7.97,90.13,220,8.53,213,{"v":329,"d":"329.00"},5.53,229,101340,{"$f":"'Bethel TMY 3'!$D$5","v":2019},"05","26","20","05/26/2019 20:00","2019-05-26T12:00:00",46.346000000000004]
["20100526:2300",7.89,86.75,743,{"v":826.1,"d":"826.10"},134,{"v":309.5,"d":"309.50"},{"v":4.5,"d":"4.50"},212,101569,{"$f":"'Bethel TMY 3'!$D$5","v":2019},"05","26","23","05/26/2019 23:00","2019-05-26T15:00:00",46.202]
["20100527:0100",8.45,82.98,499,724.47,115,{"v":301.6,"d":"301.60"},3.38,194,101683,{"$f":"'Bethel TMY 3'!$D$5","v":2019},"05","27","01","05/27/2019 01:00","2019-05-26T17:00:00",47.21]
["20100527:0400",8.58,{"v":87.4,"d":"87.40"},76,{"v":253.4,"d":"253.40"},45,299.55,3.47,170,101779,{"$f":"'Bethel TMY 3'!$D$5","v":2019},"05","27","04","05/27/2019 04:00","2019-05-26T20:00:00",47.444]
["20100527:0700",8.18,94.96,0,{"v":0,"d":"0.00"},0,{"v":298.4,"d":"298.40"},4.35,163,101833,{"$f":"'Bethel TMY 3'!$D$5","v":2019},"05","27","07","05/27/2019 07:00","2019-05-26T23:00:00",46.724000000000004]
["20100527:1100",7.97,{"v":100,"d":"100.00"},0,{"v":0,"d":"0.00"},0,310.75,4.81,155,101869,{"$f":"'Bethel TMY 3'!$D$5","v":2019},"05","27","11","05/27/2019 11:00","2019-05-27T03:00:00",46.346000000000004]
["20100527:1400",{"v":8.1,"d":"8.10"},{"v":100,"d":"100.00"},29,{"v":0,"d":"0.00"},29,294.05,5.03,159,101909,{"$f":"'Bethel TMY 3'!$D$5","v":2019},"05","27","14","05/27/2019 14:00","2019-05-27T06:00:00",46.58]
["20100527:1700",8.34,{"v":96.7,"d":"96.70"},528,642.59,144,300.95,5.02,165,101909,{"$f":"'Bethel TMY 3'!$D$5","v":2019},{"$f":"MID(A3539,5,2)","v":"05"},{"$f":"MID(A3539,7,2)","v":"27"},{"$f":"MID(A3539,10,2)","v":"17"},{"$f":"L3539&\"/\"&M3539&\"/\"&K3539&\" \"&N3539&\":00\"","v":"05/27/2019 17:00"},{"$f":"(DATEVALUE(O3539)+TIMEVALUE(O3539))+($P$16/24)","v":"2019-05-27T09:00:00"},{"$f":"((9/5)*B3539)+32","v":47.012}]
["20100527:2100",8.86,85.46,662,357.88,365,307.52,4.71,174,101962,{"$f":"'Bethel TMY 3'!$D$5","v":2019},"05","27","21","05/27/2019 21:00","2019-05-27T13:00:00",47.948]
["20100527:2200",8.98,84.43,596,281.91,370,305.93,4.34,173,101966,{"$f":"'Bethel TMY 3'!$D$5","v":2019},"05","27","22","05/27/2019 22:00","2019-05-27T14:00:00",48.164]
["20100528:0400",9.73,{"v":91.1,"d":"91.10"},78,256.06,46,299.13,4.18,151,101996,{"$f":"'Bethel TMY 3'!$D$5","v":2019},"05","28","04","05/28/2019 04:00","2019-05-27T20:00:00",49.514]
["20100528:0500",9.76,95.93,0,{"v":0,"d":"0.00"},0,{"v":303.7,"d":"303.70"},4.06,149,101999,{"$f":"'Bethel TMY 3'!$D$5","v":2019},"05","28","05","05/28/2019 05:00","2019-05-27T21:00:00",49.568]
["20100528:0800",{"v":9.5,"d":"9.50"},{"v":100,"d":"100.00"},0,{"v":0,"d":"0.00"},0,309.95,3.93,126,102019,{"$f":"'Bethel TMY 3'!$D$5","v":2019},"05","28","08","05/28/2019 08:00","2019-05-28",49.1]
["20100528:1200",9.16,97.21,0,{"v":0,"d":"0.00"},0,317.95,4.66,114,101889,{"$f":"'Bethel TMY 3'!$D$5","v":2019},"05","28","12","05/28/2019 12:00","2019-05-28T04:00:00",48.488]
["20100528:1500",8.88,{"v":86.1,"d":"86.10"},123,14.77,118,323.97,4.82,122,101786,{"$f":"'Bethel TMY 3'!$D$5","v":2019},"05","28","15","05/28/2019 15:00","2019-05-28T07:00:00",47.984]
["20100528:1800",8.52,73.26,211,7.11,206,330.75,4.44,139,101649,{"$f":"'Bethel TMY 3'!$D$5","v":2019},"05","28","18","05/28/2019 18:00","2019-05-28T10:00:00",47.336]
["20100528:2300",7.21,85.03,325,36.44,298,{"v":340.2,"d":"340.20"},4.46,152,101410,{"$f":"'Bethel TMY 3'!$D$5","v":2019},"05","28","23","05/28/2019 23:00","2019-05-28T15:00:00",44.978]
["20100529:0200",8.22,94.94,121,{"v":0,"d":"0.00"},121,345.05,5.34,118,101270,{"$f":"'Bethel TMY 3'!$D$5","v":2019},"05","29","02","05/29/2019 02:00","2019-05-28T18:00:00",46.796]
["20100529:0500",8.95,{"v":100,"d":"100.00"},0,{"v":0,"d":"0.00"},0,{"v":352.3,"d":"352.30"},6.51,115,101050,{"$f":"'Bethel TMY 3'!$D$5","v":2019},"05","29","05","05/29/2019 05:00","2019-05-28T21:00:00",48.11]
["20100529:0600",{"v":9.1,"d":"9.10"},{"v":100,"d":"100.00"},0,{"v":0,"d":"0.00"},0,353.12,{"v":6.5,"d":"6.50"},125,100977,{"$f":"'Bethel TMY 3'!$D$5","v":2019},"05","29","06","05/29/2019 06:00","2019-05-28T22:00:00",48.379999999999995]
["20100529:0900",9.35,{"v":100,"d":"100.00"},0,{"v":0,"d":"0.00"},0,{"v":354.2,"d":"354.20"},6.56,161,100784,{"$f":"'Bethel TMY 3'!$D$5","v":2019},"05","29","09","05/29/2019 09:00","2019-05-29T01:00:00",48.83]
["20100529:1300",8.54,{"v":100,"d":"100.00"},22,{"v":0,"d":"0.00"},22,{"v":352.2,"d":"352.20"},6.17,228,100717,{"$f":"'Bethel TMY 3'!$D$5","v":2019},"05","29","13","05/29/2019 13:00","2019-05-29T05:00:00",47.372]
["20100529:1600",7.71,{"v":100,"d":"100.00"},41,{"v":0,"d":"0.00"},41,340.05,5.75,250,100890,{"$f":"'Bethel TMY 3'!$D$5","v":2019},"05","29","16","05/29/2019 16:00","2019-05-29T08:00:00",45.878]
["20100529:2000",{"v":7.8,"d":"7.80"},94.67,642,327.32,372,{"v":301.3,"d":"301.30"},5.14,236,101320,{"$f":"'Bethel TMY 3'!$D$5","v":2019},"05","29","20","05/29/2019 20:00","2019-05-29T12:00:00",46.04]
["20100530:0000",8.37,85.73,363,107.32,293,294.98,5.75,241,101646,{"$f":"'Bethel TMY 3'!$D$5","v":2019},"05","30","00","05/30/2019 00:00","2019-05-29T16:00:00",47.066]
["20100530:0300",8.68,{"v":90.7,"d":"90.70"},171,323.29,85,306.88,{"v":5.5,"d":"5.50"},253,101882,{"$f":"'Bethel TMY 3'!$D$5","v":2019},"05","30","03","05/30/2019 03:00","2019-05-29T19:00:00",47.624]
["20100530:0400",8.62,94.44,48,23.07,45,303.22,5.23,254,101966,{"$f":"'Bethel TMY 3'!$D$5","v":2019},"05","30","04","05/30/2019 04:00","2019-05-29T20:00:00",47.516]
["20100530:0700",8.44,99.39,0,{"v":0,"d":"0.00"},0,288.92,4.37,259,102149,{"$f":"'Bethel TMY 3'!$D$5","v":2019},"05","30","07","05/30/2019 07:00","2019-05-29T23:00:00",47.192]
["20100530:1000",{"v":8.2,"d":"8.20"},{"v":100,"d":"100.00"},0,{"v":0,"d":"0.00"},0,278.97,3.92,267,102265,{"$f":"'Bethel TMY 3'!$D$5","v":2019},"05","30","10","05/30/2019 10:00","2019-05-30T02:00:00",46.76]
["20100530:1400",8.49,{"v":100,"d":"100.00"},114,226.11,68,{"v":279.1,"d":"279.10"},3.99,294,102399,{"$f":"'Bethel TMY 3'!$D$5","v":2019},"05","30","14","05/30/2019 14:00","2019-05-30T06:00:00",47.282]
["20100530:1700",8.51,88.42,427,292.27,251,280.45,3.82,299,102458,{"$f":"'Bethel TMY 3'!$D$5","v":2019},"05","30","17","05/30/2019 17:00","2019-05-30T09:00:00",47.318]
["20100530:2100",9.12,62.77,703,458.95,320,273.58,4.55,295,102422,{"$f":"'Bethel TMY 3'!$D$5","v":2019},"05","30","21","05/30/2019 21:00","2019-05-30T13:00:00",48.416]
["20100531:0100",9.67,59.85,508,726.32,117,264.08,6.34,305,102342,{"$f":"'Bethel TMY 3'!$D$5","v":2019},"05","31","01","05/31/2019 01:00","2019-05-30T17:00:00",49.406]
["20100531:0400",9.51,74.04,85,279.42,48,261.08,6.79,313,102362,{"$f":"'Bethel TMY 3'!$D$5","v":2019},"05","31","04","05/31/2019 04:00","2019-05-30T20:00:00",49.117999999999995]
["20100531:0500",9.33,80.48,0,{"v":0,"d":"0.00"},0,261.25,{"v":6.8,"d":"6.80"},315,102379,{"$f":"'Bethel TMY 3'!$D$5","v":2019},"05","31","05","05/31/2019 05:00","2019-05-30T21:00:00",48.794]
["20100531:0800",8.64,96.08,0,{"v":0,"d":"0.00"},0,259.45,6.32,325,102369,{"$f":"'Bethel TMY 3'!$D$5","v":2019},"05","31","08","05/31/2019 08:00","2019-05-31",47.552]
["20100531:1100",8.25,{"v":100,"d":"100.00"},0,{"v":0,"d":"0.00"},0,257.65,6.25,330,102359,{"$f":"'Bethel TMY 3'!$D$5","v":2019},"05","31","11","05/31/2019 11:00","2019-05-31T03:00:00",46.85]
["20100531:1400",{"v":8.6,"d":"8.60"},81.09,152,414.32,67,257.15,6.21,345,102269,{"$f":"'Bethel TMY 3'!$D$5","v":2019},"05","31","14","05/31/2019 14:00","2019-05-31T06:00:00",47.480000000000004]
["20100531:1900",10.67,52.21,807,851.04,140,264.01,5.16,334,102072,{"$f":"'Bethel TMY 3'!$D$5","v":2019},"05","31","19","05/31/2019 19:00","2019-05-31T11:00:00",51.206]
["20100531:2300",11.45,58.88,760,835.01,137,{"v":292.8,"d":"292.80"},3.96,325,101859,{"$f":"'Bethel TMY 3'!$D$5","v":2019},"05","31","23","05/31/2019 23:00","2019-05-31T15:00:00",52.61]
["20150601:0200",12.04,63.89,107,{"v":0,"d":"0.00"},107,{"v":314.4,"d":"314.40"},3.06,131,99951,{"$f":"'Bethel TMY 3'!$D$5","v":2019},"06","01","02","06/01/2019 02:00","2019-05-31T18:00:00",53.672]
["20150601:0500",12.63,{"v":68.9,"d":"68.90"},0,{"v":0,"d":"0.00"},0,335.99,2.16,116,99652,{"$f":"'Bethel TMY 3'!$D$5","v":2019},"06","01","05","06/01/2019 05:00","2019-05-31T21:00:00",54.734]
["20150601:0600",12.83,70.57,0,{"v":0,"d":"0.00"},0,343.19,1.86,115,99545,{"$f":"'Bethel TMY 3'!$D$5","v":2019},"06","01","06","06/01/2019 06:00","2019-05-31T22:00:00",55.094]
["20150601:1100",12.54,80.68,0,{"v":0,"d":"0.00"},0,358.45,6.22,111,99023,{"$f":"'Bethel TMY 3'!$D$5","v":2019},"06","01","11","06/01/2019 11:00","2019-06-01T03:00:00",54.572]
["20150601:1300",12.29,79.51,17,{"v":0,"d":"0.00"},17,359.78,{"v":7.2,"d":"7.20"},119,98863,{"$f":"'Bethel TMY 3'!$D$5","v":2019},"06","01","13","06/01/2019 13:00","2019-06-01T05:00:00",54.122]
["20150601:1700",10.96,94.26,122,{"v":0,"d":"0.00"},122,362.65,10.83,143,98763,{"$f":"'Bethel TMY 3'!$D$5","v":2019},"06","01","17","06/01/2019 17:00","2019-06-01T09:00:00",51.728]
["20150601:2000",9.85,97.68,318,21.68,300,{"v":352.6,"d":"352.60"},9.57,175,98993,{"$f":"'Bethel TMY 3'!$D$5","v":2019},"06","01","20","06/01/2019 20:00","2019-06-01T12:00:00",49.730000000000004]
["20150602:0000",9.49,93.25,32,{"v":0,"d":"0.00"},32,314.52,5.87,184,99452,{"$f":"'Bethel TMY 3'!$D$5","v":2019},"06","02","00","06/02/2019 00:00","2019-06-01T16:00:00",49.082]
["20150602:0300",10.05,94.93,12,{"v":0,"d":"0.00"},12,295.15,7.92,164,99748,{"$f":"'Bethel TMY 3'!$D$5","v":2019},"06","02","03","06/02/2019 03:00","2019-06-01T19:00:00",50.09]
["20150602:0600",9.84,{"v":100,"d":"100.00"},0,{"v":0,"d":"0.00"},0,300.65,10.83,156,99961,{"$f":"'Bethel TMY 3'!$D$5","v":2019},"06","02","06","06/02/2019 06:00","2019-06-01T22:00:00",49.712]
["20150602:0800",{"v":9.7,"d":"9.70"},{"v":100,"d":"100.00"},0,{"v":0,"d":"0.00"},0,306.05,10.84,156,100081,{"$f":"'Bethel TMY 3'!$D$5","v":2019},"06","02","08","06/02/2019 08:00","2019-06-02",49.46]
["20150602:1100",9.83,{"v":100,"d":"100.00"},0,{"v":0,"d":"0.00"},0,328.35,11.08,156,100241,{"$f":"'Bethel TMY 3'!$D$5","v":2019},"06","02","11","06/02/2019 11:00","2019-06-02T03:00:00",49.694]
["20150602:1400",9.28,{"v":100,"d":"100.00"},5,{"v":0,"d":"0.00"},5,329.15,12.19,155,100401,{"$f":"'Bethel TMY 3'!$D$5","v":2019},"06","02","14","06/02/2019 14:00","2019-06-02T06:00:00",48.704]
["20150602:1800",9.68,96.47,87,{"v":0,"d":"0.00"},87,332.52,{"v":12.5,"d":"12.50"},151,100494,{"$f":"'Bethel TMY 3'!$D$5","v":2019},"06","02","18","06/02/2019 18:00","2019-06-02T10:00:00",49.424]
["20150602:2100",9.79,90.57,385,40.49,351,328.35,11.99,152,100547,{"$f":"'Bethel TMY 3'!$D$5","v":2019},"06","02","21","06/02/2019 21:00","2019-06-02T13:00:00",49.622]
["20150603:0100",{"v":10.1,"d":"10.10"},87.67,181,9.16,176,310.18,10.98,147,100634,{"$f":"'Bethel TMY 3'!$D$5","v":2019},"06","03","01","06/03/2019 01:00","2019-06-02T17:00:00",50.18]
["20150603:0400",10.25,94.36,32,{"v":0,"d":"0.00"},32,299.17,10.18,143,100691,{"$f":"'Bethel TMY 3'!$D$5","v":2019},"06","03","04","06/03/2019 04:00","2019-06-02T20:00:00",50.45]
["20150603:0500",10.21,97.46,0,{"v":0,"d":"0.00"},0,{"v":297.3,"d":"297.30"},9.88,143,100701,{"$f":"'Bethel TMY 3'!$D$5","v":2019},"06","03","05","06/03/2019 05:00","2019-06-02T21:00:00",50.378]
["20150603:0900",10.05,{"v":100,"d":"100.00"},0,{"v":0,"d":"0.00"},0,302.03,8.96,138,100704,{"$f":"'Bethel TMY 3'!$D$5","v":2019},"06","03","09","06/03/2019 09:00","2019-06-03T01:00:00",50.09]
["20150603:1200",9.94,98.62,0,{"v":0,"d":"0.00"},0,303.55,7.45,135,100697,{"$f":"'Bethel TMY 3'!$D$5","v":2019},"06","03","12","06/03/2019 12:00","2019-06-03T04:00:00",49.891999999999996]
["20150603:1600",10.11,85.57,148,{"v":0,"d":"0.00"},148,299.58,5.64,141,100717,{"$f":"'Bethel TMY 3'!$D$5","v":2019},"06","03","16","06/03/2019 16:00","2019-06-03T08:00:00",50.198]
["20150603:1900",10.75,73.63,191,5.07,187,297.98,5.37,150,100734,{"$f":"'Bethel TMY 3'!$D$5","v":2019},"06","03","19","06/03/2019 19:00","2019-06-03T11:00:00",51.35]
["20150603:2200",11.02,69.61,830,876.36,117,296.63,5.11,161,100780,{"$f":"'Bethel TMY 3'!$D$5","v":2019},"06","03","22","06/03/2019 22:00","2019-06-03T14:00:00",51.836]
["20150604:0200",11.39,74.72,369,{"v":660.4,"d":"660.40"},94,294.85,{"v":5.7,"d":"5.70"},167,101000,{"$f":"'Bethel TMY 3'!$D$5","v":2019},"06","04","02","06/04/2019 02:00","2019-06-03T18:00:00",52.502]
["20150604:0600",10.86,94.03,0,{"v":0,"d":"0.00"},0,{"v":303.2,"d":"303.20"},7.23,159,101253,{"$f":"'Bethel TMY 3'!$D$5","v":2019},"06","04","06","06/04/2019 06:00","2019-06-03T22:00:00",51.548]
["20150604:0900",{"v":10.4,"d":"10.40"},{"v":100,"d":"100.00"},0,{"v":0,"d":"0.00"},0,300.93,{"v":7.8,"d":"7.80"},158,101450,{"$f":"'Bethel TMY 3'!$D$5","v":2019},"06","04","09","06/04/2019 09:00","2019-06-04T01:00:00",50.72]
["20150604:1000",10.35,{"v":100,"d":"100.00"},0,{"v":0,"d":"0.00"},0,300.07,7.71,157,101520,{"$f":"'Bethel TMY 3'!$D$5","v":2019},"06","04","10","06/04/2019 10:00","2019-06-04T02:00:00",50.629999999999995]
["20150604:1300",10.06,{"v":100,"d":"100.00"},28,{"v":0,"d":"0.00"},28,300.83,7.82,160,101703,{"$f":"'Bethel TMY 3'!$D$5","v":2019},"06","04","13","06/04/2019 13:00","2019-06-04T05:00:00",50.108000000000004]
["20150604:1700",9.96,95.38,217,14.78,208,301.05,7.82,158,101889,{"$f":"'Bethel TMY 3'!$D$5","v":2019},{"$f":"MID(A3731,5,2)","v":"06"},{"$f":"MID(A3731,7,2)","v":"04"},{"$f":"MID(A3731,10,2)","v":"17"},{"$f":"L3731&\"/\"&M3731&\"/\"&K3731&\" \"&N3731&\":00\"","v":"06/04/2019 17:00"},{"$f":"(DATEVALUE(O3731)+TIMEVALUE(O3731))+($P$16/24)","v":"2019-06-04T09:00:00"},{"$f":"((9/5)*B3731)+32","v":49.928}]
["20150604:2000",10.18,92.09,608,258.02,393,{"v":307.9,"d":"307.90"},6.79,158,101969,{"$f":"'Bethel TMY 3'!$D$5","v":2019},"06","04","20","06/04/2019 20:00","2019-06-04T12:00:00",50.324]
["20150604:2300",10.29,82.97,759,841.44,125,307.85,5.67,160,101999,{"$f":"'Bethel TMY 3'!$D$5","v":2019},"06","04","23","06/04/2019 23:00","2019-06-04T15:00:00",50.522]
["20150605:0300",11.22,84.48,96,7.13,94,294.63,3.27,125,101979,{"$f":"'Bethel TMY 3'!$D$5","v":2019},"06","05","03","06/05/2019 03:00","2019-06-04T19:00:00",52.196]
["20150605:0700",11.06,{"v":96.9,"d":"96.90"},0,{"v":0,"d":"0.00"},0,290.43,2.84,77,101952,{"$f":"'Bethel TMY 3'!$D$5","v":2019},"06","05","07","06/05/2019 07:00","2019-06-04T23:00:00",51.908]
["20150605:1000",10.89,{"v":100,"d":"100.00"},0,{"v":0,"d":"0.00"},0,282.47,3.33,58,101879,{"$f":"'Bethel TMY 3'!$D$5","v":2019},"06","05","10","06/05/2019 10:00","2019-06-05T02:00:00",51.602000000000004]
["20150605:1100",10.84,{"v":100,"d":"100.00"},0,{"v":0,"d":"0.00"},0,279.65,3.39,53,101849,{"$f":"'Bethel TMY 3'!$D$5","v":2019},"06","05","11","06/05/2019 11:00","2019-06-05T03:00:00",51.512]
["20150605:1400",11.23,92.04,159,450.14,63,{"v":275.5,"d":"275.50"},3.09,41,101739,{"$f":"'Bethel TMY 3'!$D$5","v":2019},"06","05","14","06/05/2019 14:00","2019-06-05T06:00:00",52.214]
["20150605:1800",12.48,54.17,714,{"v":829.7,"d":"829.70"},122,273.28,3.44,356,101523,{"$f":"'Bethel TMY 3'!$D$5","v":2019},"06","05","18","06/05/2019 18:00","2019-06-05T10:00:00",54.464]
["20150605:2100",13.08,42.11,869,{"v":875.4,"d":"875.40"},131,283.75,4.74,309,101380,{"$f":"'Bethel TMY 3'!$D$5","v":2019},"06","05","21","06/05/2019 21:00","2019-06-05T13:00:00",55.544]
["20150606:0000",{"v":12.6,"d":"12.60"},46.77,658,811.99,118,290.42,4.76,286,101306,{"$f":"'Bethel TMY 3'!$D$5","v":2019},"06","06","00","06/06/2019 00:00","2019-06-05T16:00:00",54.68]
["20150606:0500",11.63,73.12,11,{"v":0,"d":"0.00"},11,{"v":286.7,"d":"286.70"},5.42,288,101370,{"$f":"'Bethel TMY 3'!$D$5","v":2019},"06","06","05","06/06/2019 05:00","2019-06-05T21:00:00",52.934]
["20150606:0800",10.66,91.66,0,{"v":0,"d":"0.00"},0,294.35,4.98,294,101480,{"$f":"'Bethel TMY 3'!$D$5","v":2019},"06","06","08","06/06/2019 08:00","2019-06-06",51.188]
["20150606:0900",10.54,94.44,0,{"v":0,"d":"0.00"},0,{"v":296.1,"d":"296.10"},4.41,291,101526,{"$f":"'Bethel TMY 3'!$D$5","v":2019},"06","06","09","06/06/2019 09:00","2019-06-06T01:00:00",50.971999999999994]
["20150606:1200",10.38,94.99,0,{"v":0,"d":"0.00"},0,302.65,3.24,284,101653,{"$f":"'Bethel TMY 3'!$D$5","v":2019},"06","06","12","06/06/2019 12:00","2019-06-06T04:00:00",50.684]
["20150606:1500",10.79,80.33,140,31.26,129,309.07,2.66,274,101743,{"$f":"'Bethel TMY 3'!$D$5","v":2019},"06","06","15","06/06/2019 15:00","2019-06-06T07:00:00",51.422]
["20150606:1900",11.54,64.75,164,2.53,162,300.33,3.28,260,101809,{"$f":"'Bethel TMY 3'!$D$5","v":2019},"06","06","19","06/06/2019 19:00","2019-06-06T11:00:00",52.772]
["20150606:2100",11.52,62.65,259,11.85,249,294.63,4.77,260,101823,{"$f":"'Bethel TMY 3'!$D$5","v":2019},"06","06","21","06/06/2019 21:00","2019-06-06T13:00:00",52.736000000000004]
["20150607:0200",11.12,73.35,259,220.72,166,297.45,6.57,276,101919,{"$f":"'Bethel TMY 3'!$D$5","v":2019},"06","07","02","06/07/2019 02:00","2019-06-06T18:00:00",52.016]
["20150607:0600",10.33,{"v":88.3,"d":"88.30"},0,{"v":0,"d":"0.00"},0,299.62,5.88,286,102029,{"$f":"'Bethel TMY 3'!$D$5","v":2019},"06","07","06","06/07/2019 06:00","2019-06-06T22:00:00",50.594]
["20150607:0900",9.83,94.11,0,{"v":0,"d":"0.00"},0,300.62,4.86,296,102079,{"$f":"'Bethel TMY 3'!$D$5","v":2019},{"$f":"MID(A3795,5,2)","v":"06"},{"$f":"MID(A3795,7,2)","v":"07"},{"$f":"MID(A3795,10,2)","v":"09"},{"$f":"L3795&\"/\"&M3795&\"/\"&K3795&\" \"&N3795&\":00\"","v":"06/07/2019 09:00"},{"$f":"(DATEVALUE(O3795)+TIMEVALUE(O3795))+($P$16/24)","v":"2019-06-07T01:00:00"},{"$f":"((9/5)*B3795)+32","v":49.694}]
["20150607:1000",9.75,{"v":95.5,"d":"95.50"},0,{"v":0,"d":"0.00"},0,301.68,4.33,300,102089,{"$f":"'Bethel TMY 3'!$D$5","v":2019},"06","07","10","06/07/2019 10:00","2019-06-07T02:00:00",49.55]
["20150607:1300",10.01,92.88,5,{"v":0,"d":"0.00"},5,304.08,3.31,308,101999,{"$f":"'Bethel TMY 3'!$D$5","v":2019},"06","07","13","06/07/2019 13:00","2019-06-07T05:00:00",50.018]
["20150607:1600",10.58,82.75,115,{"v":0,"d":"0.00"},115,309.32,2.72,304,101896,{"$f":"'Bethel TMY 3'!$D$5","v":2019},"06","07","16","06/07/2019 16:00","2019-06-07T08:00:00",51.044]
["20150607:2200",11.55,65.18,411,58.68,363,288.98,3.17,292,101633,{"$f":"'Bethel TMY 3'!$D$5","v":2019},"06","07","22","06/07/2019 22:00","2019-06-07T14:00:00",52.790000000000006]
["20150608:0000",11.78,63.73,504,344.53,274,289.67,1.99,299,101513,{"$f":"'Bethel TMY 3'!$D$5","v":2019},"06","08","00","06/08/2019 00:00","2019-06-07T16:00:00",53.204]
["20150608:0400",11.98,74.85,63,79.79,51,288.27,3.04,311,101320,{"$f":"'Bethel TMY 3'!$D$5","v":2019},"06","08","04","06/08/2019 04:00","2019-06-07T20:00:00",53.564]
["20150608:0700",11.51,{"v":92.3,"d":"92.30"},0,{"v":0,"d":"0.00"},0,282.02,5.52,319,101237,{"$f":"'Bethel TMY 3'!$D$5","v":2019},"06","08","07","06/08/2019 07:00","2019-06-07T23:00:00",52.718]
["20150608:1000",11.02,99.48,0,{"v":0,"d":"0.00"},0,283.08,{"v":6,"d":"6.00"},326,101163,{"$f":"'Bethel TMY 3'!$D$5","v":2019},"06","08","10","06/08/2019 10:00","2019-06-08T02:00:00",51.836]
["20150608:1100",10.88,{"v":100,"d":"100.00"},0,{"v":0,"d":"0.00"},0,284.05,5.85,328,101140,{"$f":"'Bethel TMY 3'!$D$5","v":2019},"06","08","11","06/08/2019 11:00","2019-06-08T03:00:00",51.584]
["20150608:1400",11.54,82.71,125,250.09,71,{"v":285.6,"d":"285.60"},{"v":5.9,"d":"5.90"},333,100970,{"$f":"'Bethel TMY 3'!$D$5","v":2019},"06","08","14","06/08/2019 14:00","2019-06-08T06:00:00",52.772]
["20150608:1900",13.16,53.77,740,{"v":653.9,"d":"653.90"},222,288.57,6.46,310,100787,{"$f":"'Bethel TMY 3'!$D$5","v":2019},"06","08","19","06/08/2019 19:00","2019-06-08T11:00:00",55.688]
["20150608:2200",13.52,48.08,832,860.79,127,297.55,{"v":6,"d":"6.00"},296,100734,{"$f":"'Bethel TMY 3'!$D$5","v":2019},"06","08","22","06/08/2019 22:00","2019-06-08T14:00:00",56.336]
["20150609:0100",13.37,53.44,522,750.24,106,303.05,5.12,295,100794,{"$f":"'Bethel TMY 3'!$D$5","v":2019},"06","09","01","06/09/2019 01:00","2019-06-08T17:00:00",56.066]
["20150609:0500",12.54,70.45,12,{"v":0,"d":"0.00"},12,295.95,7.66,303,100970,{"$f":"'Bethel TMY 3'!$D$5","v":2019},"06","09","05","06/09/2019 05:00","2019-06-08T21:00:00",54.572]
["20150609:0800",11.64,85.51,0,{"v":0,"d":"0.00"},0,{"v":296.4,"d":"296.40"},6.87,302,101120,{"$f":"'Bethel TMY 3'!$D$5","v":2019},"06","09","08","06/09/2019 08:00","2019-06-09",52.952]
["20150609:1100",11.11,97.99,0,{"v":0,"d":"0.00"},0,{"v":299.4,"d":"299.40"},5.02,305,101260,{"$f":"'Bethel TMY 3'!$D$5","v":2019},"06","09","11","06/09/2019 11:00","2019-06-09T03:00:00",51.998000000000005]
["20150609:1200",{"v":11.2,"d":"11.20"},92.99,0,{"v":0,"d":"0.00"},0,300.57,{"v":4.6,"d":"4.60"},303,101296,{"$f":"'Bethel TMY 3'!$D$5","v":2019},"06","09","12","06/09/2019 12:00","2019-06-09T04:00:00",52.16]
["20150609:1600",11.52,73.57,423,660.64,100,299.27,2.65,299,101390,{"$f":"'Bethel TMY 3'!$D$5","v":2019},"06","09","16","06/09/2019 16:00","2019-06-09T08:00:00",52.736000000000004]
["20150609:1900",11.93,64.47,398,60.55,350,297.08,4.18,290,101440,{"$f":"'Bethel TMY 3'!$D$5","v":2019},"06","09","19","06/09/2019 19:00","2019-06-09T11:00:00",53.474000000000004]
["20150609:2300",12.07,60.79,239,10.54,231,{"v":294.2,"d":"294.20"},5.94,281,101550,{"$f":"'Bethel TMY 3'!$D$5","v":2019},"06","09","23","06/09/2019 23:00","2019-06-09T15:00:00",53.726]
["20150610:0200",11.47,{"v":61,"d":"61.00"},37,{"v":0,"d":"0.00"},37,{"v":287.9,"d":"287.90"},8.01,278,101719,{"$f":"'Bethel TMY 3'!$D$5","v":2019},"06","10","02","06/10/2019 02:00","2019-06-09T18:00:00",52.646]
["20150610:0600",10.51,77.53,0,{"v":0,"d":"0.00"},0,279.63,5.43,267,101912,{"$f":"'Bethel TMY 3'!$D$5","v":2019},"06","10","06","06/10/2019 06:00","2019-06-09T22:00:00",50.918]
["20150610:0900",9.88,88.73,0,{"v":0,"d":"0.00"},0,280.93,4.18,236,102032,{"$f":"'Bethel TMY 3'!$D$5","v":2019},"06","10","09","06/10/2019 09:00","2019-06-10T01:00:00",49.784000000000006]
["20150610:1200",9.77,91.84,0,{"v":0,"d":"0.00"},0,{"v":291.3,"d":"291.30"},5.27,183,102096,{"$f":"'Bethel TMY 3'!$D$5","v":2019},"06","10","12","06/10/2019 12:00","2019-06-10T04:00:00",49.586]
["20150610:1300",9.82,89.75,7,{"v":0,"d":"0.00"},7,{"v":296.2,"d":"296.20"},6.15,168,102092,{"$f":"'Bethel TMY 3'!$D$5","v":2019},"06","10","13","06/10/2019 13:00","2019-06-10T05:00:00",49.676]
["20150610:1700",9.69,75.42,143,{"v":0,"d":"0.00"},143,333.25,10.92,156,102019,{"$f":"'Bethel TMY 3'!$D$5","v":2019},"06","10","17","06/10/2019 17:00","2019-06-10T09:00:00",49.442]
["20150610:2100",8.81,92.67,146,1.18,145,343.78,15.03,154,102049,{"$f":"'Bethel TMY 3'!$D$5","v":2019},"06","10","21","06/10/2019 21:00","2019-06-10T13:00:00",47.858000000000004]
["20150611:0000",9.08,{"v":100,"d":"100.00"},73,{"v":0,"d":"0.00"},73,351.92,16.68,150,101996,{"$f":"'Bethel TMY 3'!$D$5","v":2019},"06","11","00","06/11/2019 00:00","2019-06-10T16:00:00",48.344]
["20150611:0300",9.99,{"v":100,"d":"100.00"},57,{"v":0,"d":"0.00"},57,357.23,16.17,147,101823,{"$f":"'Bethel TMY 3'!$D$5","v":2019},"06","11","03","06/11/2019 03:00","2019-06-10T19:00:00",49.982]
["20150611:0700",11.33,{"v":100,"d":"100.00"},0,{"v":0,"d":"0.00"},0,362.47,{"v":17.9,"d":"17.90"},153,101589,{"$f":"'Bethel TMY 3'!$D$5","v":2019},"06","11","07","06/11/2019 07:00","2019-06-10T23:00:00",52.394000000000005]
["20150611:1000",11.75,{"v":100,"d":"100.00"},0,{"v":0,"d":"0.00"},0,{"v":363.9,"d":"363.90"},15.44,169,101473,{"$f":"'Bethel TMY 3'!$D$5","v":2019},"06","11","10","06/11/2019 10:00","2019-06-11T02:00:00",53.150000000000006]
["20150611:1400",10.33,{"v":100,"d":"100.00"},41,{"v":0,"d":"0.00"},41,{"v":358.3,"d":"358.30"},10.07,206,101520,{"$f":"'Bethel TMY 3'!$D$5","v":2019},"06","11","14","06/11/2019 14:00","2019-06-11T06:00:00",50.594]
["20150611:1500",9.88,{"v":100,"d":"100.00"},28,{"v":0,"d":"0.00"},28,355.67,9.23,203,101560,{"$f":"'Bethel TMY 3'!$D$5","v":2019},"06","11","15","06/11/2019 15:00","2019-06-11T07:00:00",49.784000000000006]
["20150611:1800",9.15,98.52,75,{"v":0,"d":"0.00"},75,342.53,{"v":8.2,"d":"8.20"},191,101683,{"$f":"'Bethel TMY 3'!$D$5","v":2019},"06","11","18","06/11/2019 18:00","2019-06-11T10:00:00",48.47]
["20150611:2200",9.73,93.41,650,354.22,359,{"v":311.5,"d":"311.50"},10.46,180,101796,{"$f":"'Bethel TMY 3'!$D$5","v":2019},"06","11","22","06/11/2019 22:00","2019-06-11T14:00:00",49.514]
["20150612:0100",9.47,97.45,80,{"v":0,"d":"0.00"},80,314.58,11.16,183,101829,{"$f":"'Bethel TMY 3'!$D$5","v":2019},"06","12","01","06/12/2019 01:00","2019-06-11T17:00:00",49.04600000000001]
["20150612:0400",9.52,{"v":100,"d":"100.00"},69,96.08,54,318.55,10.75,182,101833,{"$f":"'Bethel TMY 3'!$D$5","v":2019},"06","12","04","06/12/2019 04:00","2019-06-11T20:00:00",49.135999999999996]
["20150612:0700",9.72,{"v":100,"d":"100.00"},0,{"v":0,"d":"0.00"},0,317.35,10.35,184,101836,{"$f":"'Bethel TMY 3'!$D$5","v":2019},"06","12","07","06/12/2019 07:00","2019-06-11T23:00:00",49.496]
["20150612:1200",9.62,{"v":100,"d":"100.00"},0,{"v":0,"d":"0.00"},0,{"v":326.4,"d":"326.40"},9.55,189,101869,{"$f":"'Bethel TMY 3'!$D$5","v":2019},"06","12","12","06/12/2019 12:00","2019-06-12T04:00:00",49.316]
["20150612:1500",9.23,99.88,153,50.69,135,{"v":328.5,"d":"328.50"},9.17,191,101912,{"$f":"'Bethel TMY 3'!$D$5","v":2019},"06","12","15","06/12/2019 15:00","2019-06-12T07:00:00",48.614000000000004]
["20150612:1600",9.21,99.76,284,159.19,206,{"v":331.3,"d":"331.30"},8.89,191,101916,{"$f":"'Bethel TMY 3'!$D$5","v":2019},"06","12","16","06/12/2019 16:00","2019-06-12T08:00:00",48.578]
["20150612:1900",9.17,97.08,398,60.45,350,{"v":334.5,"d":"334.50"},8.19,193,101932,{"$f":"'Bethel TMY 3'!$D$5","v":2019},"06","12","19","06/12/2019 19:00","2019-06-12T11:00:00",48.506]
["20150612:2300",8.64,96.49,345,40.68,314,{"v":332.7,"d":"332.70"},7.39,200,101939,{"$f":"'Bethel TMY 3'!$D$5","v":2019},"06","12","23","06/12/2019 23:00","2019-06-12T15:00:00",47.552]
["20150613:0200",8.31,{"v":100,"d":"100.00"},100,{"v":0,"d":"0.00"},100,327.85,{"v":8.5,"d":"8.50"},198,101929,{"$f":"'Bethel TMY 3'!$D$5","v":2019},"06","13","02","06/13/2019 02:00","2019-06-12T18:00:00",46.958]
["20150613:0400",8.52,{"v":100,"d":"100.00"},11,{"v":0,"d":"0.00"},11,335.68,8.52,192,101936,{"$f":"'Bethel TMY 3'!$D$5","v":2019},"06","13","04","06/13/2019 04:00","2019-06-12T20:00:00",47.336]
["20150613:1000",9.31,{"v":100,"d":"100.00"},0,{"v":0,"d":"0.00"},0,340.23,4.97,179,101972,{"$f":"'Bethel TMY 3'!$D$5","v":2019},"06","13","10","06/13/2019 10:00","2019-06-13T02:00:00",48.758]
["20150613:1300",9.51,{"v":100,"d":"100.00"},31,{"v":0,"d":"0.00"},31,327.28,5.39,158,102046,{"$f":"'Bethel TMY 3'!$D$5","v":2019},"06","13","13","06/13/2019 13:00","2019-06-13T05:00:00",49.117999999999995]
["20150613:1400",9.53,{"v":100,"d":"100.00"},35,{"v":0,"d":"0.00"},35,{"v":320.5,"d":"320.50"},6.03,148,102079,{"$f":"'Bethel TMY 3'!$D$5","v":2019},"06","13","14","06/13/2019 14:00","2019-06-13T06:00:00",49.153999999999996]
["20150613:1700",9.62,92.48,202,9.78,196,300.15,3.05,129,102149,{"$f":"'Bethel TMY 3'!$D$5","v":2019},"06","13","17","06/13/2019 17:00","2019-06-13T09:00:00",49.316]
["20150613:2000",{"v":10.2,"d":"10.20"},81.34,484,102.48,398,{"v":310.9,"d":"310.90"},2.18,150,102189,{"$f":"'Bethel TMY 3'!$D$5","v":2019},"06","13","20","06/13/2019 20:00","2019-06-13T12:00:00",50.36]
["20150614:0000",10.89,67.61,664,{"v":813.5,"d":"813.50"},116,295.75,{"v":4.9,"d":"4.90"},293,102149,{"$f":"'Bethel TMY 3'!$D$5","v":2019},"06","14","00","06/14/2019 00:00","2019-06-13T16:00:00",51.602000000000004]
["20150614:0500",11.06,77.62,15,{"v":0,"d":"0.00"},15,{"v":271.8,"d":"271.80"},5.63,298,102279,{"$f":"'Bethel TMY 3'!$D$5","v":2019},"06","14","05","06/14/2019 05:00","2019-06-13T21:00:00",51.908]
["20150614:0700",10.47,88.93,0,{"v":0,"d":"0.00"},0,273.77,6.13,302,102325,{"$f":"'Bethel TMY 3'!$D$5","v":2019},"06","14","07","06/14/2019 07:00","2019-06-13T23:00:00",50.846000000000004]
["20150614:1100",{"v":9.5,"d":"9.50"},{"v":100,"d":"100.00"},0,{"v":0,"d":"0.00"},0,280.35,5.46,308,102369,{"$f":"'Bethel TMY 3'!$D$5","v":2019},"06","14","11","06/14/2019 11:00","2019-06-14T03:00:00",49.1]
["20150614:1400",{"v":9.7,"d":"9.70"},90.22,21,{"v":0,"d":"0.00"},21,298.15,6.33,315,102329,{"$f":"'Bethel TMY 3'!$D$5","v":2019},"06","14","14","06/14/2019 14:00","2019-06-14T06:00:00",49.46]
["20150614:1500",9.86,83.96,77,{"v":0,"d":"0.00"},77,299.25,{"v":6.2,"d":"6.20"},313,102309,{"$f":"'Bethel TMY 3'!$D$5","v":2019},"06","14","15","06/14/2019 15:00","2019-06-14T07:00:00",49.748000000000005]
["20150614:1800",10.53,66.56,469,192.31,331,{"v":296.2,"d":"296.20"},5.21,308,102235,{"$f":"'Bethel TMY 3'!$D$5","v":2019},"06","14","18","06/14/2019 18:00","2019-06-14T10:00:00",50.954]
["20150614:2100",11.29,55.67,635,281.38,396,288.08,3.48,300,102122,{"$f":"'Bethel TMY 3'!$D$5","v":2019},"06","14","21","06/14/2019 21:00","2019-06-14T13:00:00",52.322]
["20150615:0200",11.28,60.97,120,{"v":0,"d":"0.00"},120,289.85,4.18,295,101949,{"$f":"'Bethel TMY 3'!$D$5","v":2019},"06","15","02","06/15/2019 02:00","2019-06-14T18:00:00",52.304]
["20150615:0500",10.63,77.73,7,{"v":0,"d":"0.00"},7,292.35,7.41,298,102049,{"$f":"'Bethel TMY 3'!$D$5","v":2019},"06","15","05","06/15/2019 05:00","2019-06-14T21:00:00",51.134]
["20150615:0900",{"v":9.9,"d":"9.90"},{"v":93.8,"d":"93.80"},0,{"v":0,"d":"0.00"},0,292.97,{"v":7,"d":"7.00"},304,102072,{"$f":"'Bethel TMY 3'!$D$5","v":2019},{"$f":"MID(A3987,5,2)","v":"06"},{"$f":"MID(A3987,7,2)","v":"15"},{"$f":"MID(A3987,10,2)","v":"09"},{"$f":"L3987&\"/\"&M3987&\"/\"&K3987&\" \"&N3987&\":00\"","v":"06/15/2019 09:00"},{"$f":"(DATEVALUE(O3987)+TIMEVALUE(O3987))+($P$16/24)","v":"2019-06-15T01:00:00"},{"$f":"((9/5)*B3987)+32","v":49.82}]
["20150615:1200",9.87,94.42,0,{"v":0,"d":"0.00"},0,305.83,6.11,308,102046,{"$f":"'Bethel TMY 3'!$D$5","v":2019},"06","15","12","06/15/2019 12:00","2019-06-15T04:00:00",49.766]
["20150615:1500",10.03,82.42,145,36.57,132,320.73,5.95,312,101966,{"$f":"'Bethel TMY 3'!$D$5","v":2019},"06","15","15","06/15/2019 15:00","2019-06-15T07:00:00",50.054]
["20150615:1600",10.03,77.42,289,171.33,205,324.97,5.78,311,101952,{"$f":"'Bethel TMY 3'!$D$5","v":2019},"06","15","16","06/15/2019 16:00","2019-06-15T08:00:00",50.054]
["20150615:1900",{"v":10.5,"d":"10.50"},64.89,617,339.73,347,{"v":325.3,"d":"325.30"},5.86,304,101879,{"$f":"'Bethel TMY 3'!$D$5","v":2019},"06","15","19","06/15/2019 19:00","2019-06-15T11:00:00",50.900000000000006]
["20150615:2300",{"v":10.8,"d":"10.80"},59.51,472,145.26,361,322.25,5.81,290,101789,{"$f":"'Bethel TMY 3'!$D$5","v":2019},"06","15","23","06/15/2019 23:00","2019-06-15T15:00:00",51.44]
["20150616:0300",{"v":11.1,"d":"11.10"},{"v":70.6,"d":"70.60"},175,237.14,105,320.17,5.92,295,101839,{"$f":"'Bethel TMY 3'!$D$5","v":2019},"06","16","03","06/16/2019 03:00","2019-06-15T19:00:00",51.980000000000004]
["20150616:0600",10.75,88.94,0,{"v":0,"d":"0.00"},0,310.58,5.69,299,101896,{"$f":"'Bethel TMY 3'!$D$5","v":2019},"06","16","06","06/16/2019 06:00","2019-06-15T22:00:00",51.35]
["20150616:1000",10.24,99.74,0,{"v":0,"d":"0.00"},0,302.28,5.14,308,101956,{"$f":"'Bethel TMY 3'!$D$5","v":2019},"06","16","10","06/16/2019 10:00","2019-06-16T02:00:00",50.432]
["20150616:1300",10.37,91.91,32,{"v":0,"d":"0.00"},32,296.58,4.22,317,101956,{"$f":"'Bethel TMY 3'!$D$5","v":2019},"06","16","13","06/16/2019 13:00","2019-06-16T05:00:00",50.666]
["20150616:1600",10.95,75.75,198,{"v":30.6,"d":"30.60"},183,299.78,3.48,316,101916,{"$f":"'Bethel TMY 3'!$D$5","v":2019},"06","16","16","06/16/2019 16:00","2019-06-16T08:00:00",51.71]
["20150616:1700",11.18,69.69,312,{"v":78.2,"d":"78.20"},264,302.35,3.23,313,101899,{"$f":"'Bethel TMY 3'!$D$5","v":2019},"06","16","17","06/16/2019 17:00","2019-06-16T09:00:00",52.123999999999995]
["20150616:2000",11.68,59.16,363,33.33,335,{"v":295.2,"d":"295.20"},4.52,289,101839,{"$f":"'Bethel TMY 3'!$D$5","v":2019},"06","16","20","06/16/2019 20:00","2019-06-16T12:00:00",53.024]
["20150617:0000",11.86,{"v":56.4,"d":"56.40"},669,828.74,109,{"v":292.2,"d":"292.20"},4.65,282,101779,{"$f":"'Bethel TMY 3'!$D$5","v":2019},"06","17","00","06/17/2019 00:00","2019-06-16T16:00:00",53.348]
["20150617:0400",11.35,73.02,113,397.01,49,287.37,{"v":4.9,"d":"4.90"},288,101892,{"$f":"'Bethel TMY 3'!$D$5","v":2019},"06","17","04","06/17/2019 04:00","2019-06-16T20:00:00",52.43]
["20150617:0700",10.55,88.31,0,{"v":0,"d":"0.00"},0,285.55,5.24,295,102009,{"$f":"'Bethel TMY 3'!$D$5","v":2019},"06","17","07","06/17/2019 07:00","2019-06-16T23:00:00",50.99]
["20150617:1100",9.93,{"v":100,"d":"100.00"},0,{"v":0,"d":"0.00"},0,283.15,3.57,301,102079,{"$f":"'Bethel TMY 3'!$D$5","v":2019},"06","17","11","06/17/2019 11:00","2019-06-17T03:00:00",49.873999999999995]
["20150617:1400",9.88,91.95,31,{"v":0,"d":"0.00"},31,291.55,2.12,307,102099,{"$f":"'Bethel TMY 3'!$D$5","v":2019},"06","17","14","06/17/2019 14:00","2019-06-17T06:00:00",49.784000000000006]
["20150617:1700",10.74,72.66,347,122.22,272,{"v":306.5,"d":"306.50"},1.96,300,102059,{"$f":"'Bethel TMY 3'!$D$5","v":2019},"06","17","17","06/17/2019 17:00","2019-06-17T09:00:00",51.332]
["20150617:2100",11.57,59.05,425,56.45,377,{"v":289.2,"d":"289.20"},3.81,286,101902,{"$f":"'Bethel TMY 3'!$D$5","v":2019},"06","17","21","06/17/2019 21:00","2019-06-17T13:00:00",52.826]
["20150617:2200",11.69,57.48,633,317.64,371,288.55,4.13,284,101856,{"$f":"'Bethel TMY 3'!$D$5","v":2019},"06","17","22","06/17/2019 22:00","2019-06-17T14:00:00",53.042]
["20150618:0200",{"v":12.4,"d":"12.40"},61.25,380,675.84,87,{"v":285.8,"d":"285.80"},5.64,290,101719,{"$f":"'Bethel TMY 3'!$D$5","v":2019},"06","18","02","06/18/2019 02:00","2019-06-17T18:00:00",54.32]
["20150618:0500",11.91,79.29,15,{"v":0,"d":"0.00"},15,{"v":287.3,"d":"287.30"},5.41,296,101739,{"$f":"'Bethel TMY 3'!$D$5","v":2019},"06","18","05","06/18/2019 05:00","2019-06-17T21:00:00",53.438]
["20150618:0800",11.15,93.68,0,{"v":0,"d":"0.00"},0,{"v":287.8,"d":"287.80"},5.48,302,101779,{"$f":"'Bethel TMY 3'!$D$5","v":2019},"06","18","08","06/18/2019 08:00","2019-06-18",52.07]
["20150618:1200",10.77,95.41,0,{"v":0,"d":"0.00"},0,288.03,4.15,304,101763,{"$f":"'Bethel TMY 3'!$D$5","v":2019},"06","18","12","06/18/2019 12:00","2019-06-18T04:00:00",51.385999999999996]
["20150618:1500",11.19,80.41,302,628.13,79,290.37,3.06,296,101723,{"$f":"'Bethel TMY 3'!$D$5","v":2019},"06","18","15","06/18/2019 15:00","2019-06-18T07:00:00",52.141999999999996]
["20150618:1800",11.79,64.71,710,834.85,111,292.52,3.22,275,101693,{"$f":"'Bethel TMY 3'!$D$5","v":2019},"06","18","18","06/18/2019 18:00","2019-06-18T10:00:00",53.221999999999994]
["20150618:2000",12.11,56.57,854,874.76,119,294.15,4.73,258,101659,{"$f":"'Bethel TMY 3'!$D$5","v":2019},"06","18","20","06/18/2019 20:00","2019-06-18T12:00:00",53.798]
["20150618:2300",12.01,52.95,768,854.12,114,{"v":297.8,"d":"297.80"},6.03,258,101649,{"$f":"'Bethel TMY 3'!$D$5","v":2019},"06","18","23","06/18/2019 23:00","2019-06-18T15:00:00",53.617999999999995]
["20150619:0300",12.08,69.19,244,581.74,71,291.85,5.05,269,101689,{"$f":"'Bethel TMY 3'!$D$5","v":2019},"06","19","03","06/19/2019 03:00","2019-06-18T19:00:00",53.744]
["20150619:0600",11.46,88.59,0,{"v":0,"d":"0.00"},0,{"v":295.1,"d":"295.10"},3.43,269,101789,{"$f":"'Bethel TMY 3'!$D$5","v":2019},"06","19","06","06/19/2019 06:00","2019-06-18T22:00:00",52.628]
["20150619:0900",10.93,97.27,0,{"v":0,"d":"0.00"},0,298.23,3.05,240,101829,{"$f":"'Bethel TMY 3'!$D$5","v":2019},"06","19","09","06/19/2019 09:00","2019-06-19T01:00:00",51.674]
["20150619:1300",10.59,97.79,30,{"v":0,"d":"0.00"},30,319.53,{"v":2.1,"d":"2.10"},169,101816,{"$f":"'Bethel TMY 3'!$D$5","v":2019},"06","19","13","06/19/2019 13:00","2019-06-19T05:00:00",51.062]
["20150619:1500",{"v":10.6,"d":"10.60"},91.08,157,62.03,135,338.93,2.59,158,101803,{"$f":"'Bethel TMY 3'!$D$5","v":2019},"06","19","15","06/19/2019 15:00","2019-06-19T07:00:00",51.08]
["20150619:1800",10.87,76.53,419,124.08,330,353.27,3.49,164,101773,{"$f":"'Bethel TMY 3'!$D$5","v":2019},"06","19","18","06/19/2019 18:00","2019-06-19T10:00:00",51.566]
["20150619:2100",10.92,69.14,289,16.46,275,346.48,4.03,173,101723,{"$f":"'Bethel TMY 3'!$D$5","v":2019},"06","19","21","06/19/2019 21:00","2019-06-19T13:00:00",51.656]
["20150620:0000",10.72,{"v":70.7,"d":"70.70"},581,558.19,203,344.87,5.01,186,101696,{"$f":"'Bethel TMY 3'!$D$5","v":2019},"06","20","00","06/20/2019 00:00","2019-06-19T16:00:00",51.29600000000001]
["20150620:0400",10.78,89.17,10,{"v":0,"d":"0.00"},10,{"v":343.4,"d":"343.40"},{"v":4.9,"d":"4.90"},193,101763,{"$f":"'Bethel TMY 3'!$D$5","v":2019},"06","20","04","06/20/2019 04:00","2019-06-19T20:00:00",51.403999999999996]
["20150620:0700",10.73,98.48,0,{"v":0,"d":"0.00"},0,347.22,5.93,195,101823,{"$f":"'Bethel TMY 3'!$D$5","v":2019},"06","20","07","06/20/2019 07:00","2019-06-19T23:00:00",51.314]
["20150620:1000",10.78,{"v":100,"d":"100.00"},0,{"v":0,"d":"0.00"},0,{"v":354.4,"d":"354.40"},4.45,191,101846,{"$f":"'Bethel TMY 3'!$D$5","v":2019},"06","20","10","06/20/2019 10:00","2019-06-20T02:00:00",51.403999999999996]
["20150620:1200",10.92,99.15,0,{"v":0,"d":"0.00"},0,353.32,3.28,188,101836,{"$f":"'Bethel TMY 3'!$D$5","v":2019},"06","20","12","06/20/2019 12:00","2019-06-20T04:00:00",51.656]
["20150620:1800",11.13,83.68,241,12.55,232,341.67,2.95,185,101823,{"$f":"'Bethel TMY 3'!$D$5","v":2019},"06","20","18","06/20/2019 18:00","2019-06-20T10:00:00",52.034000000000006]
["20150620:1900",11.29,80.11,495,145.99,379,339.23,3.32,182,101816,{"$f":"'Bethel TMY 3'!$D$5","v":2019},"06","20","19","06/20/2019 19:00","2019-06-20T11:00:00",52.322]
["20150620:2200",11.53,69.81,770,637.11,244,331.73,4.52,174,101743,{"$f":"'Bethel TMY 3'!$D$5","v":2019},"06","20","22","06/20/2019 22:00","2019-06-20T14:00:00",52.754]
["20150621:0100",11.04,71.16,390,281.69,231,{"v":331.4,"d":"331.40"},5.56,164,101756,{"$f":"'Bethel TMY 3'!$D$5","v":2019},"06","21","01","06/21/2019 01:00","2019-06-20T17:00:00",51.872]
["20150621:0500",10.54,84.87,8,{"v":0,"d":"0.00"},8,{"v":347.2,"d":"347.20"},8.34,148,101779,{"$f":"'Bethel TMY 3'!$D$5","v":2019},"06","21","05","06/21/2019 05:00","2019-06-20T21:00:00",50.971999999999994]
["20150621:0800",10.71,93.23,0,{"v":0,"d":"0.00"},0,354.95,9.09,140,101769,{"$f":"'Bethel TMY 3'!$D$5","v":2019},"06","21","08","06/21/2019 08:00","2019-06-21",51.278000000000006]
["20150621:1300",11.26,99.52,19,{"v":0,"d":"0.00"},19,{"v":359.6,"d":"359.60"},9.72,137,101689,{"$f":"'Bethel TMY 3'!$D$5","v":2019},"06","21","13","06/21/2019 13:00","2019-06-21T05:00:00",52.268]
["20150621:1600",{"v":11.2,"d":"11.20"},98.41,99,{"v":0,"d":"0.00"},99,{"v":361.6,"d":"361.60"},10.18,136,101673,{"$f":"'Bethel TMY 3'!$D$5","v":2019},"06","21","16","06/21/2019 16:00","2019-06-21T08:00:00",52.16]
["20150621:1900",11.17,{"v":95.8,"d":"95.80"},272,15.11,260,363.38,8.65,136,101649,{"$f":"'Bethel TMY 3'!$D$5","v":2019},"06","21","19","06/21/2019 19:00","2019-06-21T11:00:00",52.106]
["20150621:2000",11.18,94.71,351,28.57,327,{"v":363.9,"d":"363.90"},7.83,136,101639,{"$f":"'Bethel TMY 3'!$D$5","v":2019},"06","21","20","06/21/2019 20:00","2019-06-21T12:00:00",52.123999999999995]
["20150621:2300",11.26,93.14,244,11.74,235,{"v":362.1,"d":"362.10"},7.01,137,101599,{"$f":"'Bethel TMY 3'!$D$5","v":2019},"06","21","23","06/21/2019 23:00","2019-06-21T15:00:00",52.268]
["20150622:0200",11.95,90.91,91,{"v":0,"d":"0.00"},91,359.55,9.37,137,101569,{"$f":"'Bethel TMY 3'!$D$5","v":2019},"06","22","02","06/22/2019 02:00","2019-06-21T18:00:00",53.51]
["20150622:0600",12.64,96.02,0,{"v":0,"d":"0.00"},0,361.48,9.45,141,101513,{"$f":"'Bethel TMY 3'!$D$5","v":2019},"06","22","06","06/22/2019 06:00","2019-06-21T22:00:00",54.752]
["20150622:1000",12.87,99.11,0,{"v":0,"d":"0.00"},0,365.28,8.21,141,101500,{"$f":"'Bethel TMY 3'!$D$5","v":2019},"06","22","10","06/22/2019 10:00","2019-06-22T02:00:00",55.166]
["20150622:1400",13.17,98.67,97,87.79,78,365.75,6.86,138,101470,{"$f":"'Bethel TMY 3'!$D$5","v":2019},"06","22","14","06/22/2019 14:00","2019-06-22T06:00:00",55.706]
["20150622:1700",{"v":12.8,"d":"12.80"},95.85,192,6.54,188,{"v":367.2,"d":"367.20"},6.77,142,101470,{"$f":"'Bethel TMY 3'!$D$5","v":2019},"06","22","17","06/22/2019 17:00","2019-06-22T09:00:00",55.040000000000006]
["20150622:2000",{"v":12.5,"d":"12.50"},90.77,206,7.14,200,366.25,9.46,148,101440,{"$f":"'Bethel TMY 3'!$D$5","v":2019},"06","22","20","06/22/2019 20:00","2019-06-22T12:00:00",54.5]
["20150622:2100",12.32,91.32,122,{"v":0,"d":"0.00"},122,366.38,9.06,149,101423,{"$f":"'Bethel TMY 3'!$D$5","v":2019},"06","22","21","06/22/2019 21:00","2019-06-22T13:00:00",54.176]
["20150623:0000",12.16,92.87,110,{"v":0,"d":"0.00"},110,366.42,7.49,152,101360,{"$f":"'Bethel TMY 3'!$D$5","v":2019},"06","23","00","06/23/2019 00:00","2019-06-22T16:00:00",53.888000000000005]
["20150623:0300",12.52,95.85,12,{"v":0,"d":"0.00"},12,365.45,6.46,152,101293,{"$f":"'Bethel TMY 3'!$D$5","v":2019},"06","23","03","06/23/2019 03:00","2019-06-22T19:00:00",54.536]
["20150623:0700",12.42,{"v":100,"d":"100.00"},0,{"v":0,"d":"0.00"},0,365.55,7.96,158,101267,{"$f":"'Bethel TMY 3'!$D$5","v":2019},"06","23","07","06/23/2019 07:00","2019-06-22T23:00:00",54.356]
["20150623:1100",12.27,{"v":100,"d":"100.00"},0,{"v":0,"d":"0.00"},0,{"v":361.6,"d":"361.60"},4.48,175,101230,{"$f":"'Bethel TMY 3'!$D$5","v":2019},"06","23","11","06/23/2019 11:00","2019-06-23T03:00:00",54.086]
["20150623:1500",11.51,99.14,105,{"v":0,"d":"0.00"},105,361.33,{"v":3.2,"d":"3.20"},215,101240,{"$f":"'Bethel TMY 3'!$D$5","v":2019},"06","23","15","06/23/2019 15:00","2019-06-23T07:00:00",52.718]
["20150623:1800",11.11,94.96,188,4.19,185,358.55,3.57,224,101270,{"$f":"'Bethel TMY 3'!$D$5","v":2019},"06","23","18","06/23/2019 18:00","2019-06-23T10:00:00",51.998000000000005]
["20150623:2100",10.78,90.13,541,{"v":149.3,"d":"149.30"},414,352.52,4.63,229,101296,{"$f":"'Bethel TMY 3'!$D$5","v":2019},"06","23","21","06/23/2019 21:00","2019-06-23T13:00:00",51.403999999999996]
["20150623:2200",{"v":10.7,"d":"10.70"},90.23,547,180.43,398,352.98,5.12,231,101303,{"$f":"'Bethel TMY 3'!$D$5","v":2019},"06","23","22","06/23/2019 22:00","2019-06-23T14:00:00",51.26]
["20150624:0400",{"v":11.4,"d":"11.40"},90.91,26,{"v":0,"d":"0.00"},26,346.77,4.87,245,101413,{"$f":"'Bethel TMY 3'!$D$5","v":2019},"06","24","04","06/24/2019 04:00","2019-06-23T20:00:00",52.519999999999996]
["20150624:0500",11.34,94.29,4,{"v":0,"d":"0.00"},4,{"v":344.8,"d":"344.80"},4.69,242,101430,{"$f":"'Bethel TMY 3'!$D$5","v":2019},"06","24","05","06/24/2019 05:00","2019-06-23T21:00:00",52.412]
["20150624:0900",11.05,{"v":100,"d":"100.00"},0,{"v":0,"d":"0.00"},0,{"v":337.9,"d":"337.90"},3.83,241,101490,{"$f":"'Bethel TMY 3'!$D$5","v":2019},"06","24","09","06/24/2019 09:00","2019-06-24T01:00:00",51.89]
["20150624:1200",10.87,{"v":100,"d":"100.00"},0,{"v":0,"d":"0.00"},0,339.08,3.64,250,101506,{"$f":"'Bethel TMY 3'!$D$5","v":2019},"06","24","12","06/24/2019 12:00","2019-06-24T04:00:00",51.566]
["20150624:1600",10.54,96.12,179,18.49,170,342.45,3.71,227,101466,{"$f":"'Bethel TMY 3'!$D$5","v":2019},"06","24","16","06/24/2019 16:00","2019-06-24T08:00:00",50.971999999999994]
["20150624:1900",10.84,83.25,487,138.67,377,332.25,4.09,203,101423,{"$f":"'Bethel TMY 3'!$D$5","v":2019},"06","24","19","06/24/2019 19:00","2019-06-24T11:00:00",51.512]
["20150624:2200",11.21,73.93,652,352.41,361,320.27,3.94,195,101370,{"$f":"'Bethel TMY 3'!$D$5","v":2019},"06","24","22","06/24/2019 22:00","2019-06-24T14:00:00",52.178]
["20150625:0100",11.42,75.92,207,17.69,197,{"v":324.2,"d":"324.20"},4.18,181,101370,{"$f":"'Bethel TMY 3'!$D$5","v":2019},"06","25","01","06/25/2019 01:00","2019-06-24T17:00:00",52.556]
["20150625:0300",11.47,81.45,156,143.67,113,326.67,5.01,172,101370,{"$f":"'Bethel TMY 3'!$D$5","v":2019},"06","25","03","06/25/2019 03:00","2019-06-24T19:00:00",52.646]
["20150625:0700",11.04,91.81,0,{"v":0,"d":"0.00"},0,333.43,{"v":8.5,"d":"8.50"},165,101356,{"$f":"'Bethel TMY 3'!$D$5","v":2019},"06","25","07","06/25/2019 07:00","2019-06-24T23:00:00",51.872]
["20150625:1000",10.59,95.62,0,{"v":0,"d":"0.00"},0,343.98,9.79,157,101353,{"$f":"'Bethel TMY 3'!$D$5","v":2019},"06","25","10","06/25/2019 10:00","2019-06-25T02:00:00",51.062]
["20150625:1300",{"v":10.8,"d":"10.80"},98.69,28,{"v":0,"d":"0.00"},28,348.65,10.86,149,101343,{"$f":"'Bethel TMY 3'!$D$5","v":2019},"06","25","13","06/25/2019 13:00","2019-06-25T05:00:00",51.44]
["20150625:1700",10.83,{"v":100,"d":"100.00"},38,{"v":0,"d":"0.00"},38,353.25,11.48,154,101310,{"$f":"'Bethel TMY 3'!$D$5","v":2019},"06","25","17","06/25/2019 17:00","2019-06-25T09:00:00",51.494]
["20150625:2000",10.37,{"v":100,"d":"100.00"},85,{"v":0,"d":"0.00"},85,{"v":357.6,"d":"357.60"},10.92,162,101250,{"$f":"'Bethel TMY 3'!$D$5","v":2019},"06","25","20","06/25/2019 20:00","2019-06-25T12:00:00",50.666]
["20150625:2200",9.98,{"v":100,"d":"100.00"},192,6.06,187,359.13,12.06,171,101210,{"$f":"'Bethel TMY 3'!$D$5","v":2019},"06","25","22","06/25/2019 22:00","2019-06-25T14:00:00",49.964]
["20150626:0100",9.99,{"v":100,"d":"100.00"},59,{"v":0,"d":"0.00"},59,355.73,7.97,198,101177,{"$f":"'Bethel TMY 3'!$D$5","v":2019},{"$f":"MID(A4243,5,2)","v":"06"},{"$f":"MID(A4243,7,2)","v":"26"},{"$f":"MID(A4243,10,2)","v":"01"},{"$f":"L4243&\"/\"&M4243&\"/\"&K4243&\" \"&N4243&\":00\"","v":"06/26/2019 01:00"},{"$f":"(DATEVALUE(O4243)+TIMEVALUE(O4243))+($P$16/24)","v":"2019-06-25T17:00:00"},{"$f":"((9/5)*B4243)+32","v":49.982}]
["20150626:0400",10.31,{"v":100,"d":"100.00"},61,30.45,56,333.42,3.42,212,101197,{"$f":"'Bethel TMY 3'!$D$5","v":2019},"06","26","04","06/26/2019 04:00","2019-06-25T20:00:00",50.558]
["20150626:0800",10.22,{"v":100,"d":"100.00"},0,{"v":0,"d":"0.00"},0,{"v":295.3,"d":"295.30"},1.53,200,101250,{"$f":"'Bethel TMY 3'!$D$5","v":2019},"06","26","08","06/26/2019 08:00","2019-06-26",50.396]
["20150626:1100",10.12,{"v":100,"d":"100.00"},0,{"v":0,"d":"0.00"},0,286.95,3.17,179,101280,{"$f":"'Bethel TMY 3'!$D$5","v":2019},"06","26","11","06/26/2019 11:00","2019-06-26T03:00:00",50.215999999999994]
["20150626:1400",{"v":9.6,"d":"9.60"},97.73,120,229.92,71,{"v":293.2,"d":"293.20"},3.81,169,101270,{"$f":"'Bethel TMY 3'!$D$5","v":2019},"06","26","14","06/26/2019 14:00","2019-06-26T06:00:00",49.28]
["20150626:1800",9.83,84.69,553,362.78,294,310.13,5.52,163,101250,{"$f":"'Bethel TMY 3'!$D$5","v":2019},"06","26","18","06/26/2019 18:00","2019-06-26T10:00:00",49.694]
["20150626:1900",9.98,80.48,623,357.25,340,319.52,5.66,162,101240,{"$f":"'Bethel TMY 3'!$D$5","v":2019},"06","26","19","06/26/2019 19:00","2019-06-26T11:00:00",49.964]
["20150626:2300",10.27,74.77,595,346.87,329,{"v":320.7,"d":"320.70"},4.17,167,101190,{"$f":"'Bethel TMY 3'!$D$5","v":2019},"06","26","23","06/26/2019 23:00","2019-06-26T15:00:00",50.486000000000004]
["20150627:0200",11.03,69.98,330,444.92,136,311.05,{"v":5.1,"d":"5.10"},161,101110,{"$f":"'Bethel TMY 3'!$D$5","v":2019},"06","27","02","06/27/2019 02:00","2019-06-26T18:00:00",51.854]
["20150627:0500",10.72,85.35,17,{"v":0,"d":"0.00"},17,317.35,6.65,151,101160,{"$f":"'Bethel TMY 3'!$D$5","v":2019},"06","27","05","06/27/2019 05:00","2019-06-26T21:00:00",51.29600000000001]
["20150627:0900",{"v":10.3,"d":"10.30"},98.29,0,{"v":0,"d":"0.00"},0,329.33,6.54,142,101187,{"$f":"'Bethel TMY 3'!$D$5","v":2019},"06","27","09","06/27/2019 09:00","2019-06-27T01:00:00",50.540000000000006]
["20150627:1200",{"v":10.3,"d":"10.30"},98.17,0,{"v":0,"d":"0.00"},0,328.83,5.82,137,101177,{"$f":"'Bethel TMY 3'!$D$5","v":2019},"06","27","12","06/27/2019 12:00","2019-06-27T04:00:00",50.540000000000006]
["20150627:1500",10.44,91.23,164,83.12,135,321.67,5.23,136,101153,{"$f":"'Bethel TMY 3'!$D$5","v":2019},"06","27","15","06/27/2019 15:00","2019-06-27T07:00:00",50.792]
["20150627:2000",10.42,76.07,206,7.16,200,{"v":327.1,"d":"327.10"},2.03,151,101060,{"$f":"'Bethel TMY 3'!$D$5","v":2019},"06","27","20","06/27/2019 20:00","2019-06-27T12:00:00",50.756]
["20150627:2300",10.57,76.38,188,5.22,184,{"v":316.7,"d":"316.70"},2.36,158,100990,{"$f":"'Bethel TMY 3'!$D$5","v":2019},"06","27","23","06/27/2019 23:00","2019-06-27T15:00:00",51.025999999999996]
["20150628:0000",10.79,77.15,483,275.87,296,316.23,2.53,155,100977,{"$f":"'Bethel TMY 3'!$D$5","v":2019},"06","28","00","06/28/2019 00:00","2019-06-27T16:00:00",51.422]
["20150628:0300",11.25,84.54,215,{"v":441.5,"d":"441.50"},83,311.33,3.36,155,100947,{"$f":"'Bethel TMY 3'!$D$5","v":2019},"06","28","03","06/28/2019 03:00","2019-06-27T19:00:00",52.25]
["20150628:0600",11.14,97.51,0,{"v":0,"d":"0.00"},0,304.98,4.01,174,100944,{"$f":"'Bethel TMY 3'!$D$5","v":2019},"06","28","06","06/28/2019 06:00","2019-06-27T22:00:00",52.05200000000001]
["20150628:1000",10.55,{"v":100,"d":"100.00"},0,{"v":0,"d":"0.00"},0,309.35,3.12,201,100964,{"$f":"'Bethel TMY 3'!$D$5","v":2019},"06","28","10","06/28/2019 10:00","2019-06-28T02:00:00",50.99]
["20150628:1300",9.94,{"v":100,"d":"100.00"},27,{"v":0,"d":"0.00"},27,317.05,4.46,202,101043,{"$f":"'Bethel TMY 3'!$D$5","v":2019},"06","28","13","06/28/2019 13:00","2019-06-28T05:00:00",49.891999999999996]
["20150628:1700",9.42,{"v":100,"d":"100.00"},81,{"v":0,"d":"0.00"},81,323.65,3.77,194,101120,{"$f":"'Bethel TMY 3'!$D$5","v":2019},{"$f":"MID(A4307,5,2)","v":"06"},{"$f":"MID(A4307,7,2)","v":"28"},{"$f":"MID(A4307,10,2)","v":"17"},{"$f":"L4307&\"/\"&M4307&\"/\"&K4307&\" \"&N4307&\":00\"","v":"06/28/2019 17:00"},{"$f":"(DATEVALUE(O4307)+TIMEVALUE(O4307))+($P$16/24)","v":"2019-06-28T09:00:00"},{"$f":"((9/5)*B4307)+32","v":48.956}]
["20150628:2100",10.12,98.48,217,8.24,210,{"v":332.7,"d":"332.70"},4.19,188,101153,{"$f":"'Bethel TMY 3'!$D$5","v":2019},"06","28","21","06/28/2019 21:00","2019-06-28T13:00:00",50.215999999999994]
["20150629:0000",10.31,98.28,99,{"v":0,"d":"0.00"},99,324.45,4.96,197,101213,{"$f":"'Bethel TMY 3'!$D$5","v":2019},"06","29","00","06/29/2019 00:00","2019-06-28T16:00:00",50.558]
["20150629:0100",10.39,98.38,29,{"v":0,"d":"0.00"},29,{"v":319.7,"d":"319.70"},4.91,202,101247,{"$f":"'Bethel TMY 3'!$D$5","v":2019},"06","29","01","06/29/2019 01:00","2019-06-28T17:00:00",50.702]
["20150629:0400",10.77,99.49,18,{"v":0,"d":"0.00"},18,319.15,5.19,203,101300,{"$f":"'Bethel TMY 3'!$D$5","v":2019},"06","29","04","06/29/2019 04:00","2019-06-28T20:00:00",51.385999999999996]
["20150629:0700",10.95,{"v":100,"d":"100.00"},0,{"v":0,"d":"0.00"},0,320.72,{"v":5.2,"d":"5.20"},210,101316,{"$f":"'Bethel TMY 3'!$D$5","v":2019},"06","29","07","06/29/2019 07:00","2019-06-28T23:00:00",51.71]
["20150629:1100",{"v":10.9,"d":"10.90"},{"v":100,"d":"100.00"},0,{"v":0,"d":"0.00"},0,314.25,4.92,218,101400,{"$f":"'Bethel TMY 3'!$D$5","v":2019},"06","29","11","06/29/2019 11:00","2019-06-29T03:00:00",51.620000000000005]
["20150629:1400",10.69,{"v":100,"d":"100.00"},122,262.29,67,300.45,5.31,221,101440,{"$f":"'Bethel TMY 3'!$D$5","v":2019},"06","29","14","06/29/2019 14:00","2019-06-29T06:00:00",51.242000000000004]
["20150629:1900",10.95,92.85,341,34.17,314,305.85,5.38,194,101523,{"$f":"'Bethel TMY 3'!$D$5","v":2019},"06","29","19","06/29/2019 19:00","2019-06-29T11:00:00",51.71]
["20150629:2200",10.98,89.18,595,252.29,387,309.87,{"v":5.3,"d":"5.30"},180,101569,{"$f":"'Bethel TMY 3'!$D$5","v":2019},"06","29","22","06/29/2019 22:00","2019-06-29T14:00:00",51.764]
["20150630:0100",11.61,89.44,297,97.43,242,304.75,4.54,166,101633,{"$f":"'Bethel TMY 3'!$D$5","v":2019},"06","30","01","06/30/2019 01:00","2019-06-29T17:00:00",52.897999999999996]
["20150630:0200",11.95,90.08,237,135.55,178,{"v":302,"d":"302.00"},4.19,161,101659,{"$f":"'Bethel TMY 3'!$D$5","v":2019},"06","30","02","06/30/2019 02:00","2019-06-29T18:00:00",53.51]
["20150630:0500",11.81,{"v":100,"d":"100.00"},8,{"v":0,"d":"0.00"},8,302.75,3.93,130,101649,{"$f":"'Bethel TMY 3'!$D$5","v":2019},"06","30","05","06/30/2019 05:00","2019-06-29T21:00:00",53.258]
["20150630:0800",11.54,{"v":100,"d":"100.00"},0,{"v":0,"d":"0.00"},0,{"v":301.5,"d":"301.50"},3.63,144,101649,{"$f":"'Bethel TMY 3'!$D$5","v":2019},"06","30","08","06/30/2019 08:00","2019-06-30",52.772]
["20150630:1100",11.29,{"v":100,"d":"100.00"},0,{"v":0,"d":"0.00"},0,302.95,1.35,177,101669,{"$f":"'Bethel TMY 3'!$D$5","v":2019},"06","30","11","06/30/2019 11:00","2019-06-30T03:00:00",52.322]
["20150630:1600",11.99,70.54,221,60.32,192,296.89,2.03,320,101613,{"$f":"'Bethel TMY 3'!$D$5","v":2019},"06","30","16","06/30/2019 16:00","2019-06-30T08:00:00",53.582]
["20150630:2000",11.82,78.78,617,272.67,389,308.06,4.15,302,101500,{"$f":"'Bethel TMY 3'!$D$5","v":2019},"06","30","20","06/30/2019 20:00","2019-06-30T12:00:00",53.275999999999996]
["20150630:2300",11.69,84.97,606,{"v":374.8,"d":"374.80"},319,316.43,5.74,295,101440,{"$f":"'Bethel TMY 3'!$D$5","v":2019},"06","30","23","06/30/2019 23:00","2019-06-30T15:00:00",53.042]
["20070701:0200",11.56,91.15,52,{"v":0,"d":"0.00"},52,{"v":324.8,"d":"324.80"},7.32,171,101010,{"$f":"'Bethel TMY 3'!$D$5","v":2019},"07","01","02","07/01/2019 02:00","2019-06-30T18:00:00",52.808]
["20070701:0300",11.52,93.21,83,{"v":0,"d":"0.00"},83,327.59,7.85,167,101023,{"$f":"'Bethel TMY 3'!$D$5","v":2019},"07","01","03","07/01/2019 03:00","2019-06-30T19:00:00",52.736000000000004]
["20070701:0600",11.39,99.39,0,{"v":0,"d":"0.00"},0,335.96,9.44,156,101033,{"$f":"'Bethel TMY 3'!$D$5","v":2019},"07","01","06","07/01/2019 06:00","2019-06-30T22:00:00",52.502]
["20070701:1200",11.33,{"v":100,"d":"100.00"},0,{"v":0,"d":"0.00"},0,355.07,13.17,152,100837,{"$f":"'Bethel TMY 3'!$D$5","v":2019},"07","01","12","07/01/2019 12:00","2019-07-01T04:00:00",52.394000000000005]
["20070701:1400",11.08,{"v":100,"d":"100.00"},61,{"v":0,"d":"0.00"},61,{"v":354.7,"d":"354.70"},14.21,153,100830,{"$f":"'Bethel TMY 3'!$D$5","v":2019},"07","01","14","07/01/2019 14:00","2019-07-01T06:00:00",51.944]
["20070701:1700",11.12,{"v":100,"d":"100.00"},52,{"v":0,"d":"0.00"},52,{"v":357.2,"d":"357.20"},14.48,152,100800,{"$f":"'Bethel TMY 3'!$D$5","v":2019},"07","01","17","07/01/2019 17:00","2019-07-01T09:00:00",52.016]
["20070701:2100",11.19,{"v":100,"d":"100.00"},179,{"v":5.9,"d":"5.90"},174,361.85,{"v":14.6,"d":"14.60"},154,100737,{"$f":"'Bethel TMY 3'!$D$5","v":2019},"07","01","21","07/01/2019 21:00","2019-07-01T13:00:00",52.141999999999996]
["20070702:0000",11.38,{"v":100,"d":"100.00"},49,{"v":0,"d":"0.00"},49,359.58,{"v":14.8,"d":"14.80"},153,100664,{"$f":"'Bethel TMY 3'!$D$5","v":2019},"07","02","00","07/02/2019 00:00","2019-07-01T16:00:00",52.484]
["20070702:0300",11.96,{"v":100,"d":"100.00"},20,{"v":0,"d":"0.00"},20,356.38,15.54,149,100617,{"$f":"'Bethel TMY 3'!$D$5","v":2019},"07","02","03","07/02/2019 03:00","2019-07-01T19:00:00",53.528000000000006]
["20070702:0400",11.99,{"v":100,"d":"100.00"},64,49.29,56,357.92,14.44,151,100584,{"$f":"'Bethel TMY 3'!$D$5","v":2019},"07","02","04","07/02/2019 04:00","2019-07-01T20:00:00",53.582]
["20070702:0900",11.92,{"v":100,"d":"100.00"},0,{"v":0,"d":"0.00"},0,351.28,{"v":7.6,"d":"7.60"},182,100494,{"$f":"'Bethel TMY 3'!$D$5","v":2019},"07","02","09","07/02/2019 09:00","2019-07-02T01:00:00",53.456]
["20070702:1200",11.48,{"v":100,"d":"100.00"},0,{"v":0,"d":"0.00"},0,338.78,6.64,188,100547,{"$f":"'Bethel TMY 3'!$D$5","v":2019},"07","02","12","07/02/2019 12:00","2019-07-02T04:00:00",52.664]
["20070702:1500",10.93,{"v":100,"d":"100.00"},76,{"v":0,"d":"0.00"},76,{"v":331.1,"d":"331.10"},7.19,180,100677,{"$f":"'Bethel TMY 3'!$D$5","v":2019},"07","02","15","07/02/2019 15:00","2019-07-02T07:00:00",51.674]
["20070702:1800",10.97,99.46,348,{"v":60.6,"d":"60.60"},305,334.73,8.57,174,100777,{"$f":"'Bethel TMY 3'!$D$5","v":2019},"07","02","18","07/02/2019 18:00","2019-07-02T10:00:00",51.746]
["20070702:2200",11.11,99.34,364,35.22,335,347.67,8.36,171,100857,{"$f":"'Bethel TMY 3'!$D$5","v":2019},"07","02","22","07/02/2019 22:00","2019-07-02T14:00:00",51.998000000000005]
["20070703:0100",11.08,99.94,292,90.48,241,{"v":331.1,"d":"331.10"},{"v":7.8,"d":"7.80"},169,100850,{"$f":"'Bethel TMY 3'!$D$5","v":2019},"07","03","01","07/03/2019 01:00","2019-07-02T17:00:00",51.944]
["20070703:0400",11.21,{"v":100,"d":"100.00"},80,154.68,55,321.12,{"v":7.4,"d":"7.40"},167,100827,{"$f":"'Bethel TMY 3'!$D$5","v":2019},"07","03","04","07/03/2019 04:00","2019-07-02T20:00:00",52.178]
["20070703:0600",11.25,{"v":100,"d":"100.00"},0,{"v":0,"d":"0.00"},0,{"v":320.6,"d":"320.60"},7.43,168,100827,{"$f":"'Bethel TMY 3'!$D$5","v":2019},"07","03","06","07/03/2019 06:00","2019-07-02T22:00:00",52.25]
["20070703:0900",11.26,{"v":100,"d":"100.00"},0,{"v":0,"d":"0.00"},0,324.02,7.69,170,100834,{"$f":"'Bethel TMY 3'!$D$5","v":2019},"07","03","09","07/03/2019 09:00","2019-07-03T01:00:00",52.268]
["20070703:1300",11.23,{"v":100,"d":"100.00"},2,{"v":0,"d":"0.00"},2,340.28,{"v":9.1,"d":"9.10"},171,100860,{"$f":"'Bethel TMY 3'!$D$5","v":2019},"07","03","13","07/03/2019 13:00","2019-07-03T05:00:00",52.214]
["20070703:1600",11.15,{"v":100,"d":"100.00"},63,{"v":0,"d":"0.00"},63,345.63,8.97,181,100954,{"$f":"'Bethel TMY 3'!$D$5","v":2019},"07","03","16","07/03/2019 16:00","2019-07-03T08:00:00",52.07]
["20070703:1900",11.36,{"v":100,"d":"100.00"},245,11.43,236,346.25,9.28,196,101090,{"$f":"'Bethel TMY 3'!$D$5","v":2019},"07","03","19","07/03/2019 19:00","2019-07-03T11:00:00",52.448]
["20070703:2300",10.97,{"v":100,"d":"100.00"},117,{"v":0,"d":"0.00"},117,{"v":349.3,"d":"349.30"},8.73,207,101330,{"$f":"'Bethel TMY 3'!$D$5","v":2019},"07","03","23","07/03/2019 23:00","2019-07-03T15:00:00",51.746]
["20070704:0200",10.99,{"v":100,"d":"100.00"},19,{"v":0,"d":"0.00"},19,{"v":350.5,"d":"350.50"},6.03,193,101520,{"$f":"'Bethel TMY 3'!$D$5","v":2019},"07","04","02","07/04/2019 02:00","2019-07-03T18:00:00",51.782]
["20070704:0300",11.06,{"v":100,"d":"100.00"},8,{"v":0,"d":"0.00"},8,347.53,6.11,184,101563,{"$f":"'Bethel TMY 3'!$D$5","v":2019},"07","04","03","07/04/2019 03:00","2019-07-03T19:00:00",51.908]
["20070704:0700",11.19,{"v":100,"d":"100.00"},0,{"v":0,"d":"0.00"},0,345.87,9.54,158,101676,{"$f":"'Bethel TMY 3'!$D$5","v":2019},"07","04","07","07/04/2019 07:00","2019-07-03T23:00:00",52.141999999999996]
["20070704:1000",11.22,{"v":100,"d":"100.00"},0,{"v":0,"d":"0.00"},0,{"v":348.1,"d":"348.10"},11.74,148,101656,{"$f":"'Bethel TMY 3'!$D$5","v":2019},"07","04","10","07/04/2019 10:00","2019-07-04T02:00:00",52.196]
["20070704:1400",10.57,{"v":100,"d":"100.00"},68,{"v":4.9,"d":"4.90"},67,346.95,11.32,134,101520,{"$f":"'Bethel TMY 3'!$D$5","v":2019},"07","04","14","07/04/2019 14:00","2019-07-04T06:00:00",51.025999999999996]
["20070704:1700",10.24,{"v":100,"d":"100.00"},248,31.58,229,{"v":348,"d":"348.00"},12.28,135,101410,{"$f":"'Bethel TMY 3'!$D$5","v":2019},"07","04","17","07/04/2019 17:00","2019-07-04T09:00:00",50.432]
["20070704:2000",10.53,{"v":100,"d":"100.00"},281,15.59,268,{"v":356.6,"d":"356.60"},14.47,139,101340,{"$f":"'Bethel TMY 3'!$D$5","v":2019},"07","04","20","07/04/2019 20:00","2019-07-04T12:00:00",50.954]
["20070705:0000",11.36,{"v":100,"d":"100.00"},90,{"v":0,"d":"0.00"},90,{"v":364.3,"d":"364.30"},14.33,147,101286,{"$f":"'Bethel TMY 3'!$D$5","v":2019},"07","05","00","07/05/2019 00:00","2019-07-04T16:00:00",52.448]
["20070705:0400",12.04,{"v":100,"d":"100.00"},59,31.26,54,{"v":365.8,"d":"365.80"},13.74,158,101386,{"$f":"'Bethel TMY 3'!$D$5","v":2019},"07","05","04","07/05/2019 04:00","2019-07-04T20:00:00",53.672]
["20070705:0500",12.16,{"v":100,"d":"100.00"},9,{"v":0,"d":"0.00"},9,{"v":366,"d":"366.00"},12.83,160,101430,{"$f":"'Bethel TMY 3'!$D$5","v":2019},"07","05","05","07/05/2019 05:00","2019-07-04T21:00:00",53.888000000000005]
["20070705:0800",12.09,{"v":100,"d":"100.00"},0,{"v":0,"d":"0.00"},0,{"v":354.1,"d":"354.10"},7.41,169,101530,{"$f":"'Bethel TMY 3'!$D$5","v":2019},"07","05","08","07/05/2019 08:00","2019-07-05",53.762]
["20070705:1100",12.02,{"v":100,"d":"100.00"},0,{"v":0,"d":"0.00"},0,348.55,7.72,177,101589,{"$f":"'Bethel TMY 3'!$D$5","v":2019},"07","05","11","07/05/2019 11:00","2019-07-05T03:00:00",53.635999999999996]
["20070705:1500",11.54,99.03,121,11.78,117,341.37,6.22,175,101729,{"$f":"'Bethel TMY 3'!$D$5","v":2019},"07","05","15","07/05/2019 15:00","2019-07-05T07:00:00",52.772]
["20070705:1800",11.89,95.66,303,{"v":35.4,"d":"35.40"},278,{"v":329.5,"d":"329.50"},5.49,171,101849,{"$f":"'Bethel TMY 3'!$D$5","v":2019},"07","05","18","07/05/2019 18:00","2019-07-05T10:00:00",53.402]
["20070705:2100",12.35,90.18,49,{"v":0,"d":"0.00"},49,{"v":320,"d":"320.00"},4.99,171,101909,{"$f":"'Bethel TMY 3'!$D$5","v":2019},"07","05","21","07/05/2019 21:00","2019-07-05T13:00:00",54.230000000000004]
["20070706:0200",12.83,81.04,388,696.47,87,{"v":325.1,"d":"325.10"},3.39,190,101959,{"$f":"'Bethel TMY 3'!$D$5","v":2019},"07","06","02","07/06/2019 02:00","2019-07-05T18:00:00",55.094]
["20070706:0500",12.49,96.03,14,{"v":0,"d":"0.00"},14,{"v":328.8,"d":"328.80"},3.54,183,101989,{"$f":"'Bethel TMY 3'!$D$5","v":2019},"07","06","05","07/06/2019 05:00","2019-07-05T21:00:00",54.482]
["20070706:0600",12.35,97.35,0,{"v":0,"d":"0.00"},0,{"v":328.2,"d":"328.20"},{"v":2.8,"d":"2.80"},186,101989,{"$f":"'Bethel TMY 3'!$D$5","v":2019},"07","06","06","07/06/2019 06:00","2019-07-05T22:00:00",54.230000000000004]
["20070706:0900",11.94,{"v":100,"d":"100.00"},0,{"v":0,"d":"0.00"},0,324.72,1.12,197,101989,{"$f":"'Bethel TMY 3'!$D$5","v":2019},"07","06","09","07/06/2019 09:00","2019-07-06T01:00:00",53.492000000000004]
["20070706:1200",11.36,{"v":100,"d":"100.00"},0,{"v":0,"d":"0.00"},0,317.22,0.91,197,101999,{"$f":"'Bethel TMY 3'!$D$5","v":2019},"07","06","12","07/06/2019 12:00","2019-07-06T04:00:00",52.448]
["20070706:1600",{"v":11,"d":"11.00"},90.68,79,{"v":0,"d":"0.00"},79,310.72,2.66,186,101992,{"$f":"'Bethel TMY 3'!$D$5","v":2019},"07","06","16","07/06/2019 16:00","2019-07-06T08:00:00",51.8]
["20070706:1800",11.32,{"v":82.9,"d":"82.90"},256,18.44,243,308.83,3.43,191,101969,{"$f":"'Bethel TMY 3'!$D$5","v":2019},"07","06","18","07/06/2019 18:00","2019-07-06T10:00:00",52.376000000000005]
["20070707:0000",11.81,75.82,461,{"v":240.5,"d":"240.50"},299,310.97,2.59,210,101902,{"$f":"'Bethel TMY 3'!$D$5","v":2019},"07","07","00","07/07/2019 00:00","2019-07-06T16:00:00",53.258]
["20070707:0300",11.87,86.02,70,{"v":0,"d":"0.00"},70,{"v":329.4,"d":"329.40"},{"v":1.9,"d":"1.90"},204,101922,{"$f":"'Bethel TMY 3'!$D$5","v":2019},"07","07","03","07/07/2019 03:00","2019-07-06T19:00:00",53.366]
["20070707:0600",11.71,98.62,0,{"v":0,"d":"0.00"},0,330.63,1.88,182,101949,{"$f":"'Bethel TMY 3'!$D$5","v":2019},"07","07","06","07/07/2019 06:00","2019-07-06T22:00:00",53.078]
["20070707:0700",11.61,99.31,0,{"v":0,"d":"0.00"},0,327.27,1.97,178,101949,{"$f":"'Bethel TMY 3'!$D$5","v":2019},"07","07","07","07/07/2019 07:00","2019-07-06T23:00:00",52.897999999999996]
["20070707:1000",{"v":11.3,"d":"11.30"},{"v":100,"d":"100.00"},0,{"v":0,"d":"0.00"},0,{"v":321.6,"d":"321.60"},1.65,163,101929,{"$f":"'Bethel TMY 3'!$D$5","v":2019},"07","07","10","07/07/2019 10:00","2019-07-07T02:00:00",52.34]
["20070707:1300",10.81,{"v":100,"d":"100.00"},3,{"v":0,"d":"0.00"},3,318.95,{"v":1.6,"d":"1.60"},62,101886,{"$f":"'Bethel TMY 3'!$D$5","v":2019},"07","07","13","07/07/2019 13:00","2019-07-07T05:00:00",51.458]
["20070707:1900",11.56,82.98,252,11.49,243,316.82,{"v":4.5,"d":"4.50"},302,101709,{"$f":"'Bethel TMY 3'!$D$5","v":2019},"07","07","19","07/07/2019 19:00","2019-07-07T11:00:00",52.808]
["20070707:2100",12.03,76.97,602,238.35,401,315.82,5.18,297,101636,{"$f":"'Bethel TMY 3'!$D$5","v":2019},"07","07","21","07/07/2019 21:00","2019-07-07T13:00:00",53.653999999999996]
["20070708:0100",{"v":12.6,"d":"12.60"},{"v":78.4,"d":"78.40"},357,208.97,240,311.62,5.82,293,101583,{"$f":"'Bethel TMY 3'!$D$5","v":2019},"07","08","01","07/08/2019 01:00","2019-07-07T17:00:00",54.68]
["20070708:0400",12.37,93.33,107,383.15,47,305.45,6.15,294,101636,{"$f":"'Bethel TMY 3'!$D$5","v":2019},"07","08","04","07/08/2019 04:00","2019-07-07T20:00:00",54.266]
["20070708:0700",11.73,99.82,0,{"v":0,"d":"0.00"},0,307.75,5.54,296,101673,{"$f":"'Bethel TMY 3'!$D$5","v":2019},"07","08","07","07/08/2019 07:00","2019-07-07T23:00:00",53.114000000000004]
["20070708:0800",{"v":11.5,"d":"11.50"},{"v":100,"d":"100.00"},0,{"v":0,"d":"0.00"},0,309.85,5.24,296,101679,{"$f":"'Bethel TMY 3'!$D$5","v":2019},"07","08","08","07/08/2019 08:00","2019-07-08",52.7]
["20070708:1100",11.24,{"v":100,"d":"100.00"},0,{"v":0,"d":"0.00"},0,{"v":324,"d":"324.00"},{"v":5.5,"d":"5.50"},297,101679,{"$f":"'Bethel TMY 3'!$D$5","v":2019},"07","08","11","07/08/2019 11:00","2019-07-08T03:00:00",52.232]
["20070708:1600",10.95,{"v":88.2,"d":"88.20"},145,{"v":0,"d":"0.00"},145,351.37,4.11,291,101709,{"$f":"'Bethel TMY 3'!$D$5","v":2019},"07","08","16","07/08/2019 16:00","2019-07-08T08:00:00",51.71]
["20070708:1900",11.47,73.25,473,133.02,369,{"v":341.8,"d":"341.80"},5.36,280,101679,{"$f":"'Bethel TMY 3'!$D$5","v":2019},"07","08","19","07/08/2019 19:00","2019-07-08T11:00:00",52.646]
["20070708:2200",11.75,66.98,613,291.86,374,326.75,5.24,274,101653,{"$f":"'Bethel TMY 3'!$D$5","v":2019},"07","08","22","07/08/2019 22:00","2019-07-08T14:00:00",53.150000000000006]
["20070709:0200",12.12,68.76,103,{"v":0,"d":"0.00"},103,{"v":318.7,"d":"318.70"},5.67,275,101719,{"$f":"'Bethel TMY 3'!$D$5","v":2019},"07","09","02","07/09/2019 02:00","2019-07-08T18:00:00",53.816]
["20070709:0500",11.44,89.78,13,{"v":0,"d":"0.00"},13,305.75,4.48,279,101759,{"$f":"'Bethel TMY 3'!$D$5","v":2019},"07","09","05","07/09/2019 05:00","2019-07-08T21:00:00",52.592]
["20070709:0800",10.57,{"v":100,"d":"100.00"},0,{"v":0,"d":"0.00"},0,{"v":292.3,"d":"292.30"},2.12,296,101739,{"$f":"'Bethel TMY 3'!$D$5","v":2019},"07","09","08","07/09/2019 08:00","2019-07-09",51.025999999999996]
["20070709:0900",10.48,{"v":100,"d":"100.00"},0,{"v":0,"d":"0.00"},0,{"v":292.4,"d":"292.40"},{"v":2,"d":"2.00"},301,101743,{"$f":"'Bethel TMY 3'!$D$5","v":2019},{"$f":"MID(A4563,5,2)","v":"07"},{"$f":"MID(A4563,7,2)","v":"09"},{"$f":"MID(A4563,10,2)","v":"09"},{"$f":"L4563&\"/\"&M4563&\"/\"&K4563&\" \"&N4563&\":00\"","v":"07/09/2019 09:00"},{"$f":"(DATEVALUE(O4563)+TIMEVALUE(O4563))+($P$16/24)","v":"2019-07-09T01:00:00"},{"$f":"((9/5)*B4563)+32","v":50.864000000000004}]
["20070709:1300",10.42,99.84,11,{"v":0,"d":"0.00"},11,300.33,1.49,327,101703,{"$f":"'Bethel TMY 3'!$D$5","v":2019},"07","09","13","07/09/2019 13:00","2019-07-09T05:00:00",50.756]
["20070709:1700",11.22,77.44,84,{"v":0,"d":"0.00"},84,{"v":316.2,"d":"316.20"},2.54,306,101629,{"$f":"'Bethel TMY 3'!$D$5","v":2019},"07","09","17","07/09/2019 17:00","2019-07-09T09:00:00",52.196]
["20070709:2000",12.12,67.77,551,183.47,399,{"v":312.2,"d":"312.20"},3.66,242,101550,{"$f":"'Bethel TMY 3'!$D$5","v":2019},"07","09","20","07/09/2019 20:00","2019-07-09T12:00:00",53.816]
["20070709:2300",12.46,63.36,629,463.11,277,{"v":304.4,"d":"304.40"},2.52,262,101470,{"$f":"'Bethel TMY 3'!$D$5","v":2019},"07","09","23","07/09/2019 23:00","2019-07-09T15:00:00",54.428]
["20070710:0300",12.63,74.52,133,79.24,110,297.82,1.83,280,101520,{"$f":"'Bethel TMY 3'!$D$5","v":2019},"07","10","03","07/10/2019 03:00","2019-07-09T19:00:00",54.734]
["20070710:0600",12.28,90.06,0,{"v":0,"d":"0.00"},0,288.22,2.18,311,101540,{"$f":"'Bethel TMY 3'!$D$5","v":2019},"07","10","06","07/10/2019 06:00","2019-07-09T22:00:00",54.104]
["20070710:0900",{"v":11.6,"d":"11.60"},{"v":98.7,"d":"98.70"},0,{"v":0,"d":"0.00"},0,{"v":284.3,"d":"284.30"},1.62,338,101536,{"$f":"'Bethel TMY 3'!$D$5","v":2019},"07","10","09","07/10/2019 09:00","2019-07-10T01:00:00",52.879999999999995]
["20070710:1000",11.41,99.35,0,{"v":0,"d":"0.00"},0,284.65,1.49,344,101533,{"$f":"'Bethel TMY 3'!$D$5","v":2019},"07","10","10","07/10/2019 10:00","2019-07-10T02:00:00",52.538]
["20070710:1400",11.05,{"v":100,"d":"100.00"},112,264.52,61,{"v":311.9,"d":"311.90"},2.14,350,101530,{"$f":"'Bethel TMY 3'!$D$5","v":2019},"07","10","14","07/10/2019 14:00","2019-07-10T06:00:00",51.89]
["20070710:1800",12.65,68.86,498,271.74,308,308.58,2.04,309,101486,{"$f":"'Bethel TMY 3'!$D$5","v":2019},"07","10","18","07/10/2019 18:00","2019-07-10T10:00:00",54.769999999999996]
["20070710:2100",13.42,58.39,380,39.28,347,311.32,3.68,291,101400,{"$f":"'Bethel TMY 3'!$D$5","v":2019},"07","10","21","07/10/2019 21:00","2019-07-10T13:00:00",56.156]
["20070711:0000",13.76,57.06,478,280.79,290,320.15,3.55,288,101353,{"$f":"'Bethel TMY 3'!$D$5","v":2019},"07","11","00","07/11/2019 00:00","2019-07-10T16:00:00",56.768]
["20070711:0400",13.62,73.81,102,374.23,45,332.98,3.37,298,101400,{"$f":"'Bethel TMY 3'!$D$5","v":2019},"07","11","04","07/11/2019 04:00","2019-07-10T20:00:00",56.516]
["20070711:0700",12.93,{"v":89.1,"d":"89.10"},0,{"v":0,"d":"0.00"},0,{"v":322.2,"d":"322.20"},3.58,310,101430,{"$f":"'Bethel TMY 3'!$D$5","v":2019},"07","11","07","07/11/2019 07:00","2019-07-10T23:00:00",55.274]
["20070711:1100",12.09,{"v":100,"d":"100.00"},0,{"v":0,"d":"0.00"},0,{"v":304.5,"d":"304.50"},3.37,322,101450,{"$f":"'Bethel TMY 3'!$D$5","v":2019},"07","11","11","07/11/2019 11:00","2019-07-11T03:00:00",53.762]
["20070711:1200",12.12,98.12,0,{"v":0,"d":"0.00"},0,309.45,2.98,322,101440,{"$f":"'Bethel TMY 3'!$D$5","v":2019},"07","11","12","07/11/2019 12:00","2019-07-11T04:00:00",53.816]
["20070711:1500",12.73,{"v":83.3,"d":"83.30"},212,286.09,118,317.58,2.05,317,101413,{"$f":"'Bethel TMY 3'!$D$5","v":2019},"07","11","15","07/11/2019 15:00","2019-07-11T07:00:00",54.914]
["20070711:1900",14.65,{"v":54.2,"d":"54.20"},456,{"v":117,"d":"117.00"},365,305.28,2.81,294,101360,{"$f":"'Bethel TMY 3'!$D$5","v":2019},"07","11","19","07/11/2019 19:00","2019-07-11T11:00:00",58.370000000000005]
["20070711:2200",{"v":15.4,"d":"15.40"},48.53,812,{"v":858.2,"d":"858.20"},112,304.73,4.39,290,101300,{"$f":"'Bethel TMY 3'!$D$5","v":2019},"07","11","22","07/11/2019 22:00","2019-07-11T14:00:00",59.72]
["20070712:0100",15.64,50.55,464,563.65,151,305.68,5.09,294,101273,{"$f":"'Bethel TMY 3'!$D$5","v":2019},{"$f":"MID(A4627,5,2)","v":"07"},{"$f":"MID(A4627,7,2)","v":"12"},{"$f":"MID(A4627,10,2)","v":"01"},{"$f":"L4627&\"/\"&M4627&\"/\"&K4627&\" \"&N4627&\":00\"","v":"07/12/2019 01:00"},{"$f":"(DATEVALUE(O4627)+TIMEVALUE(O4627))+($P$16/24)","v":"2019-07-11T17:00:00"},{"$f":"((9/5)*B4627)+32","v":60.152}]
["20070712:0500",14.85,71.24,11,{"v":0,"d":"0.00"},11,{"v":312,"d":"312.00"},6.23,306,101330,{"$f":"'Bethel TMY 3'!$D$5","v":2019},"07","12","05","07/12/2019 05:00","2019-07-11T21:00:00",58.730000000000004]
["20070712:0800",13.95,89.96,0,{"v":0,"d":"0.00"},0,{"v":309.2,"d":"309.20"},6.01,313,101310,{"$f":"'Bethel TMY 3'!$D$5","v":2019},"07","12","08","07/12/2019 08:00","2019-07-12",57.11]
["20070712:1000",13.65,96.65,0,{"v":0,"d":"0.00"},0,307.73,4.84,316,101303,{"$f":"'Bethel TMY 3'!$D$5","v":2019},"07","12","10","07/12/2019 10:00","2019-07-12T02:00:00",56.57]
["20070712:1300",13.75,88.63,21,{"v":0,"d":"0.00"},21,308.73,3.86,319,101293,{"$f":"'Bethel TMY 3'!$D$5","v":2019},"07","12","13","07/12/2019 13:00","2019-07-12T05:00:00",56.75]
["20070712:1600",14.44,67.14,415,708.15,87,307.77,{"v":3.6,"d":"3.60"},310,101243,{"$f":"'Bethel TMY 3'!$D$5","v":2019},"07","12","16","07/12/2019 16:00","2019-07-12T08:00:00",57.992000000000004]
["20070712:2000",15.84,48.73,823,862.25,112,{"v":311.8,"d":"311.80"},4.73,295,101060,{"$f":"'Bethel TMY 3'!$D$5","v":2019},"07","12","20","07/12/2019 20:00","2019-07-12T12:00:00",60.512]
["20070712:2300",16.09,45.74,743,839.15,108,316.65,6.18,290,100960,{"$f":"'Bethel TMY 3'!$D$5","v":2019},"07","12","23","07/12/2019 23:00","2019-07-12T15:00:00",60.962]
["20070713:0200",16.16,51.75,372,684.13,82,322.65,5.99,291,100870,{"$f":"'Bethel TMY 3'!$D$5","v":2019},"07","13","02","07/13/2019 02:00","2019-07-12T18:00:00",61.088]
["20070713:0500",15.12,66.94,11,{"v":0,"d":"0.00"},11,314.45,6.47,300,100880,{"$f":"'Bethel TMY 3'!$D$5","v":2019},"07","13","05","07/13/2019 05:00","2019-07-12T21:00:00",59.215999999999994]
["20070713:1000",13.83,88.24,0,{"v":0,"d":"0.00"},0,319.42,3.37,304,100797,{"$f":"'Bethel TMY 3'!$D$5","v":2019},"07","13","10","07/13/2019 10:00","2019-07-13T02:00:00",56.894000000000005]
["20070713:1100",13.67,92.03,0,{"v":0,"d":"0.00"},0,{"v":320.3,"d":"320.30"},3.26,303,100770,{"$f":"'Bethel TMY 3'!$D$5","v":2019},"07","13","11","07/13/2019 11:00","2019-07-13T03:00:00",56.606]
["20070713:1400",14.05,84.58,129,418.88,51,321.15,4.15,283,100770,{"$f":"'Bethel TMY 3'!$D$5","v":2019},"07","13","14","07/13/2019 14:00","2019-07-13T06:00:00",57.290000000000006]
["20070713:1700",{"v":14.5,"d":"14.50"},67.18,414,294.53,241,{"v":322.2,"d":"322.20"},3.32,275,100701,{"$f":"'Bethel TMY 3'!$D$5","v":2019},"07","13","17","07/13/2019 17:00","2019-07-13T09:00:00",58.1]
["20070713:2100",15.37,57.02,833,862.17,112,{"v":329.4,"d":"329.40"},3.46,273,100554,{"$f":"'Bethel TMY 3'!$D$5","v":2019},"07","13","21","07/13/2019 21:00","2019-07-13T13:00:00",59.666]
["20070714:0000",15.37,58.68,639,806.74,102,335.67,3.32,269,100467,{"$f":"'Bethel TMY 3'!$D$5","v":2019},"07","14","00","07/14/2019 00:00","2019-07-13T16:00:00",59.666]
["20070714:0200",14.97,64.41,369,679.56,82,{"v":342.4,"d":"342.40"},2.62,260,100441,{"$f":"'Bethel TMY 3'!$D$5","v":2019},"07","14","02","07/14/2019 02:00","2019-07-13T18:00:00",58.946]
["20070714:0800",13.58,93.15,0,{"v":0,"d":"0.00"},0,{"v":357,"d":"357.00"},4.11,261,100521,{"$f":"'Bethel TMY 3'!$D$5","v":2019},"07","14","08","07/14/2019 08:00","2019-07-14",56.444]
["20070714:1100",13.33,97.21,0,{"v":0,"d":"0.00"},0,{"v":368.3,"d":"368.30"},4.25,259,100501,{"$f":"'Bethel TMY 3'!$D$5","v":2019},"07","14","11","07/14/2019 11:00","2019-07-14T03:00:00",55.994]
["20070714:1200",13.23,97.53,0,{"v":0,"d":"0.00"},0,368.35,4.74,246,100501,{"$f":"'Bethel TMY 3'!$D$5","v":2019},"07","14","12","07/14/2019 12:00","2019-07-14T04:00:00",55.814]
["20070714:1500",12.97,97.05,12,{"v":0,"d":"0.00"},12,368.78,5.66,216,100494,{"$f":"'Bethel TMY 3'!$D$5","v":2019},"07","14","15","07/14/2019 15:00","2019-07-14T07:00:00",55.346000000000004]
["20070714:1800",12.93,93.88,183,4.33,180,368.62,5.31,205,100464,{"$f":"'Bethel TMY 3'!$D$5","v":2019},"07","14","18","07/14/2019 18:00","2019-07-14T10:00:00",55.274]
["20070714:2200",12.97,{"v":92.8,"d":"92.80"},335,28.33,312,365.48,3.73,204,100398,{"$f":"'Bethel TMY 3'!$D$5","v":2019},"07","14","22","07/14/2019 22:00","2019-07-14T14:00:00",55.346000000000004]
["20070715:0300",13.19,90.19,7,{"v":0,"d":"0.00"},7,{"v":353.6,"d":"353.60"},2.19,192,100351,{"$f":"'Bethel TMY 3'!$D$5","v":2019},"07","15","03","07/15/2019 03:00","2019-07-14T19:00:00",55.742000000000004]
["20070715:0600",13.07,{"v":97.6,"d":"97.60"},0,{"v":0,"d":"0.00"},0,352.35,{"v":1.7,"d":"1.70"},175,100378,{"$f":"'Bethel TMY 3'!$D$5","v":2019},"07","15","06","07/15/2019 06:00","2019-07-14T22:00:00",55.525999999999996]
["20070715:0900",12.89,{"v":100,"d":"100.00"},0,{"v":0,"d":"0.00"},0,354.42,{"v":1.9,"d":"1.90"},164,100394,{"$f":"'Bethel TMY 3'!$D$5","v":2019},"07","15","09","07/15/2019 09:00","2019-07-15T01:00:00",55.202]
["20070715:1200",12.92,{"v":100,"d":"100.00"},0,{"v":0,"d":"0.00"},0,361.55,2.15,165,100418,{"$f":"'Bethel TMY 3'!$D$5","v":2019},"07","15","12","07/15/2019 12:00","2019-07-15T04:00:00",55.256]
["20070715:1300",13.02,{"v":100,"d":"100.00"},2,{"v":0,"d":"0.00"},2,364.75,1.94,166,100434,{"$f":"'Bethel TMY 3'!$D$5","v":2019},"07","15","13","07/15/2019 13:00","2019-07-15T05:00:00",55.436]
["20070715:1600",{"v":13.1,"d":"13.10"},98.45,65,{"v":0,"d":"0.00"},65,369.02,3.37,163,100497,{"$f":"'Bethel TMY 3'!$D$5","v":2019},"07","15","16","07/15/2019 16:00","2019-07-15T08:00:00",55.58]
["20070715:2000",13.47,94.11,270,13.41,259,367.15,4.73,156,100581,{"$f":"'Bethel TMY 3'!$D$5","v":2019},"07","15","20","07/15/2019 20:00","2019-07-15T12:00:00",56.246]
["20070716:0000",13.54,{"v":94.9,"d":"94.90"},467,267.12,290,361.35,3.72,152,100644,{"$f":"'Bethel TMY 3'!$D$5","v":2019},"07","16","00","07/16/2019 00:00","2019-07-15T16:00:00",56.372]
["20070716:0300",13.79,94.63,210,506.52,68,358.32,2.85,137,100707,{"$f":"'Bethel TMY 3'!$D$5","v":2019},"07","16","03","07/16/2019 03:00","2019-07-15T19:00:00",56.822]
["20070716:0700",13.65,{"v":100,"d":"100.00"},0,{"v":0,"d":"0.00"},0,353.45,2.98,127,100767,{"$f":"'Bethel TMY 3'!$D$5","v":2019},"07","16","07","07/16/2019 07:00","2019-07-15T23:00:00",56.57]
["20070716:1000",13.52,{"v":100,"d":"100.00"},0,{"v":0,"d":"0.00"},0,346.15,2.62,120,100767,{"$f":"'Bethel TMY 3'!$D$5","v":2019},"07","16","10","07/16/2019 10:00","2019-07-16T02:00:00",56.336]
["20070716:1300",13.47,99.55,1,{"v":0,"d":"0.00"},1,351.32,2.24,120,100774,{"$f":"'Bethel TMY 3'!$D$5","v":2019},"07","16","13","07/16/2019 13:00","2019-07-16T05:00:00",56.246]
["20070716:1400",13.47,99.32,8,{"v":0,"d":"0.00"},8,355.55,2.15,123,100780,{"$f":"'Bethel TMY 3'!$D$5","v":2019},"07","16","14","07/16/2019 14:00","2019-07-16T06:00:00",56.246]
["20070716:1700",13.56,88.15,293,79.11,247,355.55,1.09,123,100790,{"$f":"'Bethel TMY 3'!$D$5","v":2019},"07","16","17","07/16/2019 17:00","2019-07-16T09:00:00",56.408]
["20070716:2200",14.72,67.76,438,81.59,372,344.38,2.32,218,100691,{"$f":"'Bethel TMY 3'!$D$5","v":2019},"07","16","22","07/16/2019 22:00","2019-07-16T14:00:00",58.496]
["20070717:0100",15.28,66.19,477,646.49,123,332.68,2.48,291,100684,{"$f":"'Bethel TMY 3'!$D$5","v":2019},"07","17","01","07/17/2019 01:00","2019-07-16T17:00:00",59.504]
["20070717:0400",15.04,79.88,92,354.93,42,322.53,3.43,311,100744,{"$f":"'Bethel TMY 3'!$D$5","v":2019},"07","17","04","07/17/2019 04:00","2019-07-16T20:00:00",59.072]
["20070717:0800",14.14,99.61,0,{"v":0,"d":"0.00"},0,314.45,3.88,315,100800,{"$f":"'Bethel TMY 3'!$D$5","v":2019},"07","17","08","07/17/2019 08:00","2019-07-17",57.452]
["20070717:1100",13.74,{"v":100,"d":"100.00"},0,{"v":0,"d":"0.00"},0,{"v":320.1,"d":"320.10"},4.11,302,100880,{"$f":"'Bethel TMY 3'!$D$5","v":2019},"07","17","11","07/17/2019 11:00","2019-07-17T03:00:00",56.732]
["20070717:1400",13.55,94.65,121,408.14,49,321.95,3.27,282,100940,{"$f":"'Bethel TMY 3'!$D$5","v":2019},"07","17","14","07/17/2019 14:00","2019-07-17T06:00:00",56.39]
["20070717:1800",14.49,68.91,661,812.22,103,349.67,2.98,247,101037,{"$f":"'Bethel TMY 3'!$D$5","v":2019},"07","17","18","07/17/2019 18:00","2019-07-17T10:00:00",58.082]
["20070717:1900",14.74,65.36,753,839.86,108,351.48,3.89,244,101053,{"$f":"'Bethel TMY 3'!$D$5","v":2019},"07","17","19","07/17/2019 19:00","2019-07-17T11:00:00",58.532]
["20070717:2300",{"v":14.9,"d":"14.90"},62.75,732,833.79,107,358.05,4.83,240,101150,{"$f":"'Bethel TMY 3'!$D$5","v":2019},"07","17","23","07/17/2019 23:00","2019-07-17T15:00:00",58.82]
["20070718:0200",14.57,{"v":75.3,"d":"75.30"},362,676.94,81,{"v":362.2,"d":"362.20"},5.12,243,101230,{"$f":"'Bethel TMY 3'!$D$5","v":2019},"07","18","02","07/18/2019 02:00","2019-07-17T18:00:00",58.226]
["20070718:0500",14.05,{"v":88.1,"d":"88.10"},0,{"v":0,"d":"0.00"},0,361.25,{"v":4.1,"d":"4.10"},255,101370,{"$f":"'Bethel TMY 3'!$D$5","v":2019},"07","18","05","07/18/2019 05:00","2019-07-17T21:00:00",57.290000000000006]
["20070718:0900",13.46,95.97,0,{"v":0,"d":"0.00"},0,359.23,3.36,247,101396,{"$f":"'Bethel TMY 3'!$D$5","v":2019},"07","18","09","07/18/2019 09:00","2019-07-18T01:00:00",56.228]
["20070718:1200",13.06,99.03,0,{"v":0,"d":"0.00"},0,361.25,3.99,237,101373,{"$f":"'Bethel TMY 3'!$D$5","v":2019},"07","18","12","07/18/2019 12:00","2019-07-18T04:00:00",55.508]
["20070718:1500",12.66,99.87,114,15.99,109,362.35,3.91,223,101333,{"$f":"'Bethel TMY 3'!$D$5","v":2019},"07","18","15","07/18/2019 15:00","2019-07-18T07:00:00",54.788]
["20070718:1700",12.54,99.61,84,{"v":0,"d":"0.00"},84,363.55,4.43,221,101320,{"$f":"'Bethel TMY 3'!$D$5","v":2019},"07","18","17","07/18/2019 17:00","2019-07-18T09:00:00",54.572]
["20070718:2000",12.61,98.16,388,49.07,348,{"v":359.6,"d":"359.60"},4.94,215,101280,{"$f":"'Bethel TMY 3'!$D$5","v":2019},"07","18","20","07/18/2019 20:00","2019-07-18T12:00:00",54.698]
["20070719:0000",12.58,96.74,46,{"v":0,"d":"0.00"},46,{"v":351.4,"d":"351.40"},3.46,209,101193,{"$f":"'Bethel TMY 3'!$D$5","v":2019},"07","19","00","07/19/2019 00:00","2019-07-18T16:00:00",54.644000000000005]
["20070719:0300",{"v":13,"d":"13.00"},{"v":100,"d":"100.00"},7,{"v":0,"d":"0.00"},7,{"v":346.2,"d":"346.20"},4.39,194,101160,{"$f":"'Bethel TMY 3'!$D$5","v":2019},"07","19","03","07/19/2019 03:00","2019-07-18T19:00:00",55.400000000000006]
["20070719:0600",{"v":13,"d":"13.00"},{"v":100,"d":"100.00"},0,{"v":0,"d":"0.00"},0,{"v":353.5,"d":"353.50"},5.49,193,101147,{"$f":"'Bethel TMY 3'!$D$5","v":2019},"07","19","06","07/19/2019 06:00","2019-07-18T22:00:00",55.400000000000006]
["20070719:1000",13.15,{"v":100,"d":"100.00"},0,{"v":0,"d":"0.00"},0,366.03,4.54,224,101093,{"$f":"'Bethel TMY 3'!$D$5","v":2019},"07","19","10","07/19/2019 10:00","2019-07-19T02:00:00",55.67]
["20070719:1200",13.17,{"v":100,"d":"100.00"},0,{"v":0,"d":"0.00"},0,366.67,{"v":4.1,"d":"4.10"},242,101097,{"$f":"'Bethel TMY 3'!$D$5","v":2019},"07","19","12","07/19/2019 12:00","2019-07-19T04:00:00",55.706]
["20070719:1500",13.12,{"v":100,"d":"100.00"},133,54.81,116,362.03,4.08,258,101140,{"$f":"'Bethel TMY 3'!$D$5","v":2019},"07","19","15","07/19/2019 15:00","2019-07-19T07:00:00",55.616]
["20070719:1800",13.39,98.26,251,19.03,238,354.93,4.27,258,101170,{"$f":"'Bethel TMY 3'!$D$5","v":2019},"07","19","18","07/19/2019 18:00","2019-07-19T10:00:00",56.102000000000004]
["20070719:2100",13.51,94.31,407,54.42,362,354.05,4.43,259,101197,{"$f":"'Bethel TMY 3'!$D$5","v":2019},"07","19","21","07/19/2019 21:00","2019-07-19T13:00:00",56.318]
["20070720:0100",13.48,90.39,238,44.29,214,360.42,5.32,254,101250,{"$f":"'Bethel TMY 3'!$D$5","v":2019},{"$f":"MID(A4819,5,2)","v":"07"},{"$f":"MID(A4819,7,2)","v":"20"},{"$f":"MID(A4819,10,2)","v":"01"},{"$f":"L4819&\"/\"&M4819&\"/\"&K4819&\" \"&N4819&\":00\"","v":"07/20/2019 01:00"},{"$f":"(DATEVALUE(O4819)+TIMEVALUE(O4819))+($P$16/24)","v":"2019-07-19T17:00:00"},{"$f":"((9/5)*B4819)+32","v":56.264}]
["20070720:0400",13.31,94.06,48,22.43,45,355.72,5.86,237,101277,{"$f":"'Bethel TMY 3'!$D$5","v":2019},"07","20","04","07/20/2019 04:00","2019-07-19T20:00:00",55.958]
["20070720:0800",12.81,{"v":100,"d":"100.00"},0,{"v":0,"d":"0.00"},0,347.45,2.86,188,101240,{"$f":"'Bethel TMY 3'!$D$5","v":2019},"07","20","08","07/20/2019 08:00","2019-07-20",55.058]
["20070720:0900",12.73,{"v":100,"d":"100.00"},0,{"v":0,"d":"0.00"},0,349.35,3.72,178,101193,{"$f":"'Bethel TMY 3'!$D$5","v":2019},"07","20","09","07/20/2019 09:00","2019-07-20T01:00:00",54.914]
["20070720:1500",12.63,{"v":100,"d":"100.00"},68,{"v":0,"d":"0.00"},68,364.73,9.23,144,100924,{"$f":"'Bethel TMY 3'!$D$5","v":2019},"07","20","15","07/20/2019 15:00","2019-07-20T07:00:00",54.734]
["20070720:1600",12.57,{"v":100,"d":"100.00"},190,42.65,171,367.27,9.83,146,100877,{"$f":"'Bethel TMY 3'!$D$5","v":2019},"07","20","16","07/20/2019 16:00","2019-07-20T08:00:00",54.626000000000005]
["20070720:1900",12.44,{"v":100,"d":"100.00"},210,7.87,204,371.07,7.07,161,100691,{"$f":"'Bethel TMY 3'!$D$5","v":2019},"07","20","19","07/20/2019 19:00","2019-07-20T11:00:00",54.391999999999996]
["20070720:2200",12.34,{"v":100,"d":"100.00"},259,13.71,248,{"v":365.4,"d":"365.40"},3.25,280,100581,{"$f":"'Bethel TMY 3'!$D$5","v":2019},"07","20","22","07/20/2019 22:00","2019-07-20T14:00:00",54.212]
["20070721:0200",13.65,81.43,314,477.17,119,330.05,5.21,334,100651,{"$f":"'Bethel TMY 3'!$D$5","v":2019},"07","21","02","07/21/2019 02:00","2019-07-20T18:00:00",56.57]
["20070721:0500",14.15,93.85,0,{"v":0,"d":"0.00"},0,{"v":323.2,"d":"323.20"},5.35,309,100790,{"$f":"'Bethel TMY 3'!$D$5","v":2019},"07","21","05","07/21/2019 05:00","2019-07-20T21:00:00",57.47]
["20070721:1000",13.68,{"v":100,"d":"100.00"},0,{"v":0,"d":"0.00"},0,305.82,3.12,303,100927,{"$f":"'Bethel TMY 3'!$D$5","v":2019},"07","21","10","07/21/2019 10:00","2019-07-21T02:00:00",56.623999999999995]
["20070721:1300",13.28,{"v":100,"d":"100.00"},14,{"v":0,"d":"0.00"},14,312.12,1.74,302,101053,{"$f":"'Bethel TMY 3'!$D$5","v":2019},"07","21","13","07/21/2019 13:00","2019-07-21T05:00:00",55.903999999999996]
["20070721:1600",13.77,88.09,390,690.66,84,319.23,1.22,287,101107,{"$f":"'Bethel TMY 3'!$D$5","v":2019},"07","21","16","07/21/2019 16:00","2019-07-21T08:00:00",56.786]
["20070721:1700",14.09,82.13,529,760.63,95,{"v":320.4,"d":"320.40"},1.12,280,101110,{"$f":"'Bethel TMY 3'!$D$5","v":2019},"07","21","17","07/21/2019 17:00","2019-07-21T09:00:00",57.362]
["20070721:2000",15.14,{"v":67.8,"d":"67.80"},801,853.55,110,312.15,4.12,272,101110,{"$f":"'Bethel TMY 3'!$D$5","v":2019},"07","21","20","07/21/2019 20:00","2019-07-21T12:00:00",59.252]
["20070721:2300",{"v":15.2,"d":"15.20"},61.96,388,76.77,331,324.75,5.16,271,101110,{"$f":"'Bethel TMY 3'!$D$5","v":2019},"07","21","23","07/21/2019 23:00","2019-07-21T15:00:00",59.36]
["20070722:0300",14.12,79.52,196,{"v":487.3,"d":"487.30"},66,{"v":328.1,"d":"328.10"},4.03,262,101177,{"$f":"'Bethel TMY 3'!$D$5","v":2019},"07","22","03","07/22/2019 03:00","2019-07-21T19:00:00",57.416]
["20070722:0700",12.81,94.31,0,{"v":0,"d":"0.00"},0,328.87,2.45,267,101277,{"$f":"'Bethel TMY 3'!$D$5","v":2019},"07","22","07","07/22/2019 07:00","2019-07-21T23:00:00",55.058]
["20070722:1100",11.84,98.12,0,{"v":0,"d":"0.00"},0,353.85,2.47,250,101270,{"$f":"'Bethel TMY 3'!$D$5","v":2019},"07","22","11","07/22/2019 11:00","2019-07-22T03:00:00",53.312]
["20070722:1400",11.56,93.72,23,{"v":0,"d":"0.00"},23,{"v":362,"d":"362.00"},2.59,213,101270,{"$f":"'Bethel TMY 3'!$D$5","v":2019},"07","22","14","07/22/2019 14:00","2019-07-22T06:00:00",52.808]
["20070722:1700",11.66,82.86,297,95.03,243,360.95,4.54,176,101250,{"$f":"'Bethel TMY 3'!$D$5","v":2019},{"$f":"MID(A4883,5,2)","v":"07"},{"$f":"MID(A4883,7,2)","v":"22"},{"$f":"MID(A4883,10,2)","v":"17"},{"$f":"L4883&\"/\"&M4883&\"/\"&K4883&\" \"&N4883&\":00\"","v":"07/22/2019 17:00"},{"$f":"(DATEVALUE(O4883)+TIMEVALUE(O4883))+($P$16/24)","v":"2019-07-22T09:00:00"},{"$f":"((9/5)*B4883)+32","v":52.988}]
["20070722:1800",11.93,78.66,97,{"v":0,"d":"0.00"},97,358.13,4.48,173,101217,{"$f":"'Bethel TMY 3'!$D$5","v":2019},"07","22","18","07/22/2019 18:00","2019-07-22T10:00:00",53.474000000000004]
["20070722:2100",{"v":12.6,"d":"12.60"},69.12,743,573.49,272,353.63,4.28,166,101143,{"$f":"'Bethel TMY 3'!$D$5","v":2019},"07","22","21","07/22/2019 21:00","2019-07-22T13:00:00",54.68]
["20070723:0100",13.14,67.66,355,{"v":246.6,"d":"246.60"},223,{"v":345.1,"d":"345.10"},6.27,160,101163,{"$f":"'Bethel TMY 3'!$D$5","v":2019},"07","23","01","07/23/2019 01:00","2019-07-22T17:00:00",55.652]
["20070723:0400",12.93,{"v":78.7,"d":"78.70"},46,31.84,42,346.77,7.32,152,101260,{"$f":"'Bethel TMY 3'!$D$5","v":2019},"07","23","04","07/23/2019 04:00","2019-07-22T20:00:00",55.274]
["20070723:0800",12.87,90.36,0,{"v":0,"d":"0.00"},0,{"v":359.1,"d":"359.10"},5.83,134,101320,{"$f":"'Bethel TMY 3'!$D$5","v":2019},"07","23","08","07/23/2019 08:00","2019-07-23",55.166]
["20070723:1200",13.25,94.76,0,{"v":0,"d":"0.00"},0,{"v":362.2,"d":"362.20"},3.36,118,101303,{"$f":"'Bethel TMY 3'!$D$5","v":2019},"07","23","12","07/23/2019 12:00","2019-07-23T04:00:00",55.85]
["20070723:1500",13.43,84.62,76,{"v":0,"d":"0.00"},76,368.05,3.63,115,101310,{"$f":"'Bethel TMY 3'!$D$5","v":2019},"07","23","15","07/23/2019 15:00","2019-07-23T07:00:00",56.174]
["20070723:1800",13.27,77.78,254,20.76,240,373.33,4.52,119,101370,{"$f":"'Bethel TMY 3'!$D$5","v":2019},"07","23","18","07/23/2019 18:00","2019-07-23T10:00:00",55.885999999999996]
["20070723:1900",13.24,77.99,367,55.55,325,374.52,4.82,120,101390,{"$f":"'Bethel TMY 3'!$D$5","v":2019},"07","23","19","07/23/2019 19:00","2019-07-23T11:00:00",55.832]
["20070723:2200",13.03,87.33,194,6.28,189,376.67,5.72,123,101476,{"$f":"'Bethel TMY 3'!$D$5","v":2019},"07","23","22","07/23/2019 22:00","2019-07-23T14:00:00",55.454]
["20070724:0100",13.66,89.88,123,{"v":0,"d":"0.00"},123,375.35,6.63,133,101490,{"$f":"'Bethel TMY 3'!$D$5","v":2019},"07","24","01","07/24/2019 01:00","2019-07-23T17:00:00",56.588]
["20070724:0600",{"v":14.1,"d":"14.10"},{"v":99.7,"d":"99.70"},0,{"v":0,"d":"0.00"},0,375.27,7.67,135,101553,{"$f":"'Bethel TMY 3'!$D$5","v":2019},"07","24","06","07/24/2019 06:00","2019-07-23T22:00:00",57.379999999999995]
["20070724:0900",14.11,{"v":100,"d":"100.00"},0,{"v":0,"d":"0.00"},0,376.02,6.98,137,101520,{"$f":"'Bethel TMY 3'!$D$5","v":2019},"07","24","09","07/24/2019 09:00","2019-07-24T01:00:00",57.397999999999996]
["20070724:1300",13.95,{"v":100,"d":"100.00"},2,{"v":0,"d":"0.00"},2,375.88,6.43,151,101466,{"$f":"'Bethel TMY 3'!$D$5","v":2019},"07","24","13","07/24/2019 13:00","2019-07-24T05:00:00",57.11]
["20070724:1600",13.72,{"v":100,"d":"100.00"},62,{"v":0,"d":"0.00"},62,374.83,6.43,163,101466,{"$f":"'Bethel TMY 3'!$D$5","v":2019},"07","24","16","07/24/2019 16:00","2019-07-24T08:00:00",56.696]
["20070724:1900",13.47,{"v":100,"d":"100.00"},132,{"v":0,"d":"0.00"},132,375.82,5.99,173,101483,{"$f":"'Bethel TMY 3'!$D$5","v":2019},"07","24","19","07/24/2019 19:00","2019-07-24T11:00:00",56.246]
["20070724:2000",13.39,{"v":100,"d":"100.00"},116,{"v":0,"d":"0.00"},116,376.55,5.78,176,101490,{"$f":"'Bethel TMY 3'!$D$5","v":2019},"07","24","20","07/24/2019 20:00","2019-07-24T12:00:00",56.102000000000004]
["20070725:0200",13.56,98.57,70,{"v":0,"d":"0.00"},70,360.05,3.96,196,101420,{"$f":"'Bethel TMY 3'!$D$5","v":2019},"07","25","02","07/25/2019 02:00","2019-07-24T18:00:00",56.408]
["20070725:0400",13.53,99.52,6,{"v":0,"d":"0.00"},6,360.65,{"v":3.3,"d":"3.30"},195,101453,{"$f":"'Bethel TMY 3'!$D$5","v":2019},"07","25","04","07/25/2019 04:00","2019-07-24T20:00:00",56.354]
["20070725:0700",13.32,{"v":100,"d":"100.00"},0,{"v":0,"d":"0.00"},0,358.65,{"v":3.2,"d":"3.20"},198,101490,{"$f":"'Bethel TMY 3'!$D$5","v":2019},"07","25","07","07/25/2019 07:00","2019-07-24T23:00:00",55.976]
["20070725:1000",13.15,{"v":100,"d":"100.00"},0,{"v":0,"d":"0.00"},0,357.87,4.06,193,101473,{"$f":"'Bethel TMY 3'!$D$5","v":2019},"07","25","10","07/25/2019 10:00","2019-07-25T02:00:00",55.67]
["20070725:1400",12.75,{"v":100,"d":"100.00"},15,{"v":0,"d":"0.00"},15,{"v":357,"d":"357.00"},3.24,198,101400,{"$f":"'Bethel TMY 3'!$D$5","v":2019},"07","25","14","07/25/2019 14:00","2019-07-25T06:00:00",54.95]
["20070725:1700",12.34,{"v":100,"d":"100.00"},324,142.64,244,358.45,2.44,209,101430,{"$f":"'Bethel TMY 3'!$D$5","v":2019},"07","25","17","07/25/2019 17:00","2019-07-25T09:00:00",54.212]
["20070725:1800",12.35,{"v":100,"d":"100.00"},281,32.85,259,359.62,2.73,209,101436,{"$f":"'Bethel TMY 3'!$D$5","v":2019},"07","25","18","07/25/2019 18:00","2019-07-25T10:00:00",54.230000000000004]
["20070725:2300",12.13,{"v":100,"d":"100.00"},126,{"v":0,"d":"0.00"},126,{"v":362.2,"d":"362.20"},4.95,222,101440,{"$f":"'Bethel TMY 3'!$D$5","v":2019},"07","25","23","07/25/2019 23:00","2019-07-25T15:00:00",53.834]
["20070726:0100",12.29,{"v":100,"d":"100.00"},21,{"v":0,"d":"0.00"},21,359.97,{"v":5,"d":"5.00"},233,101426,{"$f":"'Bethel TMY 3'!$D$5","v":2019},"07","26","01","07/26/2019 01:00","2019-07-25T17:00:00",54.122]
["20070726:0500",12.37,{"v":100,"d":"100.00"},0,{"v":0,"d":"0.00"},0,361.25,4.77,249,101450,{"$f":"'Bethel TMY 3'!$D$5","v":2019},"07","26","05","07/26/2019 05:00","2019-07-25T21:00:00",54.266]
["20070726:0800",12.24,{"v":100,"d":"100.00"},0,{"v":0,"d":"0.00"},0,354.75,4.51,247,101440,{"$f":"'Bethel TMY 3'!$D$5","v":2019},"07","26","08","07/26/2019 08:00","2019-07-26",54.032]
["20070726:1100",12.25,{"v":100,"d":"100.00"},0,{"v":0,"d":"0.00"},0,352.45,3.48,247,101460,{"$f":"'Bethel TMY 3'!$D$5","v":2019},"07","26","11","07/26/2019 11:00","2019-07-26T03:00:00",54.05]
["20070726:1500",12.21,{"v":100,"d":"100.00"},58,{"v":0,"d":"0.00"},58,348.17,4.09,262,101560,{"$f":"'Bethel TMY 3'!$D$5","v":2019},"07","26","15","07/26/2019 15:00","2019-07-26T07:00:00",53.978]
["20070726:1800",12.46,98.62,176,{"v":3,"d":"3.00"},174,{"v":347.5,"d":"347.50"},3.91,256,101603,{"$f":"'Bethel TMY 3'!$D$5","v":2019},"07","26","18","07/26/2019 18:00","2019-07-26T10:00:00",54.428]
["20070726:2000",12.82,95.85,377,47.56,339,{"v":345.7,"d":"345.70"},3.94,253,101609,{"$f":"'Bethel TMY 3'!$D$5","v":2019},"07","26","20","07/26/2019 20:00","2019-07-26T12:00:00",55.076]
["20070726:2300",12.84,94.26,213,{"v":8.2,"d":"8.20"},207,{"v":348,"d":"348.00"},4.44,252,101589,{"$f":"'Bethel TMY 3'!$D$5","v":2019},"07","26","23","07/26/2019 23:00","2019-07-26T15:00:00",55.112]
["20070727:0200",{"v":12.7,"d":"12.70"},96.92,191,86.48,157,344.05,5.48,248,101609,{"$f":"'Bethel TMY 3'!$D$5","v":2019},"07","27","02","07/27/2019 02:00","2019-07-26T18:00:00",54.86]
["20070727:0600",{"v":12.2,"d":"12.20"},{"v":100,"d":"100.00"},0,{"v":0,"d":"0.00"},0,350.23,4.34,205,101593,{"$f":"'Bethel TMY 3'!$D$5","v":2019},"07","27","06","07/27/2019 06:00","2019-07-26T22:00:00",53.96]
["20070727:0900",12.11,{"v":100,"d":"100.00"},0,{"v":0,"d":"0.00"},0,356.12,5.17,175,101543,{"$f":"'Bethel TMY 3'!$D$5","v":2019},"07","27","09","07/27/2019 09:00","2019-07-27T01:00:00",53.798]
["20070727:1300",12.34,{"v":100,"d":"100.00"},0,{"v":0,"d":"0.00"},0,361.95,8.09,164,101510,{"$f":"'Bethel TMY 3'!$D$5","v":2019},"07","27","13","07/27/2019 13:00","2019-07-27T05:00:00",54.212]
["20070727:1600",12.45,{"v":100,"d":"100.00"},134,{"v":0,"d":"0.00"},134,366.92,{"v":9.3,"d":"9.30"},175,101483,{"$f":"'Bethel TMY 3'!$D$5","v":2019},"07","27","16","07/27/2019 16:00","2019-07-27T08:00:00",54.41]
["20070727:1700",12.48,{"v":100,"d":"100.00"},74,{"v":0,"d":"0.00"},74,{"v":368.8,"d":"368.80"},9.74,181,101470,{"$f":"'Bethel TMY 3'!$D$5","v":2019},"07","27","17","07/27/2019 17:00","2019-07-27T09:00:00",54.464]
["20070727:2100",12.33,{"v":100,"d":"100.00"},72,{"v":0,"d":"0.00"},72,367.67,5.66,218,101446,{"$f":"'Bethel TMY 3'!$D$5","v":2019},"07","27","21","07/27/2019 21:00","2019-07-27T13:00:00",54.194]
["20070728:0000",12.34,{"v":100,"d":"100.00"},130,{"v":0,"d":"0.00"},130,{"v":359.7,"d":"359.70"},5.79,232,101523,{"$f":"'Bethel TMY 3'!$D$5","v":2019},"07","28","00","07/28/2019 00:00","2019-07-27T16:00:00",54.212]
["20070728:0300",12.61,{"v":100,"d":"100.00"},33,{"v":0,"d":"0.00"},33,350.65,6.23,226,101629,{"$f":"'Bethel TMY 3'!$D$5","v":2019},"07","28","03","07/28/2019 03:00","2019-07-27T19:00:00",54.698]
["20070728:0700",12.27,{"v":100,"d":"100.00"},0,{"v":0,"d":"0.00"},0,355.62,{"v":6.4,"d":"6.40"},207,101656,{"$f":"'Bethel TMY 3'!$D$5","v":2019},"07","28","07","07/28/2019 07:00","2019-07-27T23:00:00",54.086]
["20070728:1000",12.23,{"v":100,"d":"100.00"},0,{"v":0,"d":"0.00"},0,361.05,5.58,197,101616,{"$f":"'Bethel TMY 3'!$D$5","v":2019},"07","28","10","07/28/2019 10:00","2019-07-28T02:00:00",54.014]
["20070728:1400",11.98,{"v":100,"d":"100.00"},13,{"v":0,"d":"0.00"},13,{"v":365.1,"d":"365.10"},6.72,189,101530,{"$f":"'Bethel TMY 3'!$D$5","v":2019},"07","28","14","07/28/2019 14:00","2019-07-28T06:00:00",53.564]
["20070728:1800",11.81,{"v":100,"d":"100.00"},94,{"v":0,"d":"0.00"},94,360.22,6.67,230,101503,{"$f":"'Bethel TMY 3'!$D$5","v":2019},"07","28","18","07/28/2019 18:00","2019-07-28T10:00:00",53.258]
["20070728:2100",12.19,{"v":100,"d":"100.00"},194,6.19,189,353.45,5.54,247,101546,{"$f":"'Bethel TMY 3'!$D$5","v":2019},"07","28","21","07/28/2019 21:00","2019-07-28T13:00:00",53.942]
["20070728:2200",{"v":12.3,"d":"12.30"},{"v":100,"d":"100.00"},227,8.91,220,353.15,{"v":5,"d":"5.00"},249,101563,{"$f":"'Bethel TMY 3'!$D$5","v":2019},"07","28","22","07/28/2019 22:00","2019-07-28T14:00:00",54.14]
["20070729:0100",12.68,{"v":100,"d":"100.00"},103,{"v":0,"d":"0.00"},103,343.72,4.77,257,101606,{"$f":"'Bethel TMY 3'!$D$5","v":2019},"07","29","01","07/29/2019 01:00","2019-07-28T17:00:00",54.824]
["20070729:0400",12.81,{"v":100,"d":"100.00"},19,{"v":0,"d":"0.00"},19,331.68,4.63,250,101679,{"$f":"'Bethel TMY 3'!$D$5","v":2019},"07","29","04","07/29/2019 04:00","2019-07-28T20:00:00",55.058]
["20070729:0800",12.81,{"v":100,"d":"100.00"},0,{"v":0,"d":"0.00"},0,{"v":329.8,"d":"329.80"},4.57,242,101769,{"$f":"'Bethel TMY 3'!$D$5","v":2019},"07","29","08","07/29/2019 08:00","2019-07-29",55.058]
["20070729:1100",12.88,{"v":100,"d":"100.00"},0,{"v":0,"d":"0.00"},0,332.65,1.99,239,101769,{"$f":"'Bethel TMY 3'!$D$5","v":2019},"07","29","11","07/29/2019 11:00","2019-07-29T03:00:00",55.184]
["20070729:1600",{"v":12,"d":"12.00"},{"v":100,"d":"100.00"},81,{"v":0,"d":"0.00"},81,{"v":348.9,"d":"348.90"},4.03,192,101706,{"$f":"'Bethel TMY 3'!$D$5","v":2019},"07","29","16","07/29/2019 16:00","2019-07-29T08:00:00",53.6]
["20070729:1900",11.83,99.63,270,17.52,257,356.32,5.04,182,101669,{"$f":"'Bethel TMY 3'!$D$5","v":2019},"07","29","19","07/29/2019 19:00","2019-07-29T11:00:00",53.294]
["20070729:2200",{"v":11.3,"d":"11.30"},99.82,145,{"v":0,"d":"0.00"},145,356.08,{"v":7.1,"d":"7.10"},169,101579,{"$f":"'Bethel TMY 3'!$D$5","v":2019},"07","29","22","07/29/2019 22:00","2019-07-29T14:00:00",52.34]
["20070729:2300",11.06,{"v":100,"d":"100.00"},146,{"v":0,"d":"0.00"},146,354.45,8.03,163,101540,{"$f":"'Bethel TMY 3'!$D$5","v":2019},"07","29","23","07/29/2019 23:00","2019-07-29T15:00:00",51.908]
["20070730:0200",11.42,{"v":100,"d":"100.00"},37,{"v":0,"d":"0.00"},37,{"v":357.3,"d":"357.30"},9.64,139,101220,{"$f":"'Bethel TMY 3'!$D$5","v":2019},"07","30","02","07/30/2019 02:00","2019-07-29T18:00:00",52.556]
["20070730:0600",12.35,{"v":100,"d":"100.00"},0,{"v":0,"d":"0.00"},0,366.22,11.95,144,100950,{"$f":"'Bethel TMY 3'!$D$5","v":2019},"07","30","06","07/30/2019 06:00","2019-07-29T22:00:00",54.230000000000004]
["20070730:0800",12.73,{"v":100,"d":"100.00"},0,{"v":0,"d":"0.00"},0,369.05,11.42,152,100830,{"$f":"'Bethel TMY 3'!$D$5","v":2019},"07","30","08","07/30/2019 08:00","2019-07-30",54.914]
["20070730:1300",12.59,{"v":100,"d":"100.00"},0,{"v":0,"d":"0.00"},0,350.27,7.36,181,100754,{"$f":"'Bethel TMY 3'!$D$5","v":2019},"07","30","13","07/30/2019 13:00","2019-07-30T05:00:00",54.662]
["20070730:1700",12.43,{"v":100,"d":"100.00"},151,{"v":0,"d":"0.00"},151,{"v":324.6,"d":"324.60"},5.68,181,100870,{"$f":"'Bethel TMY 3'!$D$5","v":2019},{"$f":"MID(A5075,5,2)","v":"07"},{"$f":"MID(A5075,7,2)","v":"30"},{"$f":"MID(A5075,10,2)","v":"17"},{"$f":"L5075&\"/\"&M5075&\"/\"&K5075&\" \"&N5075&\":00\"","v":"07/30/2019 17:00"},{"$f":"(DATEVALUE(O5075)+TIMEVALUE(O5075))+($P$16/24)","v":"2019-07-30T09:00:00"},{"$f":"((9/5)*B5075)+32","v":54.373999999999995}]
["20070730:2000",12.76,97.73,410,69.66,355,330.75,6.25,174,100890,{"$f":"'Bethel TMY 3'!$D$5","v":2019},"07","30","20","07/30/2019 20:00","2019-07-30T12:00:00",54.968]
["20070730:2300",12.51,{"v":100,"d":"100.00"},351,58.18,309,333.65,{"v":6,"d":"6.00"},166,100910,{"$f":"'Bethel TMY 3'!$D$5","v":2019},"07","30","23","07/30/2019 23:00","2019-07-30T15:00:00",54.518]
["20070731:0000",12.58,{"v":100,"d":"100.00"},334,90.61,277,{"v":336.5,"d":"336.50"},5.79,164,100934,{"$f":"'Bethel TMY 3'!$D$5","v":2019},"07","31","00","07/31/2019 00:00","2019-07-30T16:00:00",54.644000000000005]
["20070731:0300",12.68,{"v":100,"d":"100.00"},135,212.85,84,{"v":342,"d":"342.00"},5.23,159,101017,{"$f":"'Bethel TMY 3'!$D$5","v":2019},"07","31","03","07/31/2019 03:00","2019-07-30T19:00:00",54.824]
["20070731:0900",12.28,{"v":100,"d":"100.00"},0,{"v":0,"d":"0.00"},0,347.77,4.17,150,101163,{"$f":"'Bethel TMY 3'!$D$5","v":2019},"07","31","09","07/31/2019 09:00","2019-07-31T01:00:00",54.104]
["20070731:1100",12.07,{"v":100,"d":"100.00"},0,{"v":0,"d":"0.00"},0,{"v":351.1,"d":"351.10"},{"v":3.5,"d":"3.50"},150,101210,{"$f":"'Bethel TMY 3'!$D$5","v":2019},"07","31","11","07/31/2019 11:00","2019-07-31T03:00:00",53.726]
["20070731:1400",12.31,{"v":100,"d":"100.00"},63,141.59,44,{"v":331.8,"d":"331.80"},2.07,168,101320,{"$f":"'Bethel TMY 3'!$D$5","v":2019},"07","31","14","07/31/2019 14:00","2019-07-31T06:00:00",54.158]
["20070731:1800",12.97,94.71,265,29.03,246,331.66,2.78,196,101403,{"$f":"'Bethel TMY 3'!$D$5","v":2019},"07","31","18","07/31/2019 18:00","2019-07-31T10:00:00",55.346000000000004]
["20070731:2100",13.01,93.06,677,480.69,292,{"v":332.3,"d":"332.30"},{"v":3.1,"d":"3.10"},207,101440,{"$f":"'Bethel TMY 3'!$D$5","v":2019},"07","31","21","07/31/2019 21:00","2019-07-31T13:00:00",55.418]
["20070731:2200",13.02,92.51,779,860.15,110,332.51,3.21,214,101450,{"$f":"'Bethel TMY 3'!$D$5","v":2019},"07","31","22","07/31/2019 22:00","2019-07-31T14:00:00",55.436]
["20130801:0100",13.07,90.86,475,752.06,91,333.15,3.53,240,101533,{"$f":"'Bethel TMY 3'!$D$5","v":2019},"08","01","01","08/01/2019 01:00","2019-07-31T17:00:00",55.525999999999996]
["20130801:0600",13.14,{"v":88.1,"d":"88.10"},0,{"v":0,"d":"0.00"},0,334.22,4.07,241,101763,{"$f":"'Bethel TMY 3'!$D$5","v":2019},"08","01","06","08/01/2019 06:00","2019-07-31T22:00:00",55.652]
["20130801:0900",12.45,{"v":100,"d":"100.00"},0,{"v":0,"d":"0.00"},0,335.48,3.52,223,101836,{"$f":"'Bethel TMY 3'!$D$5","v":2019},"08","01","09","08/01/2019 09:00","2019-08-01T01:00:00",54.41]
["20130801:1200",12.37,{"v":100,"d":"100.00"},0,{"v":0,"d":"0.00"},0,344.27,3.13,210,101869,{"$f":"'Bethel TMY 3'!$D$5","v":2019},"08","01","12","08/01/2019 12:00","2019-08-01T04:00:00",54.266]
["20130801:1500",12.45,97.59,115,{"v":55.1,"d":"55.10"},100,349.72,1.81,201,101922,{"$f":"'Bethel TMY 3'!$D$5","v":2019},"08","01","15","08/01/2019 15:00","2019-08-01T07:00:00",54.41]
["20130801:1900",12.63,88.14,471,174.28,343,341.48,2.39,177,101929,{"$f":"'Bethel TMY 3'!$D$5","v":2019},"08","01","19","08/01/2019 19:00","2019-08-01T11:00:00",54.734]
["20130801:2200",12.99,81.94,418,83.86,353,331.75,2.71,157,101852,{"$f":"'Bethel TMY 3'!$D$5","v":2019},"08","01","22","08/01/2019 22:00","2019-08-01T14:00:00",55.382000000000005]
["20130801:2300",13.12,{"v":80,"d":"80.00"},171,2.79,169,328.55,2.84,146,101819,{"$f":"'Bethel TMY 3'!$D$5","v":2019},"08","01","23","08/01/2019 23:00","2019-08-01T15:00:00",55.616]
["20130802:0300",13.77,78.65,170,494.67,55,320.75,2.49,319,101726,{"$f":"'Bethel TMY 3'!$D$5","v":2019},"08","02","03","08/02/2019 03:00","2019-08-01T19:00:00",56.786]
["20130802:0600",13.37,94.29,0,{"v":0,"d":"0.00"},0,312.72,{"v":3.4,"d":"3.40"},340,101703,{"$f":"'Bethel TMY 3'!$D$5","v":2019},"08","02","06","08/02/2019 06:00","2019-08-01T22:00:00",56.066]
["20130802:1000",12.67,{"v":100,"d":"100.00"},0,{"v":0,"d":"0.00"},0,307.65,4.05,1,101616,{"$f":"'Bethel TMY 3'!$D$5","v":2019},"08","02","10","08/02/2019 10:00","2019-08-02T02:00:00",54.806]
["20130802:1300",12.68,{"v":100,"d":"100.00"},0,{"v":0,"d":"0.00"},0,316.02,4.09,4,101550,{"$f":"'Bethel TMY 3'!$D$5","v":2019},"08","02","13","08/02/2019 13:00","2019-08-02T05:00:00",54.824]
["20130802:1600",13.49,81.98,359,676.64,82,320.07,3.43,356,101496,{"$f":"'Bethel TMY 3'!$D$5","v":2019},"08","02","16","08/02/2019 16:00","2019-08-02T08:00:00",56.282]
["20130802:2000",15.56,51.03,781,858.26,110,322.45,3.49,301,101400,{"$f":"'Bethel TMY 3'!$D$5","v":2019},"08","02","20","08/02/2019 20:00","2019-08-02T12:00:00",60.008]
["20130802:2300",14.91,52.27,704,838.08,106,{"v":302.9,"d":"302.90"},3.19,271,101320,{"$f":"'Bethel TMY 3'!$D$5","v":2019},"08","02","23","08/02/2019 23:00","2019-08-02T15:00:00",58.838]
["20130803:0000",14.92,55.02,601,807.99,100,300.83,3.23,270,101330,{"$f":"'Bethel TMY 3'!$D$5","v":2019},"08","03","00","08/03/2019 00:00","2019-08-02T16:00:00",58.856]
["20130803:0400",14.54,77.22,53,249.55,31,297.73,2.57,284,101396,{"$f":"'Bethel TMY 3'!$D$5","v":2019},"08","03","04","08/03/2019 04:00","2019-08-02T20:00:00",58.172]
["20130803:0700",{"v":13.8,"d":"13.80"},87.81,0,{"v":0,"d":"0.00"},0,297.78,2.12,335,101460,{"$f":"'Bethel TMY 3'!$D$5","v":2019},"08","03","07","08/03/2019 07:00","2019-08-02T23:00:00",56.84]
["20130803:1100",13.15,{"v":100,"d":"100.00"},0,{"v":0,"d":"0.00"},0,295.75,3.06,86,101510,{"$f":"'Bethel TMY 3'!$D$5","v":2019},"08","03","11","08/03/2019 11:00","2019-08-03T03:00:00",55.67]
["20130803:1400",12.01,{"v":100,"d":"100.00"},78,315.09,39,301.55,2.95,141,101639,{"$f":"'Bethel TMY 3'!$D$5","v":2019},"08","03","14","08/03/2019 14:00","2019-08-03T06:00:00",53.617999999999995]
["20130803:1800",12.42,72.17,557,580.38,182,331.83,2.95,151,101639,{"$f":"'Bethel TMY 3'!$D$5","v":2019},"08","03","18","08/03/2019 18:00","2019-08-03T10:00:00",54.356]
["20130803:2100",12.76,64.12,659,455.27,298,341.75,2.08,181,101609,{"$f":"'Bethel TMY 3'!$D$5","v":2019},"08","03","21","08/03/2019 21:00","2019-08-03T13:00:00",54.968]
["20130804:0100",{"v":14,"d":"14.00"},64.79,414,{"v":559.2,"d":"559.20"},134,324.32,2.06,226,101510,{"$f":"'Bethel TMY 3'!$D$5","v":2019},"08","04","01","08/04/2019 01:00","2019-08-03T17:00:00",57.2]
["20130804:0200",14.53,66.09,313,642.96,77,318.25,2.15,242,101490,{"$f":"'Bethel TMY 3'!$D$5","v":2019},"08","04","02","08/04/2019 02:00","2019-08-03T18:00:00",58.153999999999996]
["20130804:0500",{"v":14.4,"d":"14.40"},81.04,0,{"v":0,"d":"0.00"},0,{"v":318.9,"d":"318.90"},{"v":2.7,"d":"2.70"},228,101510,{"$f":"'Bethel TMY 3'!$D$5","v":2019},"08","04","05","08/04/2019 05:00","2019-08-03T21:00:00",57.92]
["20130804:0800",13.78,{"v":98.1,"d":"98.10"},0,{"v":0,"d":"0.00"},0,{"v":322.3,"d":"322.30"},2.65,184,101500,{"$f":"'Bethel TMY 3'!$D$5","v":2019},"08","04","08","08/04/2019 08:00","2019-08-04",56.804]
["20130804:1200",13.38,{"v":100,"d":"100.00"},0,{"v":0,"d":"0.00"},0,334.62,4.11,171,101420,{"$f":"'Bethel TMY 3'!$D$5","v":2019},"08","04","12","08/04/2019 12:00","2019-08-04T04:00:00",56.084]
["20130804:1500",13.18,{"v":100,"d":"100.00"},145,194.44,94,354.98,5.93,162,101390,{"$f":"'Bethel TMY 3'!$D$5","v":2019},"08","04","15","08/04/2019 15:00","2019-08-04T07:00:00",55.724000000000004]
["20130804:1900",12.83,{"v":100,"d":"100.00"},109,{"v":0,"d":"0.00"},109,369.05,6.67,191,101430,{"$f":"'Bethel TMY 3'!$D$5","v":2019},"08","04","19","08/04/2019 19:00","2019-08-04T11:00:00",55.094]
["20130804:2200",12.59,{"v":100,"d":"100.00"},45,{"v":0,"d":"0.00"},45,368.88,5.63,231,101473,{"$f":"'Bethel TMY 3'!$D$5","v":2019},"08","04","22","08/04/2019 22:00","2019-08-04T14:00:00",54.662]
["20130805:0200",12.96,99.63,222,231.17,138,{"v":357.6,"d":"357.60"},5.59,269,101560,{"$f":"'Bethel TMY 3'!$D$5","v":2019},"08","05","02","08/05/2019 02:00","2019-08-04T18:00:00",55.328]
["20130805:0300",12.84,99.75,50,{"v":0,"d":"0.00"},50,357.98,5.85,273,101609,{"$f":"'Bethel TMY 3'!$D$5","v":2019},"08","05","03","08/05/2019 03:00","2019-08-04T19:00:00",55.112]
["20130805:0600",{"v":12.5,"d":"12.50"},{"v":100,"d":"100.00"},0,{"v":0,"d":"0.00"},0,358.78,6.25,283,101739,{"$f":"'Bethel TMY 3'!$D$5","v":2019},"08","05","06","08/05/2019 06:00","2019-08-04T22:00:00",54.5]
["20130805:0900",12.33,{"v":100,"d":"100.00"},0,{"v":0,"d":"0.00"},0,356.23,{"v":5.6,"d":"5.60"},287,101813,{"$f":"'Bethel TMY 3'!$D$5","v":2019},"08","05","09","08/05/2019 09:00","2019-08-05T01:00:00",54.194]
["20130805:1300",12.38,{"v":100,"d":"100.00"},0,{"v":0,"d":"0.00"},0,349.13,4.28,301,101852,{"$f":"'Bethel TMY 3'!$D$5","v":2019},"08","05","13","08/05/2019 13:00","2019-08-05T05:00:00",54.284000000000006]
["20130805:1600",12.53,93.75,140,{"v":10,"d":"10.00"},136,347.57,3.16,303,101899,{"$f":"'Bethel TMY 3'!$D$5","v":2019},"08","05","16","08/05/2019 16:00","2019-08-05T08:00:00",54.554]
["20130805:1900",13.17,77.35,722,848.78,108,334.18,3.81,294,101892,{"$f":"'Bethel TMY 3'!$D$5","v":2019},"08","05","19","08/05/2019 19:00","2019-08-05T11:00:00",55.706]
["20130806:0000",{"v":13.8,"d":"13.80"},65.32,593,807.89,100,321.13,{"v":4,"d":"4.00"},284,101849,{"$f":"'Bethel TMY 3'!$D$5","v":2019},"08","06","00","08/06/2019 00:00","2019-08-05T16:00:00",56.84]
["20130806:0300",13.93,{"v":72.5,"d":"72.50"},118,193.47,76,{"v":307.1,"d":"307.10"},5.44,288,101886,{"$f":"'Bethel TMY 3'!$D$5","v":2019},"08","06","03","08/06/2019 03:00","2019-08-05T19:00:00",57.074]
["20130806:0400",13.75,78.38,30,52.71,26,{"v":306.3,"d":"306.30"},5.73,291,101922,{"$f":"'Bethel TMY 3'!$D$5","v":2019},"08","06","04","08/06/2019 04:00","2019-08-05T20:00:00",56.75]
["20130806:0700",13.01,94.75,0,{"v":0,"d":"0.00"},0,303.33,5.84,295,101939,{"$f":"'Bethel TMY 3'!$D$5","v":2019},"08","06","07","08/06/2019 07:00","2019-08-05T23:00:00",55.418]
["20130806:1100",12.29,{"v":100,"d":"100.00"},0,{"v":0,"d":"0.00"},0,299.35,5.75,304,101969,{"$f":"'Bethel TMY 3'!$D$5","v":2019},"08","06","11","08/06/2019 11:00","2019-08-06T03:00:00",54.122]
["20130806:1400",12.17,{"v":100,"d":"100.00"},70,301.03,36,302.25,5.31,310,101949,{"$f":"'Bethel TMY 3'!$D$5","v":2019},"08","06","14","08/06/2019 14:00","2019-08-06T06:00:00",53.906]
["20130806:1600",12.44,85.61,348,673.16,81,312.65,4.13,308,101956,{"$f":"'Bethel TMY 3'!$D$5","v":2019},"08","06","16","08/06/2019 16:00","2019-08-06T08:00:00",54.391999999999996]
["20130806:2200",13.81,58.28,765,861.07,110,300.77,3.81,294,101836,{"$f":"'Bethel TMY 3'!$D$5","v":2019},"08","06","22","08/06/2019 22:00","2019-08-06T14:00:00",56.858000000000004]
["20130807:0100",14.15,60.69,457,748.94,90,299.83,3.78,295,101816,{"$f":"'Bethel TMY 3'!$D$5","v":2019},"08","07","01","08/07/2019 01:00","2019-08-06T17:00:00",57.47]
["20130807:0400",13.88,75.18,41,209.46,26,297.28,4.56,299,101846,{"$f":"'Bethel TMY 3'!$D$5","v":2019},"08","07","04","08/07/2019 04:00","2019-08-06T20:00:00",56.984]
["20130807:0500",13.69,81.33,0,{"v":0,"d":"0.00"},0,{"v":294.9,"d":"294.90"},4.94,301,101859,{"$f":"'Bethel TMY 3'!$D$5","v":2019},"08","07","05","08/07/2019 05:00","2019-08-06T21:00:00",56.641999999999996]
["20130807:0800",{"v":12.8,"d":"12.80"},99.07,0,{"v":0,"d":"0.00"},0,{"v":287.8,"d":"287.80"},5.46,311,101859,{"$f":"'Bethel TMY 3'!$D$5","v":2019},"08","07","08","08/07/2019 08:00","2019-08-07",55.040000000000006]
["20130807:1200",12.32,{"v":100,"d":"100.00"},0,{"v":0,"d":"0.00"},0,285.22,4.67,318,101856,{"$f":"'Bethel TMY 3'!$D$5","v":2019},"08","07","12","08/07/2019 12:00","2019-08-07T04:00:00",54.176]
["20130807:1700",13.31,74.82,493,{"v":763.7,"d":"763.70"},93,281.75,3.63,311,101799,{"$f":"'Bethel TMY 3'!$D$5","v":2019},{"$f":"MID(A5267,5,2)","v":"08"},{"$f":"MID(A5267,7,2)","v":"07"},{"$f":"MID(A5267,10,2)","v":"17"},{"$f":"L5267&\"/\"&M5267&\"/\"&K5267&\" \"&N5267&\":00\"","v":"08/07/2019 17:00"},{"$f":"(DATEVALUE(O5267)+TIMEVALUE(O5267))+($P$16/24)","v":"2019-08-07T09:00:00"},{"$f":"((9/5)*B5267)+32","v":55.958}]
["20130807:1900",13.81,64.76,718,850.15,108,283.38,3.77,300,101753,{"$f":"'Bethel TMY 3'!$D$5","v":2019},"08","07","19","08/07/2019 19:00","2019-08-07T11:00:00",56.858000000000004]
["20130807:2300",{"v":14.3,"d":"14.30"},53.05,696,845.22,106,{"v":286.9,"d":"286.90"},3.86,292,101639,{"$f":"'Bethel TMY 3'!$D$5","v":2019},"08","07","23","08/07/2019 23:00","2019-08-07T15:00:00",57.74]
["20130808:0200",14.32,61.14,308,656.72,77,287.65,4.59,283,101609,{"$f":"'Bethel TMY 3'!$D$5","v":2019},"08","08","02","08/08/2019 02:00","2019-08-07T18:00:00",57.775999999999996]
["20130808:0300",14.02,{"v":68,"d":"68.00"},160,493.24,57,286.62,4.77,287,101629,{"$f":"'Bethel TMY 3'!$D$5","v":2019},"08","08","03","08/08/2019 03:00","2019-08-07T19:00:00",57.236000000000004]
["20130808:0600",13.09,87.12,0,{"v":0,"d":"0.00"},0,282.77,{"v":5.1,"d":"5.10"},296,101673,{"$f":"'Bethel TMY 3'!$D$5","v":2019},"08","08","06","08/08/2019 06:00","2019-08-07T22:00:00",55.562]
["20130808:1000",12.09,99.31,0,{"v":0,"d":"0.00"},0,277.93,3.76,299,101673,{"$f":"'Bethel TMY 3'!$D$5","v":2019},"08","08","10","08/08/2019 10:00","2019-08-08T02:00:00",53.762]
["20130808:1400",12.05,{"v":100,"d":"100.00"},65,284.32,35,{"v":284.2,"d":"284.20"},2.39,304,101689,{"$f":"'Bethel TMY 3'!$D$5","v":2019},"08","08","14","08/08/2019 14:00","2019-08-08T06:00:00",53.69]
["20130808:1700",12.84,69.79,380,357.29,194,{"v":292,"d":"292.00"},0.15,274,101649,{"$f":"'Bethel TMY 3'!$D$5","v":2019},"08","08","17","08/08/2019 17:00","2019-08-08T09:00:00",55.112]
["20130808:2000",13.52,59.11,456,125.55,360,295.75,2.66,262,101619,{"$f":"'Bethel TMY 3'!$D$5","v":2019},"08","08","20","08/08/2019 20:00","2019-08-08T12:00:00",56.336]
["20130809:0000",13.66,58.44,361,156.76,267,304.03,3.83,271,101583,{"$f":"'Bethel TMY 3'!$D$5","v":2019},"08","09","00","08/09/2019 00:00","2019-08-08T16:00:00",56.588]
["20130809:0300",13.59,71.42,78,29.33,72,313.13,{"v":4.1,"d":"4.10"},285,101639,{"$f":"'Bethel TMY 3'!$D$5","v":2019},"08","09","03","08/09/2019 03:00","2019-08-08T19:00:00",56.462]
["20130809:0400",{"v":13.5,"d":"13.50"},77.79,17,{"v":0,"d":"0.00"},17,315.67,3.37,288,101669,{"$f":"'Bethel TMY 3'!$D$5","v":2019},"08","09","04","08/09/2019 04:00","2019-08-08T20:00:00",56.3]
["20130809:0700",13.22,{"v":90.8,"d":"90.80"},0,{"v":0,"d":"0.00"},0,328.47,2.16,298,101706,{"$f":"'Bethel TMY 3'!$D$5","v":2019},"08","09","07","08/09/2019 07:00","2019-08-08T23:00:00",55.79600000000001]
["20130809:1100",12.89,{"v":100,"d":"100.00"},0,{"v":0,"d":"0.00"},0,{"v":330.7,"d":"330.70"},2.73,307,101709,{"$f":"'Bethel TMY 3'!$D$5","v":2019},"08","09","11","08/09/2019 11:00","2019-08-09T03:00:00",55.202]
["20130809:1500",12.95,92.29,187,514.55,61,305.73,1.66,297,101743,{"$f":"'Bethel TMY 3'!$D$5","v":2019},"08","09","15","08/09/2019 15:00","2019-08-09T07:00:00",55.31]
["20130809:1800",13.96,71.13,601,797.58,100,302.57,1.78,287,101713,{"$f":"'Bethel TMY 3'!$D$5","v":2019},"08","09","18","08/09/2019 18:00","2019-08-09T10:00:00",57.128]
["20130809:2100",14.72,57.61,772,854.08,110,297.95,3.68,287,101646,{"$f":"'Bethel TMY 3'!$D$5","v":2019},"08","09","21","08/09/2019 21:00","2019-08-09T13:00:00",58.496]
["20130810:0100",{"v":15,"d":"15.00"},58.31,333,311.37,184,295.35,4.04,289,101526,{"$f":"'Bethel TMY 3'!$D$5","v":2019},"08","10","01","08/10/2019 01:00","2019-08-09T17:00:00",59]
["20130810:0400",14.25,75.74,32,171.68,22,{"v":296.6,"d":"296.60"},4.84,296,101560,{"$f":"'Bethel TMY 3'!$D$5","v":2019},"08","10","04","08/10/2019 04:00","2019-08-09T20:00:00",57.650000000000006]
["20130810:0800",12.73,{"v":100,"d":"100.00"},0,{"v":0,"d":"0.00"},0,305.45,5.23,306,101599,{"$f":"'Bethel TMY 3'!$D$5","v":2019},"08","10","08","08/10/2019 08:00","2019-08-10",54.914]
["20130810:0900",12.53,{"v":100,"d":"100.00"},0,{"v":0,"d":"0.00"},0,304.57,5.28,307,101603,{"$f":"'Bethel TMY 3'!$D$5","v":2019},{"$f":"MID(A5331,5,2)","v":"08"},{"$f":"MID(A5331,7,2)","v":"10"},{"$f":"MID(A5331,10,2)","v":"09"},{"$f":"L5331&\"/\"&M5331&\"/\"&K5331&\" \"&N5331&\":00\"","v":"08/10/2019 09:00"},{"$f":"(DATEVALUE(O5331)+TIMEVALUE(O5331))+($P$16/24)","v":"2019-08-10T01:00:00"},{"$f":"((9/5)*B5331)+32","v":54.554}]
["20130810:1200",12.22,99.68,0,{"v":0,"d":"0.00"},0,307.87,5.23,307,101583,{"$f":"'Bethel TMY 3'!$D$5","v":2019},"08","10","12","08/10/2019 12:00","2019-08-10T04:00:00",53.996]
["20130810:1600",12.66,84.11,340,678.46,80,{"v":329.3,"d":"329.30"},3.82,296,101510,{"$f":"'Bethel TMY 3'!$D$5","v":2019},"08","10","16","08/10/2019 16:00","2019-08-10T08:00:00",54.788]
["20130810:1900",13.29,65.75,602,523.77,231,326.38,3.77,284,101440,{"$f":"'Bethel TMY 3'!$D$5","v":2019},"08","10","19","08/10/2019 19:00","2019-08-10T11:00:00",55.922]
["20130810:2300",13.43,58.64,569,485.62,235,311.85,5.35,277,101330,{"$f":"'Bethel TMY 3'!$D$5","v":2019},"08","10","23","08/10/2019 23:00","2019-08-10T15:00:00",56.174]
["20130811:0200",13.56,71.69,218,285.87,121,{"v":318.8,"d":"318.80"},6.83,274,101300,{"$f":"'Bethel TMY 3'!$D$5","v":2019},"08","11","02","08/11/2019 02:00","2019-08-10T18:00:00",56.408]
["20130811:0500",13.11,{"v":91.2,"d":"91.20"},0,{"v":0,"d":"0.00"},0,332.85,5.56,272,101370,{"$f":"'Bethel TMY 3'!$D$5","v":2019},"08","11","05","08/11/2019 05:00","2019-08-10T21:00:00",55.598]
["20130811:0700",12.83,97.07,0,{"v":0,"d":"0.00"},0,336.82,4.69,247,101336,{"$f":"'Bethel TMY 3'!$D$5","v":2019},"08","11","07","08/11/2019 07:00","2019-08-10T23:00:00",55.094]
["20130811:1000",{"v":12.7,"d":"12.70"},{"v":100,"d":"100.00"},0,{"v":0,"d":"0.00"},0,{"v":347.2,"d":"347.20"},6.62,220,101306,{"$f":"'Bethel TMY 3'!$D$5","v":2019},"08","11","10","08/11/2019 10:00","2019-08-11T02:00:00",54.86]
["20130811:1300",12.55,{"v":100,"d":"100.00"},0,{"v":0,"d":"0.00"},0,353.57,7.56,213,101286,{"$f":"'Bethel TMY 3'!$D$5","v":2019},"08","11","13","08/11/2019 13:00","2019-08-11T05:00:00",54.59]
["20130811:1700",12.32,{"v":100,"d":"100.00"},254,80.27,213,{"v":350.1,"d":"350.10"},{"v":6.3,"d":"6.30"},215,101330,{"$f":"'Bethel TMY 3'!$D$5","v":2019},"08","11","17","08/11/2019 17:00","2019-08-11T09:00:00",54.176]
["20130811:2000",12.63,96.68,455,132.41,355,340.65,6.88,223,101410,{"$f":"'Bethel TMY 3'!$D$5","v":2019},"08","11","20","08/11/2019 20:00","2019-08-11T12:00:00",54.734]
["20130812:0000",11.95,97.47,112,{"v":0,"d":"0.00"},112,342.22,5.88,234,101579,{"$f":"'Bethel TMY 3'!$D$5","v":2019},"08","12","00","08/12/2019 00:00","2019-08-11T16:00:00",53.51]
["20130812:0200",12.19,98.61,152,68.66,129,335.15,5.61,240,101659,{"$f":"'Bethel TMY 3'!$D$5","v":2019},"08","12","02","08/12/2019 02:00","2019-08-11T18:00:00",53.942]
["20130812:0700",11.98,{"v":100,"d":"100.00"},0,{"v":0,"d":"0.00"},0,323.02,2.97,208,101786,{"$f":"'Bethel TMY 3'!$D$5","v":2019},"08","12","07","08/12/2019 07:00","2019-08-11T23:00:00",53.564]
["20130812:0800",{"v":11.9,"d":"11.90"},{"v":100,"d":"100.00"},0,{"v":0,"d":"0.00"},0,322.35,2.76,202,101799,{"$f":"'Bethel TMY 3'!$D$5","v":2019},"08","12","08","08/12/2019 08:00","2019-08-12",53.42]
["20130812:1100",11.94,{"v":100,"d":"100.00"},0,{"v":0,"d":"0.00"},0,{"v":333,"d":"333.00"},{"v":2.9,"d":"2.90"},161,101839,{"$f":"'Bethel TMY 3'!$D$5","v":2019},"08","12","11","08/12/2019 11:00","2019-08-12T03:00:00",53.492000000000004]
["20130812:1400",11.76,{"v":100,"d":"100.00"},13,{"v":0,"d":"0.00"},13,352.15,1.86,127,101879,{"$f":"'Bethel TMY 3'!$D$5","v":2019},"08","12","14","08/12/2019 14:00","2019-08-12T06:00:00",53.168]
["20130812:1800",12.25,91.29,452,321.74,253,348.52,2.09,123,101816,{"$f":"'Bethel TMY 3'!$D$5","v":2019},"08","12","18","08/12/2019 18:00","2019-08-12T10:00:00",54.05]
["20130812:2100",12.66,78.64,623,420.76,301,349.53,1.42,114,101729,{"$f":"'Bethel TMY 3'!$D$5","v":2019},"08","12","21","08/12/2019 21:00","2019-08-12T13:00:00",54.788]
["20130812:2300",12.78,70.88,501,310.05,290,{"v":348.5,"d":"348.50"},0.92,107,101649,{"$f":"'Bethel TMY 3'!$D$5","v":2019},"08","12","23","08/12/2019 23:00","2019-08-12T15:00:00",55.004]
["20130813:0500",13.42,87.88,0,{"v":0,"d":"0.00"},0,358.35,1.34,58,101400,{"$f":"'Bethel TMY 3'!$D$5","v":2019},"08","13","05","08/13/2019 05:00","2019-08-12T21:00:00",56.156]
["20130813:0800",13.12,98.13,0,{"v":0,"d":"0.00"},0,366.05,2.41,78,101250,{"$f":"'Bethel TMY 3'!$D$5","v":2019},"08","13","08","08/13/2019 08:00","2019-08-13",55.616]
["20130813:0900",13.05,98.75,0,{"v":0,"d":"0.00"},0,365.28,{"v":2.5,"d":"2.50"},83,101227,{"$f":"'Bethel TMY 3'!$D$5","v":2019},"08","13","09","08/13/2019 09:00","2019-08-13T01:00:00",55.49]
["20130813:1200",12.77,{"v":100,"d":"100.00"},0,{"v":0,"d":"0.00"},0,365.13,{"v":3.2,"d":"3.20"},96,101160,{"$f":"'Bethel TMY 3'!$D$5","v":2019},"08","13","12","08/13/2019 12:00","2019-08-13T04:00:00",54.986000000000004]
["20130813:1600",12.29,{"v":100,"d":"100.00"},95,{"v":0,"d":"0.00"},95,{"v":367.7,"d":"367.70"},{"v":4.6,"d":"4.60"},106,101113,{"$f":"'Bethel TMY 3'!$D$5","v":2019},"08","13","16","08/13/2019 16:00","2019-08-13T08:00:00",54.122]
["20130813:1900",12.25,97.37,318,44.37,287,{"v":362.8,"d":"362.80"},4.72,115,101097,{"$f":"'Bethel TMY 3'!$D$5","v":2019},"08","13","19","08/13/2019 19:00","2019-08-13T11:00:00",54.05]
["20130814:0000",12.49,{"v":100,"d":"100.00"},218,18.96,207,339.25,5.14,138,101073,{"$f":"'Bethel TMY 3'!$D$5","v":2019},"08","14","00","08/14/2019 00:00","2019-08-13T16:00:00",54.482]
["20130814:0300",12.99,{"v":100,"d":"100.00"},131,434.31,52,331.58,6.87,146,101100,{"$f":"'Bethel TMY 3'!$D$5","v":2019},"08","14","03","08/14/2019 03:00","2019-08-13T19:00:00",55.382000000000005]
["20130814:0600",13.01,{"v":100,"d":"100.00"},0,{"v":0,"d":"0.00"},0,{"v":322.5,"d":"322.50"},8.12,148,101157,{"$f":"'Bethel TMY 3'!$D$5","v":2019},"08","14","06","08/14/2019 06:00","2019-08-13T22:00:00",55.418]
["20130814:0900",12.62,{"v":100,"d":"100.00"},0,{"v":0,"d":"0.00"},0,316.92,7.03,148,101197,{"$f":"'Bethel TMY 3'!$D$5","v":2019},"08","14","09","08/14/2019 09:00","2019-08-14T01:00:00",54.715999999999994]
["20130814:1000",12.48,{"v":100,"d":"100.00"},0,{"v":0,"d":"0.00"},0,317.23,6.23,146,101203,{"$f":"'Bethel TMY 3'!$D$5","v":2019},"08","14","10","08/14/2019 10:00","2019-08-14T02:00:00",54.464]
["20130814:1300",11.84,{"v":100,"d":"100.00"},0,{"v":0,"d":"0.00"},0,317.58,5.84,136,101237,{"$f":"'Bethel TMY 3'!$D$5","v":2019},"08","14","13","08/14/2019 13:00","2019-08-14T05:00:00",53.312]
["20130814:1700",11.58,{"v":100,"d":"100.00"},78,{"v":0,"d":"0.00"},78,{"v":329.1,"d":"329.10"},5.09,136,101230,{"$f":"'Bethel TMY 3'!$D$5","v":2019},"08","14","17","08/14/2019 17:00","2019-08-14T09:00:00",52.844]
["20130814:2100",12.75,79.64,762,859.72,110,330.32,4.27,159,101207,{"$f":"'Bethel TMY 3'!$D$5","v":2019},"08","14","21","08/14/2019 21:00","2019-08-14T13:00:00",54.95]
["20130815:0000",13.26,77.29,454,428.68,207,323.88,4.91,179,101210,{"$f":"'Bethel TMY 3'!$D$5","v":2019},"08","15","00","08/15/2019 00:00","2019-08-14T16:00:00",55.867999999999995]
["20130815:0400",13.31,91.44,10,{"v":0,"d":"0.00"},10,319.58,4.86,202,101263,{"$f":"'Bethel TMY 3'!$D$5","v":2019},"08","15","04","08/15/2019 04:00","2019-08-14T20:00:00",55.958]
["20130815:0700",12.99,98.77,0,{"v":0,"d":"0.00"},0,325.47,3.95,202,101286,{"$f":"'Bethel TMY 3'!$D$5","v":2019},"08","15","07","08/15/2019 07:00","2019-08-14T23:00:00",55.382000000000005]
["20130815:0800",12.84,{"v":100,"d":"100.00"},0,{"v":0,"d":"0.00"},0,327.75,3.61,201,101290,{"$f":"'Bethel TMY 3'!$D$5","v":2019},"08","15","08","08/15/2019 08:00","2019-08-15",55.112]
["20130815:1100",12.25,{"v":100,"d":"100.00"},0,{"v":0,"d":"0.00"},0,{"v":337.6,"d":"337.60"},3.53,194,101300,{"$f":"'Bethel TMY 3'!$D$5","v":2019},"08","15","11","08/15/2019 11:00","2019-08-15T03:00:00",54.05]
["20130815:1400",11.88,{"v":100,"d":"100.00"},20,{"v":0,"d":"0.00"},20,344.85,5.23,192,101320,{"$f":"'Bethel TMY 3'!$D$5","v":2019},"08","15","14","08/15/2019 14:00","2019-08-15T06:00:00",53.384]
["20130815:1800",11.33,{"v":100,"d":"100.00"},167,{"v":0,"d":"0.00"},167,350.93,7.11,187,101380,{"$f":"'Bethel TMY 3'!$D$5","v":2019},"08","15","18","08/15/2019 18:00","2019-08-15T10:00:00",52.394000000000005]
["20130815:2200",{"v":10.9,"d":"10.90"},{"v":100,"d":"100.00"},167,2.74,165,356.63,9.29,176,101433,{"$f":"'Bethel TMY 3'!$D$5","v":2019},"08","15","22","08/15/2019 22:00","2019-08-15T14:00:00",51.620000000000005]
["20130816:0100",11.43,{"v":100,"d":"100.00"},49,{"v":0,"d":"0.00"},49,{"v":354,"d":"354.00"},12.09,171,101373,{"$f":"'Bethel TMY 3'!$D$5","v":2019},"08","16","01","08/16/2019 01:00","2019-08-15T17:00:00",52.574]
["20130816:0500",12.32,{"v":100,"d":"100.00"},0,{"v":0,"d":"0.00"},0,360.55,14.79,168,101260,{"$f":"'Bethel TMY 3'!$D$5","v":2019},"08","16","05","08/16/2019 05:00","2019-08-15T21:00:00",54.176]
["20130816:0800",12.75,{"v":100,"d":"100.00"},0,{"v":0,"d":"0.00"},0,364.25,14.44,169,101160,{"$f":"'Bethel TMY 3'!$D$5","v":2019},"08","16","08","08/16/2019 08:00","2019-08-16",54.95]
["20130816:0900",12.89,{"v":100,"d":"100.00"},0,{"v":0,"d":"0.00"},0,364.85,15.09,171,101117,{"$f":"'Bethel TMY 3'!$D$5","v":2019},"08","16","09","08/16/2019 09:00","2019-08-16T01:00:00",55.202]
["20130816:1200",13.16,{"v":100,"d":"100.00"},0,{"v":0,"d":"0.00"},0,367.08,15.14,177,101023,{"$f":"'Bethel TMY 3'!$D$5","v":2019},"08","16","12","08/16/2019 12:00","2019-08-16T04:00:00",55.688]
["20130816:1500",13.04,{"v":100,"d":"100.00"},5,{"v":0,"d":"0.00"},5,369.77,11.65,187,101023,{"$f":"'Bethel TMY 3'!$D$5","v":2019},"08","16","15","08/16/2019 15:00","2019-08-16T07:00:00",55.471999999999994]
["20130816:2000",12.78,{"v":100,"d":"100.00"},92,{"v":0,"d":"0.00"},92,{"v":368,"d":"368.00"},8.28,207,101180,{"$f":"'Bethel TMY 3'!$D$5","v":2019},"08","16","20","08/16/2019 20:00","2019-08-16T12:00:00",55.004]
["20130816:2300",{"v":12.6,"d":"12.60"},{"v":100,"d":"100.00"},181,4.51,178,362.15,{"v":5.5,"d":"5.50"},222,101250,{"$f":"'Bethel TMY 3'!$D$5","v":2019},"08","16","23","08/16/2019 23:00","2019-08-16T15:00:00",54.68]
["20130817:0200",13.27,98.51,122,25.63,114,{"v":349.8,"d":"349.80"},6.29,223,101340,{"$f":"'Bethel TMY 3'!$D$5","v":2019},"08","17","02","08/17/2019 02:00","2019-08-16T18:00:00",55.885999999999996]
["20130817:0600",13.28,{"v":100,"d":"100.00"},0,{"v":0,"d":"0.00"},0,347.75,5.94,228,101486,{"$f":"'Bethel TMY 3'!$D$5","v":2019},"08","17","06","08/17/2019 06:00","2019-08-16T22:00:00",55.903999999999996]
["20130817:0900",13.13,{"v":100,"d":"100.00"},0,{"v":0,"d":"0.00"},0,{"v":343.2,"d":"343.20"},4.59,236,101546,{"$f":"'Bethel TMY 3'!$D$5","v":2019},"08","17","09","08/17/2019 09:00","2019-08-17T01:00:00",55.634]
["20130817:1000",13.11,{"v":100,"d":"100.00"},0,{"v":0,"d":"0.00"},0,341.35,4.28,239,101573,{"$f":"'Bethel TMY 3'!$D$5","v":2019},"08","17","10","08/17/2019 10:00","2019-08-17T02:00:00",55.598]
["20130817:1600",12.85,97.71,101,{"v":0,"d":"0.00"},101,322.13,2.97,256,101773,{"$f":"'Bethel TMY 3'!$D$5","v":2019},"08","17","16","08/17/2019 16:00","2019-08-17T08:00:00",55.129999999999995]
["20130817:1700",12.91,96.56,362,385.67,173,323.15,{"v":2.8,"d":"2.80"},257,101809,{"$f":"'Bethel TMY 3'!$D$5","v":2019},"08","17","17","08/17/2019 17:00","2019-08-17T09:00:00",55.238]
["20130817:2100",13.26,85.88,434,115.04,348,315.93,4.95,250,101899,{"$f":"'Bethel TMY 3'!$D$5","v":2019},"08","17","21","08/17/2019 21:00","2019-08-17T13:00:00",55.867999999999995]
["20130818:0000",13.35,85.24,421,360.34,218,318.87,3.83,260,101949,{"$f":"'Bethel TMY 3'!$D$5","v":2019},"08","18","00","08/18/2019 00:00","2019-08-17T16:00:00",56.03]
["20130818:0400",13.41,93.38,6,{"v":0,"d":"0.00"},6,321.47,3.82,260,102022,{"$f":"'Bethel TMY 3'!$D$5","v":2019},"08","18","04","08/18/2019 04:00","2019-08-17T20:00:00",56.138000000000005]
["20130818:0700",13.11,98.98,0,{"v":0,"d":"0.00"},0,321.93,3.63,231,102069,{"$f":"'Bethel TMY 3'!$D$5","v":2019},"08","18","07","08/18/2019 07:00","2019-08-17T23:00:00",55.598]
["20130818:1000",12.82,{"v":100,"d":"100.00"},0,{"v":0,"d":"0.00"},0,316.23,3.64,192,102106,{"$f":"'Bethel TMY 3'!$D$5","v":2019},"08","18","10","08/18/2019 10:00","2019-08-18T02:00:00",55.076]
["20130818:1300",12.61,{"v":100,"d":"100.00"},0,{"v":0,"d":"0.00"},0,{"v":320.1,"d":"320.10"},3.82,169,102139,{"$f":"'Bethel TMY 3'!$D$5","v":2019},"08","18","13","08/18/2019 13:00","2019-08-18T05:00:00",54.698]
["20130818:1500",{"v":12.6,"d":"12.60"},98.22,84,47.35,74,321.02,3.89,163,102155,{"$f":"'Bethel TMY 3'!$D$5","v":2019},"08","18","15","08/18/2019 15:00","2019-08-18T07:00:00",54.68]
["20130818:1800",{"v":12.9,"d":"12.90"},89.55,167,1.67,166,315.72,3.66,169,102145,{"$f":"'Bethel TMY 3'!$D$5","v":2019},"08","18","18","08/18/2019 18:00","2019-08-18T10:00:00",55.22]
["20130818:2200",13.57,78.17,459,173.97,334,324.22,{"v":1.2,"d":"1.20"},198,102046,{"$f":"'Bethel TMY 3'!$D$5","v":2019},"08","18","22","08/18/2019 22:00","2019-08-18T14:00:00",56.426]
["20130819:0100",14.01,78.74,329,416.47,146,{"v":322.8,"d":"322.80"},0.69,158,101972,{"$f":"'Bethel TMY 3'!$D$5","v":2019},"08","19","01","08/19/2019 01:00","2019-08-18T17:00:00",57.218]
["20130819:0500",14.25,94.98,0,{"v":0,"d":"0.00"},0,{"v":317.7,"d":"317.70"},2.58,127,101909,{"$f":"'Bethel TMY 3'!$D$5","v":2019},"08","19","05","08/19/2019 05:00","2019-08-18T21:00:00",57.650000000000006]
["20130819:0800",13.97,{"v":100,"d":"100.00"},0,{"v":0,"d":"0.00"},0,{"v":322.8,"d":"322.80"},4.08,140,101799,{"$f":"'Bethel TMY 3'!$D$5","v":2019},"08","19","08","08/19/2019 08:00","2019-08-19",57.146]
["20130819:1000",13.51,{"v":100,"d":"100.00"},0,{"v":0,"d":"0.00"},0,341.03,5.24,144,101719,{"$f":"'Bethel TMY 3'!$D$5","v":2019},"08","19","10","08/19/2019 10:00","2019-08-19T02:00:00",56.318]
["20130819:1300",13.02,{"v":100,"d":"100.00"},0,{"v":0,"d":"0.00"},0,359.12,8.29,141,101626,{"$f":"'Bethel TMY 3'!$D$5","v":2019},"08","19","13","08/19/2019 13:00","2019-08-19T05:00:00",55.436]
["20130819:1600",{"v":12.9,"d":"12.90"},{"v":100,"d":"100.00"},24,{"v":0,"d":"0.00"},24,{"v":369.8,"d":"369.80"},10.62,145,101560,{"$f":"'Bethel TMY 3'!$D$5","v":2019},"08","19","16","08/19/2019 16:00","2019-08-19T08:00:00",55.22]
["20130819:2000",{"v":13.3,"d":"13.30"},{"v":100,"d":"100.00"},73,{"v":0,"d":"0.00"},73,{"v":378.9,"d":"378.90"},{"v":10.8,"d":"10.80"},154,101500,{"$f":"'Bethel TMY 3'!$D$5","v":2019},"08","19","20","08/19/2019 20:00","2019-08-19T12:00:00",55.94]
["20130819:2300",13.32,{"v":100,"d":"100.00"},41,{"v":0,"d":"0.00"},41,381.85,12.07,158,101380,{"$f":"'Bethel TMY 3'!$D$5","v":2019},"08","19","23","08/19/2019 23:00","2019-08-19T15:00:00",55.976]
["20130820:0200",14.06,{"v":100,"d":"100.00"},11,{"v":0,"d":"0.00"},11,{"v":379.6,"d":"379.60"},12.52,168,101230,{"$f":"'Bethel TMY 3'!$D$5","v":2019},"08","20","02","08/20/2019 02:00","2019-08-19T18:00:00",57.308]
["20130820:0700",14.66,{"v":100,"d":"100.00"},0,{"v":0,"d":"0.00"},0,380.13,12.99,160,101050,{"$f":"'Bethel TMY 3'!$D$5","v":2019},"08","20","07","08/20/2019 07:00","2019-08-19T23:00:00",58.388000000000005]
["20130820:1000",14.84,{"v":100,"d":"100.00"},0,{"v":0,"d":"0.00"},0,380.27,{"v":13.9,"d":"13.90"},158,100867,{"$f":"'Bethel TMY 3'!$D$5","v":2019},"08","20","10","08/20/2019 10:00","2019-08-20T02:00:00",58.712]
["20130820:1300",{"v":15.2,"d":"15.20"},{"v":100,"d":"100.00"},0,{"v":0,"d":"0.00"},0,382.33,14.79,161,100567,{"$f":"'Bethel TMY 3'!$D$5","v":2019},"08","20","13","08/20/2019 13:00","2019-08-20T05:00:00",59.36]
["20130820:1400",15.35,{"v":100,"d":"100.00"},16,{"v":0,"d":"0.00"},16,383.25,15.12,162,100451,{"$f":"'Bethel TMY 3'!$D$5","v":2019},"08","20","14","08/20/2019 14:00","2019-08-20T06:00:00",59.629999999999995]
["20130820:1700",14.68,{"v":100,"d":"100.00"},18,{"v":0,"d":"0.00"},18,{"v":383.4,"d":"383.40"},15.39,167,100231,{"$f":"'Bethel TMY 3'!$D$5","v":2019},"08","20","17","08/20/2019 17:00","2019-08-20T09:00:00",58.424]
["20130820:2100",13.99,{"v":100,"d":"100.00"},59,{"v":0,"d":"0.00"},59,380.75,15.42,169,100118,{"$f":"'Bethel TMY 3'!$D$5","v":2019},"08","20","21","08/20/2019 21:00","2019-08-20T13:00:00",57.182]
["20130821:0000",13.55,{"v":100,"d":"100.00"},19,{"v":0,"d":"0.00"},19,377.48,{"v":14.8,"d":"14.80"},167,99981,{"$f":"'Bethel TMY 3'!$D$5","v":2019},"08","21","00","08/21/2019 00:00","2019-08-20T16:00:00",56.39]
["20130821:0400",{"v":13.8,"d":"13.80"},{"v":100,"d":"100.00"},0,{"v":0,"d":"0.00"},0,376.25,14.75,166,99788,{"$f":"'Bethel TMY 3'!$D$5","v":2019},"08","21","04","08/21/2019 04:00","2019-08-20T20:00:00",56.84]
["20130821:0800",14.15,{"v":100,"d":"100.00"},0,{"v":0,"d":"0.00"},0,{"v":378.8,"d":"378.80"},10.47,176,99582,{"$f":"'Bethel TMY 3'!$D$5","v":2019},"08","21","08","08/21/2019 08:00","2019-08-21",57.47]
["20130821:1100",14.21,{"v":100,"d":"100.00"},0,{"v":0,"d":"0.00"},0,378.65,{"v":10.1,"d":"10.10"},203,99552,{"$f":"'Bethel TMY 3'!$D$5","v":2019},"08","21","11","08/21/2019 11:00","2019-08-21T03:00:00",57.578]
["20130821:1400",{"v":13.9,"d":"13.90"},{"v":100,"d":"100.00"},19,{"v":0,"d":"0.00"},19,{"v":375.3,"d":"375.30"},5.41,202,99662,{"$f":"'Bethel TMY 3'!$D$5","v":2019},"08","21","14","08/21/2019 14:00","2019-08-21T06:00:00",57.019999999999996]
["20130821:1500",13.71,{"v":100,"d":"100.00"},124,321.01,60,372.67,5.35,199,99708,{"$f":"'Bethel TMY 3'!$D$5","v":2019},"08","21","15","08/21/2019 15:00","2019-08-21T07:00:00",56.678]
["20130821:1800",13.24,99.85,85,{"v":0,"d":"0.00"},85,{"v":365.9,"d":"365.90"},{"v":6,"d":"6.00"},193,99835,{"$f":"'Bethel TMY 3'!$D$5","v":2019},"08","21","18","08/21/2019 18:00","2019-08-21T10:00:00",55.832]
["20130821:2200",12.92,99.41,69,{"v":0,"d":"0.00"},69,363.27,6.53,182,99915,{"$f":"'Bethel TMY 3'!$D$5","v":2019},"08","21","22","08/21/2019 22:00","2019-08-21T14:00:00",55.256]
["20130822:0100",13.07,99.78,47,{"v":0,"d":"0.00"},47,352.28,5.93,183,99875,{"$f":"'Bethel TMY 3'!$D$5","v":2019},"08","22","01","08/22/2019 01:00","2019-08-21T17:00:00",55.525999999999996]
["20130822:0500",13.39,{"v":100,"d":"100.00"},0,{"v":0,"d":"0.00"},0,349.85,7.02,173,99941,{"$f":"'Bethel TMY 3'!$D$5","v":2019},"08","22","05","08/22/2019 05:00","2019-08-21T21:00:00",56.102000000000004]
["20130822:0900",13.48,{"v":100,"d":"100.00"},0,{"v":0,"d":"0.00"},0,358.78,6.42,174,99971,{"$f":"'Bethel TMY 3'!$D$5","v":2019},"08","22","09","08/22/2019 09:00","2019-08-22T01:00:00",56.264]
["20130822:1200",13.37,{"v":100,"d":"100.00"},0,{"v":0,"d":"0.00"},0,{"v":354,"d":"354.00"},5.46,171,99998,{"$f":"'Bethel TMY 3'!$D$5","v":2019},"08","22","12","08/22/2019 12:00","2019-08-22T04:00:00",56.066]
["20130822:1300",13.26,{"v":100,"d":"100.00"},0,{"v":0,"d":"0.00"},0,351.65,5.56,169,100005,{"$f":"'Bethel TMY 3'!$D$5","v":2019},"08","22","13","08/22/2019 13:00","2019-08-22T05:00:00",55.867999999999995]
["20130822:1600",12.86,{"v":100,"d":"100.00"},27,{"v":0,"d":"0.00"},27,354.83,6.77,168,100045,{"$f":"'Bethel TMY 3'!$D$5","v":2019},"08","22","16","08/22/2019 16:00","2019-08-22T08:00:00",55.147999999999996]
["20130822:1900",12.89,{"v":100,"d":"100.00"},108,{"v":0,"d":"0.00"},108,354.27,7.66,175,100075,{"$f":"'Bethel TMY 3'!$D$5","v":2019},"08","22","19","08/22/2019 19:00","2019-08-22T11:00:00",55.202]
["20130822:2200",{"v":12.7,"d":"12.70"},{"v":100,"d":"100.00"},168,2.85,166,349.47,6.52,189,100121,{"$f":"'Bethel TMY 3'!$D$5","v":2019},"08","22","22","08/22/2019 22:00","2019-08-22T14:00:00",54.86]
["20130823:0300",12.71,{"v":100,"d":"100.00"},24,{"v":0,"d":"0.00"},24,{"v":336.2,"d":"336.20"},5.56,199,100311,{"$f":"'Bethel TMY 3'!$D$5","v":2019},"08","23","03","08/23/2019 03:00","2019-08-22T19:00:00",54.878]
["20130823:0600",12.78,{"v":100,"d":"100.00"},0,{"v":0,"d":"0.00"},0,339.48,6.39,187,100471,{"$f":"'Bethel TMY 3'!$D$5","v":2019},"08","23","06","08/23/2019 06:00","2019-08-22T22:00:00",55.004]
["20130823:1000",12.69,{"v":100,"d":"100.00"},0,{"v":0,"d":"0.00"},0,346.52,7.38,176,100644,{"$f":"'Bethel TMY 3'!$D$5","v":2019},"08","23","10","08/23/2019 10:00","2019-08-23T02:00:00",54.842]
["20130823:1300",12.54,{"v":100,"d":"100.00"},0,{"v":0,"d":"0.00"},0,356.32,8.29,168,100711,{"$f":"'Bethel TMY 3'!$D$5","v":2019},"08","23","13","08/23/2019 13:00","2019-08-23T05:00:00",54.572]
["20130823:1400",12.44,{"v":100,"d":"100.00"},5,{"v":0,"d":"0.00"},5,360.65,{"v":8.7,"d":"8.70"},166,100721,{"$f":"'Bethel TMY 3'!$D$5","v":2019},"08","23","14","08/23/2019 14:00","2019-08-23T06:00:00",54.391999999999996]
["20130823:1700",12.03,{"v":100,"d":"100.00"},44,{"v":0,"d":"0.00"},44,359.65,9.59,154,100810,{"$f":"'Bethel TMY 3'!$D$5","v":2019},{"$f":"MID(A5651,5,2)","v":"08"},{"$f":"MID(A5651,7,2)","v":"23"},{"$f":"MID(A5651,10,2)","v":"17"},{"$f":"L5651&\"/\"&M5651&\"/\"&K5651&\" \"&N5651&\":00\"","v":"08/23/2019 17:00"},{"$f":"(DATEVALUE(O5651)+TIMEVALUE(O5651))+($P$16/24)","v":"2019-08-23T09:00:00"},{"$f":"((9/5)*B5651)+32","v":53.653999999999996}]
["20130823:2300",12.46,{"v":100,"d":"100.00"},104,{"v":0,"d":"0.00"},104,372.95,10.66,148,100451,{"$f":"'Bethel TMY 3'!$D$5","v":2019},"08","23","23","08/23/2019 23:00","2019-08-23T15:00:00",54.428]
["20130824:0100",{"v":12.9,"d":"12.90"},{"v":100,"d":"100.00"},42,{"v":0,"d":"0.00"},42,374.42,13.07,152,100171,{"$f":"'Bethel TMY 3'!$D$5","v":2019},"08","24","01","08/24/2019 01:00","2019-08-23T17:00:00",55.22]
["20130824:0400",13.36,{"v":100,"d":"100.00"},0,{"v":0,"d":"0.00"},0,373.48,14.13,182,99905,{"$f":"'Bethel TMY 3'!$D$5","v":2019},"08","24","04","08/24/2019 04:00","2019-08-23T20:00:00",56.048]
["20130824:0700",{"v":13.2,"d":"13.20"},{"v":100,"d":"100.00"},0,{"v":0,"d":"0.00"},0,356.15,{"v":11.3,"d":"11.30"},222,100095,{"$f":"'Bethel TMY 3'!$D$5","v":2019},"08","24","07","08/24/2019 07:00","2019-08-23T23:00:00",55.76]
["20130824:1100",12.86,{"v":100,"d":"100.00"},0,{"v":0,"d":"0.00"},0,304.95,8.28,228,100780,{"$f":"'Bethel TMY 3'!$D$5","v":2019},"08","24","11","08/24/2019 11:00","2019-08-24T03:00:00",55.147999999999996]
["20130824:1400",{"v":12.3,"d":"12.30"},{"v":100,"d":"100.00"},21,{"v":0,"d":"0.00"},21,{"v":320.5,"d":"320.50"},8.23,223,101230,{"$f":"'Bethel TMY 3'!$D$5","v":2019},"08","24","14","08/24/2019 14:00","2019-08-24T06:00:00",54.14]
["20130824:1500",12.34,99.22,135,432.48,54,317.45,7.71,225,101303,{"$f":"'Bethel TMY 3'!$D$5","v":2019},"08","24","15","08/24/2019 15:00","2019-08-24T07:00:00",54.212]
["20130824:2000",12.62,92.97,454,176.49,329,{"v":319.3,"d":"319.30"},6.22,238,101689,{"$f":"'Bethel TMY 3'!$D$5","v":2019},"08","24","20","08/24/2019 20:00","2019-08-24T12:00:00",54.715999999999994]
["20130824:2200",12.49,{"v":90.1,"d":"90.10"},690,837.74,109,316.33,4.53,247,101796,{"$f":"'Bethel TMY 3'!$D$5","v":2019},"08","24","22","08/24/2019 22:00","2019-08-24T14:00:00",54.482]
["20130825:0200",12.93,83.64,58,{"v":0,"d":"0.00"},58,298.05,1.99,264,101879,{"$f":"'Bethel TMY 3'!$D$5","v":2019},"08","25","02","08/25/2019 02:00","2019-08-24T18:00:00",55.274]
["20130825:0500",12.78,96.14,0,{"v":0,"d":"0.00"},0,295.85,1.49,302,101949,{"$f":"'Bethel TMY 3'!$D$5","v":2019},"08","25","05","08/25/2019 05:00","2019-08-24T21:00:00",55.004]
["20130825:0900",12.23,{"v":100,"d":"100.00"},0,{"v":0,"d":"0.00"},0,290.43,1.37,42,101912,{"$f":"'Bethel TMY 3'!$D$5","v":2019},"08","25","09","08/25/2019 09:00","2019-08-25T01:00:00",54.014]
["20130825:1200",11.99,{"v":100,"d":"100.00"},0,{"v":0,"d":"0.00"},0,298.07,2.47,63,101879,{"$f":"'Bethel TMY 3'!$D$5","v":2019},"08","25","12","08/25/2019 12:00","2019-08-25T04:00:00",53.582]
["20130825:1500",11.99,92.28,101,223.79,60,307.52,2.01,87,101816,{"$f":"'Bethel TMY 3'!$D$5","v":2019},"08","25","15","08/25/2019 15:00","2019-08-25T07:00:00",53.582]
["20130825:1700",12.33,76.85,388,619.33,103,308.95,0.92,100,101769,{"$f":"'Bethel TMY 3'!$D$5","v":2019},"08","25","17","08/25/2019 17:00","2019-08-25T09:00:00",54.194]
["20130825:2000",12.89,61.52,700,837.82,110,310.25,2.23,177,101639,{"$f":"'Bethel TMY 3'!$D$5","v":2019},"08","25","20","08/25/2019 20:00","2019-08-25T12:00:00",55.202]
["20130825:2300",12.57,59.93,307,{"v":65.5,"d":"65.50"},266,{"v":328.1,"d":"328.10"},2.62,227,101560,{"$f":"'Bethel TMY 3'!$D$5","v":2019},"08","25","23","08/25/2019 23:00","2019-08-25T15:00:00",54.626000000000005]
["20130826:0300",{"v":12.9,"d":"12.90"},75.79,1,{"v":0,"d":"0.00"},1,{"v":346.4,"d":"346.40"},4.04,143,101553,{"$f":"'Bethel TMY 3'!$D$5","v":2019},"08","26","03","08/26/2019 03:00","2019-08-25T19:00:00",55.22]
["20130826:0600",13.19,80.16,0,{"v":0,"d":"0.00"},0,346.33,5.62,152,101550,{"$f":"'Bethel TMY 3'!$D$5","v":2019},"08","26","06","08/26/2019 06:00","2019-08-25T22:00:00",55.742000000000004]
["20130826:1000",12.97,{"v":93.2,"d":"93.20"},0,{"v":0,"d":"0.00"},0,{"v":343.2,"d":"343.20"},8.75,149,101530,{"$f":"'Bethel TMY 3'!$D$5","v":2019},"08","26","10","08/26/2019 10:00","2019-08-26T02:00:00",55.346000000000004]
["20130826:1300",12.63,99.36,0,{"v":0,"d":"0.00"},0,{"v":356.4,"d":"356.40"},10.41,156,101536,{"$f":"'Bethel TMY 3'!$D$5","v":2019},"08","26","13","08/26/2019 13:00","2019-08-26T05:00:00",54.734]
["20130826:1400",12.47,{"v":100,"d":"100.00"},1,{"v":0,"d":"0.00"},1,362.95,10.81,161,101540,{"$f":"'Bethel TMY 3'!$D$5","v":2019},"08","26","14","08/26/2019 14:00","2019-08-26T06:00:00",54.446]
["20130826:1800",{"v":12.4,"d":"12.40"},{"v":100,"d":"100.00"},73,{"v":0,"d":"0.00"},73,372.52,7.35,169,101639,{"$f":"'Bethel TMY 3'!$D$5","v":2019},"08","26","18","08/26/2019 18:00","2019-08-26T10:00:00",54.32]
["20130826:2100",12.47,99.56,114,{"v":0,"d":"0.00"},114,368.83,6.25,175,101699,{"$f":"'Bethel TMY 3'!$D$5","v":2019},"08","26","21","08/26/2019 21:00","2019-08-26T13:00:00",54.446]
["20130827:0100",12.56,99.56,115,{"v":0,"d":"0.00"},115,{"v":358.6,"d":"358.60"},4.64,153,101693,{"$f":"'Bethel TMY 3'!$D$5","v":2019},"08","27","01","08/27/2019 01:00","2019-08-26T17:00:00",54.608000000000004]
["20130827:0400",12.77,{"v":100,"d":"100.00"},0,{"v":0,"d":"0.00"},0,355.93,{"v":3.2,"d":"3.20"},138,101696,{"$f":"'Bethel TMY 3'!$D$5","v":2019},"08","27","04","08/27/2019 04:00","2019-08-26T20:00:00",54.986000000000004]
["20130827:0700",{"v":12.8,"d":"12.80"},{"v":100,"d":"100.00"},0,{"v":0,"d":"0.00"},0,357.12,2.92,131,101659,{"$f":"'Bethel TMY 3'!$D$5","v":2019},"08","27","07","08/27/2019 07:00","2019-08-26T23:00:00",55.040000000000006]
["20130827:1100",12.76,{"v":100,"d":"100.00"},0,{"v":0,"d":"0.00"},0,361.35,2.58,170,101589,{"$f":"'Bethel TMY 3'!$D$5","v":2019},"08","27","11","08/27/2019 11:00","2019-08-27T03:00:00",54.968]
["20130827:1500",12.75,{"v":100,"d":"100.00"},7,{"v":0,"d":"0.00"},7,356.68,2.51,225,101593,{"$f":"'Bethel TMY 3'!$D$5","v":2019},"08","27","15","08/27/2019 15:00","2019-08-27T07:00:00",54.95]
["20130827:1800",12.83,96.37,101,{"v":0,"d":"0.00"},101,343.75,2.76,224,101706,{"$f":"'Bethel TMY 3'!$D$5","v":2019},"08","27","18","08/27/2019 18:00","2019-08-27T10:00:00",55.094]
["20130827:1900",12.96,92.74,273,32.45,252,335.45,3.59,221,101753,{"$f":"'Bethel TMY 3'!$D$5","v":2019},"08","27","19","08/27/2019 19:00","2019-08-27T11:00:00",55.328]
["20130827:2200",13.13,82.74,664,816.02,109,319.28,3.62,189,101826,{"$f":"'Bethel TMY 3'!$D$5","v":2019},"08","27","22","08/27/2019 22:00","2019-08-27T14:00:00",55.634]
["20130828:0200",13.46,86.36,114,70.63,96,336.65,3.99,145,101799,{"$f":"'Bethel TMY 3'!$D$5","v":2019},"08","28","02","08/28/2019 02:00","2019-08-27T18:00:00",56.228]
["20130828:0500",{"v":13.2,"d":"13.20"},99.12,0,{"v":0,"d":"0.00"},0,{"v":357.6,"d":"357.60"},7.49,149,101829,{"$f":"'Bethel TMY 3'!$D$5","v":2019},"08","28","05","08/28/2019 05:00","2019-08-27T21:00:00",55.76]
["20130828:0800",13.21,{"v":100,"d":"100.00"},0,{"v":0,"d":"0.00"},0,360.25,9.38,155,101759,{"$f":"'Bethel TMY 3'!$D$5","v":2019},"08","28","08","08/28/2019 08:00","2019-08-28",55.778000000000006]
["20130828:1200",13.21,{"v":100,"d":"100.00"},0,{"v":0,"d":"0.00"},0,366.38,11.42,157,101560,{"$f":"'Bethel TMY 3'!$D$5","v":2019},"08","28","12","08/28/2019 12:00","2019-08-28T04:00:00",55.778000000000006]
["20130828:1600",12.86,{"v":100,"d":"100.00"},23,{"v":0,"d":"0.00"},23,373.18,{"v":11.2,"d":"11.20"},166,101380,{"$f":"'Bethel TMY 3'!$D$5","v":2019},"08","28","16","08/28/2019 16:00","2019-08-28T08:00:00",55.147999999999996]
["20130828:1900",12.71,{"v":100,"d":"100.00"},81,{"v":0,"d":"0.00"},81,374.02,9.04,177,101340,{"$f":"'Bethel TMY 3'!$D$5","v":2019},"08","28","19","08/28/2019 19:00","2019-08-28T11:00:00",54.878]
["20130828:2000",12.69,{"v":100,"d":"100.00"},29,{"v":0,"d":"0.00"},29,374.05,8.28,181,101330,{"$f":"'Bethel TMY 3'!$D$5","v":2019},"08","28","20","08/28/2019 20:00","2019-08-28T12:00:00",54.842]
["20130828:2300",12.49,{"v":100,"d":"100.00"},89,{"v":0,"d":"0.00"},89,371.85,5.28,196,101270,{"$f":"'Bethel TMY 3'!$D$5","v":2019},"08","28","23","08/28/2019 23:00","2019-08-28T15:00:00",54.482]
["20130829:0300",12.68,{"v":100,"d":"100.00"},7,{"v":0,"d":"0.00"},7,{"v":360.2,"d":"360.20"},3.16,206,101240,{"$f":"'Bethel TMY 3'!$D$5","v":2019},"08","29","03","08/29/2019 03:00","2019-08-28T19:00:00",54.824]
["20130829:0600",12.64,{"v":100,"d":"100.00"},0,{"v":0,"d":"0.00"},0,351.17,2.99,214,101230,{"$f":"'Bethel TMY 3'!$D$5","v":2019},"08","29","06","08/29/2019 06:00","2019-08-28T22:00:00",54.752]
["20130829:0900",12.51,{"v":100,"d":"100.00"},0,{"v":0,"d":"0.00"},0,349.72,2.91,224,101217,{"$f":"'Bethel TMY 3'!$D$5","v":2019},"08","29","09","08/29/2019 09:00","2019-08-29T01:00:00",54.518]
["20130829:1400",12.08,{"v":100,"d":"100.00"},0,{"v":0,"d":"0.00"},0,{"v":350.5,"d":"350.50"},{"v":3.3,"d":"3.30"},253,101230,{"$f":"'Bethel TMY 3'!$D$5","v":2019},"08","29","14","08/29/2019 14:00","2019-08-29T06:00:00",53.744]
["20130829:1700",11.93,{"v":100,"d":"100.00"},251,150.79,184,337.45,3.01,253,101300,{"$f":"'Bethel TMY 3'!$D$5","v":2019},"08","29","17","08/29/2019 17:00","2019-08-29T09:00:00",53.474000000000004]
["20130829:1800",11.93,99.55,199,14.39,191,336.43,3.26,254,101313,{"$f":"'Bethel TMY 3'!$D$5","v":2019},"08","29","18","08/29/2019 18:00","2019-08-29T10:00:00",53.474000000000004]
["20130829:2100",11.87,98.41,304,{"v":35.8,"d":"35.80"},279,335.12,3.21,261,101353,{"$f":"'Bethel TMY 3'!$D$5","v":2019},"08","29","21","08/29/2019 21:00","2019-08-29T13:00:00",53.366]
["20130830:0000",{"v":11.9,"d":"11.90"},98.02,190,17.81,181,333.72,2.38,272,101413,{"$f":"'Bethel TMY 3'!$D$5","v":2019},"08","30","00","08/30/2019 00:00","2019-08-29T16:00:00",53.42]
["20130830:0400",12.28,99.41,0,{"v":0,"d":"0.00"},0,325.12,3.94,282,101546,{"$f":"'Bethel TMY 3'!$D$5","v":2019},"08","30","04","08/30/2019 04:00","2019-08-29T20:00:00",54.104]
["20130830:0600",12.19,{"v":100,"d":"100.00"},0,{"v":0,"d":"0.00"},0,320.75,4.44,284,101606,{"$f":"'Bethel TMY 3'!$D$5","v":2019},"08","30","06","08/30/2019 06:00","2019-08-29T22:00:00",53.942]
["20130830:1100",11.95,{"v":100,"d":"100.00"},0,{"v":0,"d":"0.00"},0,{"v":314.4,"d":"314.40"},3.67,298,101729,{"$f":"'Bethel TMY 3'!$D$5","v":2019},"08","30","11","08/30/2019 11:00","2019-08-30T03:00:00",53.51]
["20130830:1500",11.85,98.35,109,350.94,52,320.33,3.08,309,101756,{"$f":"'Bethel TMY 3'!$D$5","v":2019},"08","30","15","08/30/2019 15:00","2019-08-30T07:00:00",53.33]
["20130830:1800",12.07,88.49,342,{"v":184.8,"d":"184.80"},240,319.62,2.58,307,101756,{"$f":"'Bethel TMY 3'!$D$5","v":2019},"08","30","18","08/30/2019 18:00","2019-08-30T10:00:00",53.726]
["20130830:1900",12.29,81.94,488,371.77,252,318.13,2.63,303,101743,{"$f":"'Bethel TMY 3'!$D$5","v":2019},"08","30","19","08/30/2019 19:00","2019-08-30T11:00:00",54.122]
["20130830:2200",12.65,69.81,654,806.15,117,316.72,3.06,292,101676,{"$f":"'Bethel TMY 3'!$D$5","v":2019},"08","30","22","08/30/2019 22:00","2019-08-30T14:00:00",54.769999999999996]
["20130831:0300",13.07,{"v":76.8,"d":"76.80"},54,221.19,34,298.47,3.82,295,101709,{"$f":"'Bethel TMY 3'!$D$5","v":2019},"08","31","03","08/31/2019 03:00","2019-08-30T19:00:00",55.525999999999996]
["20130831:0600",12.47,92.99,0,{"v":0,"d":"0.00"},0,287.55,4.18,305,101763,{"$f":"'Bethel TMY 3'!$D$5","v":2019},"08","31","06","08/31/2019 06:00","2019-08-30T22:00:00",54.446]
["20130831:0900",11.85,{"v":100,"d":"100.00"},0,{"v":0,"d":"0.00"},0,285.78,4.57,313,101796,{"$f":"'Bethel TMY 3'!$D$5","v":2019},"08","31","09","08/31/2019 09:00","2019-08-31T01:00:00",53.33]
["20130831:1200",11.59,{"v":100,"d":"100.00"},0,{"v":0,"d":"0.00"},0,{"v":285.8,"d":"285.80"},4.05,319,101816,{"$f":"'Bethel TMY 3'!$D$5","v":2019},"08","31","12","08/31/2019 12:00","2019-08-31T04:00:00",52.862]
["20130831:1600",12.29,68.05,249,560.53,79,291.31,2.76,310,101823,{"$f":"'Bethel TMY 3'!$D$5","v":2019},"08","31","16","08/31/2019 16:00","2019-08-31T08:00:00",54.122]
["20130831:1900",12.51,70.57,523,501.11,207,292.78,3.13,290,101766,{"$f":"'Bethel TMY 3'!$D$5","v":2019},"08","31","19","08/31/2019 19:00","2019-08-31T11:00:00",54.518]
["20130831:2000",12.58,71.41,508,322.59,289,293.26,3.26,282,101739,{"$f":"'Bethel TMY 3'!$D$5","v":2019},"08","31","20","08/31/2019 20:00","2019-08-31T12:00:00",54.644000000000005]
["20070901:0000",12.87,74.76,451,667.29,121,295.21,3.76,305,101403,{"$f":"'Bethel TMY 3'!$D$5","v":2019},"09","01","00","09/01/2019 00:00","2019-08-31T16:00:00",55.166]
["20070901:0300",13.08,77.28,45,142.07,33,296.67,4.13,306,101396,{"$f":"'Bethel TMY 3'!$D$5","v":2019},"09","01","03","09/01/2019 03:00","2019-08-31T19:00:00",55.544]
["20070901:0700",13.37,80.64,0,{"v":0,"d":"0.00"},0,298.62,4.63,326,101416,{"$f":"'Bethel TMY 3'!$D$5","v":2019},"09","01","07","09/01/2019 07:00","2019-08-31T23:00:00",56.066]
["20070901:1000",11.75,{"v":100,"d":"100.00"},0,{"v":0,"d":"0.00"},0,286.13,3.56,333,101406,{"$f":"'Bethel TMY 3'!$D$5","v":2019},"09","01","10","09/01/2019 10:00","2019-09-01T02:00:00",53.150000000000006]
["20070901:1400",11.24,{"v":100,"d":"100.00"},0,{"v":0,"d":"0.00"},0,289.65,2.74,343,101440,{"$f":"'Bethel TMY 3'!$D$5","v":2019},"09","01","14","09/01/2019 14:00","2019-09-01T06:00:00",52.232]
["20070901:1700",12.87,66.26,381,622.61,112,{"v":299.2,"d":"299.20"},2.87,331,101410,{"$f":"'Bethel TMY 3'!$D$5","v":2019},"09","01","17","09/01/2019 17:00","2019-09-01T09:00:00",55.166]
["20070901:2000",14.71,48.53,658,768.02,140,299.65,3.48,302,101310,{"$f":"'Bethel TMY 3'!$D$5","v":2019},"09","01","20","09/01/2019 20:00","2019-09-01T12:00:00",58.478]
["20070901:2100",14.68,48.09,669,{"v":771.1,"d":"771.10"},141,303.72,3.76,295,101270,{"$f":"'Bethel TMY 3'!$D$5","v":2019},"09","01","21","09/01/2019 21:00","2019-09-01T13:00:00",58.424]
["20070902:0100",13.91,61.04,282,494.22,101,315.75,4.05,274,101230,{"$f":"'Bethel TMY 3'!$D$5","v":2019},"09","02","01","09/02/2019 01:00","2019-09-01T17:00:00",57.038]
["20070902:0400",13.02,78.85,0,{"v":0,"d":"0.00"},0,{"v":313.8,"d":"313.80"},3.19,274,101303,{"$f":"'Bethel TMY 3'!$D$5","v":2019},"09","02","04","09/02/2019 04:00","2019-09-01T20:00:00",55.436]
["20070902:0800",12.07,91.22,0,{"v":0,"d":"0.00"},0,{"v":309.4,"d":"309.40"},1.72,246,101380,{"$f":"'Bethel TMY 3'!$D$5","v":2019},"09","02","08","09/02/2019 08:00","2019-09-02",53.726]
["20070902:1100",{"v":11.4,"d":"11.40"},{"v":100,"d":"100.00"},0,{"v":0,"d":"0.00"},0,{"v":311.6,"d":"311.60"},1.34,223,101420,{"$f":"'Bethel TMY 3'!$D$5","v":2019},"09","02","11","09/02/2019 11:00","2019-09-02T03:00:00",52.519999999999996]
["20070902:1500",{"v":11.8,"d":"11.80"},93.09,73,120.27,55,316.08,1.33,215,101413,{"$f":"'Bethel TMY 3'!$D$5","v":2019},"09","02","15","09/02/2019 15:00","2019-09-02T07:00:00",53.24]
["20070902:1800",12.26,74.53,415,415.23,191,{"v":330.5,"d":"330.50"},1.22,192,101353,{"$f":"'Bethel TMY 3'!$D$5","v":2019},"09","02","18","09/02/2019 18:00","2019-09-02T10:00:00",54.068]
["20070902:2200",12.99,63.87,447,242.49,289,335.13,1.76,210,101167,{"$f":"'Bethel TMY 3'!$D$5","v":2019},"09","02","22","09/02/2019 22:00","2019-09-02T14:00:00",55.382000000000005]
["20070902:2300",13.14,63.29,467,445.06,206,{"v":335,"d":"335.00"},1.82,219,101120,{"$f":"'Bethel TMY 3'!$D$5","v":2019},"09","02","23","09/02/2019 23:00","2019-09-02T15:00:00",55.652]
["20070903:0200",13.26,80.12,32,{"v":0,"d":"0.00"},32,{"v":325.3,"d":"325.30"},1.26,228,101030,{"$f":"'Bethel TMY 3'!$D$5","v":2019},"09","03","02","09/03/2019 02:00","2019-09-02T18:00:00",55.867999999999995]
["20070903:0600",12.95,91.37,0,{"v":0,"d":"0.00"},0,{"v":319.3,"d":"319.30"},1.34,162,100967,{"$f":"'Bethel TMY 3'!$D$5","v":2019},"09","03","06","09/03/2019 06:00","2019-09-02T22:00:00",55.31]
["20070903:0900",12.51,{"v":100,"d":"100.00"},0,{"v":0,"d":"0.00"},0,319.77,2.49,147,100884,{"$f":"'Bethel TMY 3'!$D$5","v":2019},{"$f":"MID(A5907,5,2)","v":"09"},{"$f":"MID(A5907,7,2)","v":"03"},{"$f":"MID(A5907,10,2)","v":"09"},{"$f":"L5907&\"/\"&M5907&\"/\"&K5907&\" \"&N5907&\":00\"","v":"09/03/2019 09:00"},{"$f":"(DATEVALUE(O5907)+TIMEVALUE(O5907))+($P$16/24)","v":"2019-09-03T01:00:00"},{"$f":"((9/5)*B5907)+32","v":54.518}]
["20070903:1200",12.25,{"v":100,"d":"100.00"},0,{"v":0,"d":"0.00"},0,321.18,3.49,151,100870,{"$f":"'Bethel TMY 3'!$D$5","v":2019},"09","03","12","09/03/2019 12:00","2019-09-03T04:00:00",54.05]
["20070903:1600",12.58,87.45,97,{"v":0,"d":"0.00"},97,315.48,5.27,145,100864,{"$f":"'Bethel TMY 3'!$D$5","v":2019},"09","03","16","09/03/2019 16:00","2019-09-03T08:00:00",54.644000000000005]
["20070903:1900",13.13,74.16,342,108.47,275,325.68,6.57,149,100807,{"$f":"'Bethel TMY 3'!$D$5","v":2019},"09","03","19","09/03/2019 19:00","2019-09-03T11:00:00",55.634]
["20070903:2300",13.44,74.62,240,30.97,222,344.75,7.54,145,100810,{"$f":"'Bethel TMY 3'!$D$5","v":2019},"09","03","23","09/03/2019 23:00","2019-09-03T15:00:00",56.192]
["20070904:0000",13.53,77.52,215,{"v":50.2,"d":"50.20"},191,346.13,7.93,144,100840,{"$f":"'Bethel TMY 3'!$D$5","v":2019},"09","04","00","09/04/2019 00:00","2019-09-03T16:00:00",56.354]
["20070904:0300",13.58,87.42,2,{"v":0,"d":"0.00"},2,350.88,9.13,140,100907,{"$f":"'Bethel TMY 3'!$D$5","v":2019},"09","04","03","09/04/2019 03:00","2019-09-03T19:00:00",56.444]
["20070904:0700",13.35,98.54,0,{"v":0,"d":"0.00"},0,363.18,11.03,132,100874,{"$f":"'Bethel TMY 3'!$D$5","v":2019},"09","04","07","09/04/2019 07:00","2019-09-03T23:00:00",56.03]
["20070904:1000",13.31,{"v":100,"d":"100.00"},0,{"v":0,"d":"0.00"},0,369.25,10.95,137,100784,{"$f":"'Bethel TMY 3'!$D$5","v":2019},"09","04","10","09/04/2019 10:00","2019-09-04T02:00:00",55.958]
["20070904:1300",{"v":13,"d":"13.00"},{"v":100,"d":"100.00"},0,{"v":0,"d":"0.00"},0,370.47,7.83,158,100817,{"$f":"'Bethel TMY 3'!$D$5","v":2019},"09","04","13","09/04/2019 13:00","2019-09-04T05:00:00",55.400000000000006]
["20070904:1600",12.38,{"v":100,"d":"100.00"},35,{"v":0,"d":"0.00"},35,362.07,4.86,176,100957,{"$f":"'Bethel TMY 3'!$D$5","v":2019},"09","04","16","09/04/2019 16:00","2019-09-04T08:00:00",54.284000000000006]
["20070904:2100",12.53,93.34,460,237.12,301,338.08,{"v":3.7,"d":"3.70"},145,101107,{"$f":"'Bethel TMY 3'!$D$5","v":2019},"09","04","21","09/04/2019 21:00","2019-09-04T13:00:00",54.554]
["20070905:0000",{"v":13,"d":"13.00"},92.94,274,156.62,200,332.93,4.29,124,101057,{"$f":"'Bethel TMY 3'!$D$5","v":2019},"09","05","00","09/05/2019 00:00","2019-09-04T16:00:00",55.400000000000006]
["20070905:0100",13.14,96.19,142,34.39,130,334.02,4.48,122,101033,{"$f":"'Bethel TMY 3'!$D$5","v":2019},"09","05","01","09/05/2019 01:00","2019-09-04T17:00:00",55.652]
["20070905:0400",13.16,99.81,0,{"v":0,"d":"0.00"},0,{"v":333.2,"d":"333.20"},4.33,120,100990,{"$f":"'Bethel TMY 3'!$D$5","v":2019},"09","05","04","09/05/2019 04:00","2019-09-04T20:00:00",55.688]
["20070905:0800",12.75,{"v":100,"d":"100.00"},0,{"v":0,"d":"0.00"},0,326.75,{"v":3.2,"d":"3.20"},87,100840,{"$f":"'Bethel TMY 3'!$D$5","v":2019},"09","05","08","09/05/2019 08:00","2019-09-05",54.95]
["20070905:1100",12.52,{"v":100,"d":"100.00"},0,{"v":0,"d":"0.00"},0,327.25,4.29,37,100591,{"$f":"'Bethel TMY 3'!$D$5","v":2019},"09","05","11","09/05/2019 11:00","2019-09-05T03:00:00",54.536]
["20070905:1300",12.68,{"v":100,"d":"100.00"},0,{"v":0,"d":"0.00"},0,330.75,5.05,29,100398,{"$f":"'Bethel TMY 3'!$D$5","v":2019},"09","05","13","09/05/2019 13:00","2019-09-05T05:00:00",54.824]
["20070905:1900",14.62,61.01,281,49.28,251,354.95,6.55,83,99881,{"$f":"'Bethel TMY 3'!$D$5","v":2019},"09","05","19","09/05/2019 19:00","2019-09-05T11:00:00",58.316]
["20070905:2200",13.22,74.56,86,{"v":0,"d":"0.00"},86,{"v":353.1,"d":"353.10"},7.26,138,99965,{"$f":"'Bethel TMY 3'!$D$5","v":2019},"09","05","22","09/05/2019 22:00","2019-09-05T14:00:00",55.79600000000001]
["20070905:2300",12.34,84.57,63,{"v":0,"d":"0.00"},63,{"v":350,"d":"350.00"},7.46,152,100031,{"$f":"'Bethel TMY 3'!$D$5","v":2019},"09","05","23","09/05/2019 23:00","2019-09-05T15:00:00",54.212]
["20070906:0200",12.34,99.95,117,247.24,67,{"v":327.6,"d":"327.60"},6.37,149,100341,{"$f":"'Bethel TMY 3'!$D$5","v":2019},"09","06","02","09/06/2019 02:00","2019-09-05T18:00:00",54.212]
["20070906:0500",12.52,{"v":100,"d":"100.00"},0,{"v":0,"d":"0.00"},0,{"v":311.6,"d":"311.60"},5.03,137,100551,{"$f":"'Bethel TMY 3'!$D$5","v":2019},"09","06","05","09/06/2019 05:00","2019-09-05T21:00:00",54.536]
["20070906:0900",{"v":11.9,"d":"11.90"},{"v":100,"d":"100.00"},0,{"v":0,"d":"0.00"},0,300.55,3.77,101,100637,{"$f":"'Bethel TMY 3'!$D$5","v":2019},"09","06","09","09/06/2019 09:00","2019-09-06T01:00:00",53.42]
["20070906:1400",10.93,{"v":100,"d":"100.00"},0,{"v":0,"d":"0.00"},0,{"v":314.3,"d":"314.30"},4.08,64,100661,{"$f":"'Bethel TMY 3'!$D$5","v":2019},"09","06","14","09/06/2019 14:00","2019-09-06T06:00:00",51.674]
["20070906:1600",10.99,95.38,143,143.93,103,325.63,3.23,67,100647,{"$f":"'Bethel TMY 3'!$D$5","v":2019},"09","06","16","09/06/2019 16:00","2019-09-06T08:00:00",51.782]
["20070906:2000",{"v":12.3,"d":"12.30"},{"v":74.5,"d":"74.50"},626,765.82,127,{"v":320.7,"d":"320.70"},1.23,75,100591,{"$f":"'Bethel TMY 3'!$D$5","v":2019},"09","06","20","09/06/2019 20:00","2019-09-06T12:00:00",54.14]
["20070906:2300",{"v":13.3,"d":"13.30"},70.59,459,486.59,184,312.65,0.81,209,100531,{"$f":"'Bethel TMY 3'!$D$5","v":2019},"09","06","23","09/06/2019 23:00","2019-09-06T15:00:00",55.94]
["20070907:0000",13.33,74.36,385,576.84,119,{"v":315.2,"d":"315.20"},1.39,220,100581,{"$f":"'Bethel TMY 3'!$D$5","v":2019},"09","07","00","09/07/2019 00:00","2019-09-06T16:00:00",55.994]
["20070907:0300",13.22,86.73,23,{"v":0,"d":"0.00"},23,{"v":319.4,"d":"319.40"},2.32,237,100714,{"$f":"'Bethel TMY 3'!$D$5","v":2019},"09","07","03","09/07/2019 03:00","2019-09-06T19:00:00",55.79600000000001]
["20070907:0600",{"v":12.7,"d":"12.70"},97.61,0,{"v":0,"d":"0.00"},0,317.78,2.07,219,100814,{"$f":"'Bethel TMY 3'!$D$5","v":2019},"09","07","06","09/07/2019 06:00","2019-09-06T22:00:00",54.86]
["20070907:1100",11.91,{"v":100,"d":"100.00"},0,{"v":0,"d":"0.00"},0,{"v":324.5,"d":"324.50"},2.83,184,101010,{"$f":"'Bethel TMY 3'!$D$5","v":2019},"09","07","11","09/07/2019 11:00","2019-09-07T03:00:00",53.438]
["20070907:1400",11.32,{"v":100,"d":"100.00"},0,{"v":0,"d":"0.00"},0,{"v":320.4,"d":"320.40"},1.61,203,101060,{"$f":"'Bethel TMY 3'!$D$5","v":2019},"09","07","14","09/07/2019 14:00","2019-09-07T06:00:00",52.376000000000005]
["20070907:1800",12.06,91.12,182,11.59,176,{"v":333.6,"d":"333.60"},3.49,178,101107,{"$f":"'Bethel TMY 3'!$D$5","v":2019},"09","07","18","09/07/2019 18:00","2019-09-07T10:00:00",53.708]
["20070907:2100",12.39,82.82,174,1.52,173,330.48,3.66,174,101073,{"$f":"'Bethel TMY 3'!$D$5","v":2019},"09","07","21","09/07/2019 21:00","2019-09-07T13:00:00",54.30200000000001]
["20070908:0000",12.83,82.85,307,278.89,180,331.42,4.11,160,101047,{"$f":"'Bethel TMY 3'!$D$5","v":2019},"09","08","00","09/08/2019 00:00","2019-09-07T16:00:00",55.094]
["20070908:0100",12.92,85.29,277,570.73,88,337.78,4.36,155,101033,{"$f":"'Bethel TMY 3'!$D$5","v":2019},"09","08","01","09/08/2019 01:00","2019-09-07T17:00:00",55.256]
["20070908:0400",12.86,94.05,0,{"v":0,"d":"0.00"},0,341.25,5.24,148,101040,{"$f":"'Bethel TMY 3'!$D$5","v":2019},"09","08","04","09/08/2019 04:00","2019-09-07T20:00:00",55.147999999999996]
["20070908:0800",12.45,{"v":100,"d":"100.00"},0,{"v":0,"d":"0.00"},0,{"v":343.9,"d":"343.90"},6.23,153,101030,{"$f":"'Bethel TMY 3'!$D$5","v":2019},"09","08","08","09/08/2019 08:00","2019-09-08",54.41]
["20070908:1200",12.31,{"v":100,"d":"100.00"},0,{"v":0,"d":"0.00"},0,351.08,8.39,150,100917,{"$f":"'Bethel TMY 3'!$D$5","v":2019},"09","08","12","09/08/2019 12:00","2019-09-08T04:00:00",54.158]
["20070908:1500",12.29,{"v":100,"d":"100.00"},20,{"v":0,"d":"0.00"},20,355.98,10.23,141,100827,{"$f":"'Bethel TMY 3'!$D$5","v":2019},"09","08","15","09/08/2019 15:00","2019-09-08T07:00:00",54.122]
["20070908:1900",{"v":11.7,"d":"11.70"},{"v":100,"d":"100.00"},228,20.16,216,366.52,11.74,133,100694,{"$f":"'Bethel TMY 3'!$D$5","v":2019},"09","08","19","09/08/2019 19:00","2019-09-08T11:00:00",53.06]
["20070908:2200",11.52,{"v":100,"d":"100.00"},169,1.61,168,369.95,11.89,130,100524,{"$f":"'Bethel TMY 3'!$D$5","v":2019},"09","08","22","09/08/2019 22:00","2019-09-08T14:00:00",52.736000000000004]
["20070909:0100",11.74,{"v":100,"d":"100.00"},108,{"v":0,"d":"0.00"},108,369.78,{"v":10.5,"d":"10.50"},121,100274,{"$f":"'Bethel TMY 3'!$D$5","v":2019},"09","09","01","09/09/2019 01:00","2019-09-08T17:00:00",53.132000000000005]
["20070909:0200",11.87,{"v":100,"d":"100.00"},70,{"v":27.2,"d":"27.20"},65,369.35,9.82,117,100181,{"$f":"'Bethel TMY 3'!$D$5","v":2019},"09","09","02","09/09/2019 02:00","2019-09-08T18:00:00",53.366]
["20070909:0500",12.28,{"v":100,"d":"100.00"},0,{"v":0,"d":"0.00"},0,369.25,8.68,117,100031,{"$f":"'Bethel TMY 3'!$D$5","v":2019},"09","09","05","09/09/2019 05:00","2019-09-08T21:00:00",54.104]
["20070909:0900",12.39,{"v":100,"d":"100.00"},0,{"v":0,"d":"0.00"},0,368.48,5.99,131,99845,{"$f":"'Bethel TMY 3'!$D$5","v":2019},"09","09","09","09/09/2019 09:00","2019-09-09T01:00:00",54.30200000000001]
["20070909:1300",12.49,{"v":100,"d":"100.00"},0,{"v":0,"d":"0.00"},0,358.02,4.69,152,99951,{"$f":"'Bethel TMY 3'!$D$5","v":2019},"09","09","13","09/09/2019 13:00","2019-09-09T05:00:00",54.482]
["20070909:1600",12.34,{"v":100,"d":"100.00"},55,{"v":0,"d":"0.00"},55,349.57,5.14,161,100155,{"$f":"'Bethel TMY 3'!$D$5","v":2019},"09","09","16","09/09/2019 16:00","2019-09-09T08:00:00",54.212]
["20070909:2000",12.37,{"v":100,"d":"100.00"},174,3.14,172,337.35,6.29,182,100481,{"$f":"'Bethel TMY 3'!$D$5","v":2019},"09","09","20","09/09/2019 20:00","2019-09-09T12:00:00",54.266]
["20070909:2300",11.92,98.95,290,98.43,236,337.55,{"v":6.4,"d":"6.40"},191,100760,{"$f":"'Bethel TMY 3'!$D$5","v":2019},"09","09","23","09/09/2019 23:00","2019-09-09T15:00:00",53.456]
["20070910:0200",12.15,{"v":100,"d":"100.00"},27,{"v":0,"d":"0.00"},27,326.55,6.17,175,101080,{"$f":"'Bethel TMY 3'!$D$5","v":2019},"09","10","02","09/10/2019 02:00","2019-09-09T18:00:00",53.870000000000005]
["20070910:0600",12.32,{"v":100,"d":"100.00"},0,{"v":0,"d":"0.00"},0,330.03,8.59,145,101413,{"$f":"'Bethel TMY 3'!$D$5","v":2019},"09","10","06","09/10/2019 06:00","2019-09-09T22:00:00",54.176]
["20070910:0700",12.38,{"v":100,"d":"100.00"},0,{"v":0,"d":"0.00"},0,336.12,9.36,141,101446,{"$f":"'Bethel TMY 3'!$D$5","v":2019},"09","10","07","09/10/2019 07:00","2019-09-09T23:00:00",54.284000000000006]
["20070910:1100",12.44,{"v":100,"d":"100.00"},0,{"v":0,"d":"0.00"},0,{"v":363,"d":"363.00"},12.58,133,101460,{"$f":"'Bethel TMY 3'!$D$5","v":2019},"09","10","11","09/10/2019 11:00","2019-09-10T03:00:00",54.391999999999996]
["20070910:1400",13.18,{"v":100,"d":"100.00"},0,{"v":0,"d":"0.00"},0,367.25,14.32,142,101300,{"$f":"'Bethel TMY 3'!$D$5","v":2019},"09","10","14","09/10/2019 14:00","2019-09-10T06:00:00",55.724000000000004]
["20070910:1700",13.21,{"v":100,"d":"100.00"},30,{"v":0,"d":"0.00"},30,{"v":365.2,"d":"365.20"},15.61,145,101360,{"$f":"'Bethel TMY 3'!$D$5","v":2019},"09","10","17","09/10/2019 17:00","2019-09-10T09:00:00",55.778000000000006]
["20070910:2100",12.87,98.47,65,{"v":0,"d":"0.00"},65,{"v":366.6,"d":"366.60"},15.77,152,101420,{"$f":"'Bethel TMY 3'!$D$5","v":2019},"09","10","21","09/10/2019 21:00","2019-09-10T13:00:00",55.166]
["20070911:0000",{"v":12.9,"d":"12.90"},{"v":100,"d":"100.00"},71,{"v":0,"d":"0.00"},71,366.47,14.36,155,101510,{"$f":"'Bethel TMY 3'!$D$5","v":2019},"09","11","00","09/11/2019 00:00","2019-09-10T16:00:00",55.22]
["20070911:0300",13.42,{"v":100,"d":"100.00"},3,{"v":0,"d":"0.00"},3,366.98,12.57,157,101556,{"$f":"'Bethel TMY 3'!$D$5","v":2019},"09","11","03","09/11/2019 03:00","2019-09-10T19:00:00",56.156]
["20070911:0500",13.48,{"v":100,"d":"100.00"},0,{"v":0,"d":"0.00"},0,368.15,11.39,158,101609,{"$f":"'Bethel TMY 3'!$D$5","v":2019},"09","11","05","09/11/2019 05:00","2019-09-10T21:00:00",56.264]
["20070911:0800",13.31,{"v":100,"d":"100.00"},0,{"v":0,"d":"0.00"},0,{"v":372,"d":"372.00"},8.73,166,101679,{"$f":"'Bethel TMY 3'!$D$5","v":2019},"09","11","08","09/11/2019 08:00","2019-09-11",55.958]
["20070911:1200",12.66,{"v":100,"d":"100.00"},0,{"v":0,"d":"0.00"},0,365.83,6.09,167,101783,{"$f":"'Bethel TMY 3'!$D$5","v":2019},"09","11","12","09/11/2019 12:00","2019-09-11T04:00:00",54.788]
["20070911:1500",12.11,{"v":100,"d":"100.00"},4,{"v":0,"d":"0.00"},4,353.67,4.67,162,101859,{"$f":"'Bethel TMY 3'!$D$5","v":2019},"09","11","15","09/11/2019 15:00","2019-09-11T07:00:00",53.798]
["20070911:1800",12.07,97.32,161,{"v":4,"d":"4.00"},159,354.98,3.54,154,101872,{"$f":"'Bethel TMY 3'!$D$5","v":2019},"09","11","18","09/11/2019 18:00","2019-09-11T10:00:00",53.726]
["20070911:2000",12.08,91.95,122,{"v":0,"d":"0.00"},122,360.95,2.58,148,101859,{"$f":"'Bethel TMY 3'!$D$5","v":2019},"09","11","20","09/11/2019 20:00","2019-09-11T12:00:00",53.744]
["20070912:0200",12.37,89.88,57,6.06,56,{"v":357.1,"d":"357.10"},1.66,65,101550,{"$f":"'Bethel TMY 3'!$D$5","v":2019},"09","12","02","09/12/2019 02:00","2019-09-11T18:00:00",54.266]
["20070912:0500",12.25,96.24,0,{"v":0,"d":"0.00"},0,{"v":362.1,"d":"362.10"},2.22,33,101440,{"$f":"'Bethel TMY 3'!$D$5","v":2019},"09","12","05","09/12/2019 05:00","2019-09-11T21:00:00",54.05]
["20070912:0600",12.21,97.49,0,{"v":0,"d":"0.00"},0,358.55,2.43,29,101366,{"$f":"'Bethel TMY 3'!$D$5","v":2019},"09","12","06","09/12/2019 06:00","2019-09-11T22:00:00",53.978]
["20070912:0900",{"v":12.1,"d":"12.10"},{"v":100,"d":"100.00"},0,{"v":0,"d":"0.00"},0,349.45,2.93,22,101137,{"$f":"'Bethel TMY 3'!$D$5","v":2019},"09","12","09","09/12/2019 09:00","2019-09-12T01:00:00",53.78]
["20070912:1300",12.27,{"v":100,"d":"100.00"},0,{"v":0,"d":"0.00"},0,346.68,3.64,52,100770,{"$f":"'Bethel TMY 3'!$D$5","v":2019},"09","12","13","09/12/2019 13:00","2019-09-12T05:00:00",54.086]
["20070912:1600",12.43,94.89,101,43.73,90,351.63,3.94,97,100517,{"$f":"'Bethel TMY 3'!$D$5","v":2019},"09","12","16","09/12/2019 16:00","2019-09-12T08:00:00",54.373999999999995]
["20070912:2100",12.86,83.68,139,{"v":0,"d":"0.00"},139,361.15,7.75,147,100258,{"$f":"'Bethel TMY 3'!$D$5","v":2019},"09","12","21","09/12/2019 21:00","2019-09-12T13:00:00",55.147999999999996]
["20070913:0000",12.61,90.05,12,{"v":0,"d":"0.00"},12,364.58,10.15,156,100174,{"$f":"'Bethel TMY 3'!$D$5","v":2019},"09","13","00","09/13/2019 00:00","2019-09-12T16:00:00",54.698]
["20070913:0300",12.22,95.17,0,{"v":0,"d":"0.00"},0,357.97,{"v":9.3,"d":"9.30"},179,100228,{"$f":"'Bethel TMY 3'!$D$5","v":2019},"09","13","03","09/13/2019 03:00","2019-09-12T19:00:00",53.996]
["20070913:0400",11.92,97.59,0,{"v":0,"d":"0.00"},0,355.48,8.13,190,100314,{"$f":"'Bethel TMY 3'!$D$5","v":2019},"09","13","04","09/13/2019 04:00","2019-09-12T20:00:00",53.456]
["20070913:0700",11.38,{"v":100,"d":"100.00"},0,{"v":0,"d":"0.00"},0,348.33,5.39,214,100574,{"$f":"'Bethel TMY 3'!$D$5","v":2019},"09","13","07","09/13/2019 07:00","2019-09-12T23:00:00",52.484]
["20070913:1000",11.06,{"v":100,"d":"100.00"},0,{"v":0,"d":"0.00"},0,{"v":339.8,"d":"339.80"},{"v":2.9,"d":"2.90"},229,100760,{"$f":"'Bethel TMY 3'!$D$5","v":2019},"09","13","10","09/13/2019 10:00","2019-09-13T02:00:00",51.908]
["20070913:1400",10.56,{"v":100,"d":"100.00"},0,{"v":0,"d":"0.00"},0,332.35,1.67,328,100880,{"$f":"'Bethel TMY 3'!$D$5","v":2019},"09","13","14","09/13/2019 14:00","2019-09-13T06:00:00",51.008]
["20070913:1800",10.92,86.71,421,633.96,110,318.37,2.37,337,100780,{"$f":"'Bethel TMY 3'!$D$5","v":2019},"09","13","18","09/13/2019 18:00","2019-09-13T10:00:00",51.656]
["20070913:2100",{"v":11.6,"d":"11.60"},75.66,449,292.78,266,324.95,2.57,327,100694,{"$f":"'Bethel TMY 3'!$D$5","v":2019},"09","13","21","09/13/2019 21:00","2019-09-13T13:00:00",52.879999999999995]
["20070914:0100",12.18,75.88,149,118.86,114,324.95,3.13,316,100627,{"$f":"'Bethel TMY 3'!$D$5","v":2019},{"$f":"MID(A6163,5,2)","v":"09"},{"$f":"MID(A6163,7,2)","v":"14"},{"$f":"MID(A6163,10,2)","v":"01"},{"$f":"L6163&\"/\"&M6163&\"/\"&K6163&\" \"&N6163&\":00\"","v":"09/14/2019 01:00"},{"$f":"(DATEVALUE(O6163)+TIMEVALUE(O6163))+($P$16/24)","v":"2019-09-13T17:00:00"},{"$f":"((9/5)*B6163)+32","v":53.924}]
["20070914:0400",{"v":11.9,"d":"11.90"},86.39,0,{"v":0,"d":"0.00"},0,{"v":310.7,"d":"310.70"},3.97,319,100607,{"$f":"'Bethel TMY 3'!$D$5","v":2019},"09","14","04","09/14/2019 04:00","2019-09-13T20:00:00",53.42]
["20070914:0500",11.69,{"v":91.1,"d":"91.10"},0,{"v":0,"d":"0.00"},0,304.75,4.22,322,100601,{"$f":"'Bethel TMY 3'!$D$5","v":2019},"09","14","05","09/14/2019 05:00","2019-09-13T21:00:00",53.042]
["20070914:0800",{"v":11.1,"d":"11.10"},{"v":100,"d":"100.00"},0,{"v":0,"d":"0.00"},0,285.55,4.32,326,100601,{"$f":"'Bethel TMY 3'!$D$5","v":2019},"09","14","08","09/14/2019 08:00","2019-09-14",51.980000000000004]
["20070914:1100",{"v":10.5,"d":"10.50"},{"v":100,"d":"100.00"},0,{"v":0,"d":"0.00"},0,283.15,3.79,335,100641,{"$f":"'Bethel TMY 3'!$D$5","v":2019},"09","14","11","09/14/2019 11:00","2019-09-14T03:00:00",50.900000000000006]
["20070914:1500",9.73,92.78,33,{"v":0,"d":"0.00"},33,286.33,1.45,339,100764,{"$f":"'Bethel TMY 3'!$D$5","v":2019},"09","14","15","09/14/2019 15:00","2019-09-14T07:00:00",49.514]
["20070914:1900",11.05,70.72,406,310.54,230,{"v":288,"d":"288.00"},1.19,226,100830,{"$f":"'Bethel TMY 3'!$D$5","v":2019},"09","14","19","09/14/2019 19:00","2019-09-14T11:00:00",51.89]
["20070914:2300",11.98,66.05,276,103.83,222,{"v":302.9,"d":"302.90"},2.74,167,100960,{"$f":"'Bethel TMY 3'!$D$5","v":2019},"09","14","23","09/14/2019 23:00","2019-09-14T15:00:00",53.564]
["20070915:0200",12.51,80.39,5,{"v":0,"d":"0.00"},5,321.45,3.81,146,101140,{"$f":"'Bethel TMY 3'!$D$5","v":2019},"09","15","02","09/15/2019 02:00","2019-09-14T18:00:00",54.518]
["20070915:0500",{"v":12.3,"d":"12.30"},92.45,0,{"v":0,"d":"0.00"},0,{"v":335.9,"d":"335.90"},4.83,141,101320,{"$f":"'Bethel TMY 3'!$D$5","v":2019},"09","15","05","09/15/2019 05:00","2019-09-14T21:00:00",54.14]
["20070915:0600",12.24,94.97,0,{"v":0,"d":"0.00"},0,333.38,4.75,136,101346,{"$f":"'Bethel TMY 3'!$D$5","v":2019},"09","15","06","09/15/2019 06:00","2019-09-14T22:00:00",54.032]
["20070915:0900",12.09,{"v":100,"d":"100.00"},0,{"v":0,"d":"0.00"},0,327.35,4.89,119,101386,{"$f":"'Bethel TMY 3'!$D$5","v":2019},"09","15","09","09/15/2019 09:00","2019-09-15T01:00:00",53.762]
["20070915:1200",12.54,98.58,0,{"v":0,"d":"0.00"},0,331.73,6.17,103,101326,{"$f":"'Bethel TMY 3'!$D$5","v":2019},"09","15","12","09/15/2019 12:00","2019-09-15T04:00:00",54.572]
["20070915:1700",14.48,76.08,105,{"v":0,"d":"0.00"},105,{"v":371.9,"d":"371.90"},9.38,116,101200,{"$f":"'Bethel TMY 3'!$D$5","v":2019},"09","15","17","09/15/2019 17:00","2019-09-15T09:00:00",58.064]
["20070915:2000",13.86,74.73,55,{"v":0,"d":"0.00"},55,374.35,10.58,124,101160,{"$f":"'Bethel TMY 3'!$D$5","v":2019},"09","15","20","09/15/2019 20:00","2019-09-15T12:00:00",56.948]
["20070916:0000",13.56,91.39,127,{"v":0,"d":"0.00"},127,372.78,11.53,122,101057,{"$f":"'Bethel TMY 3'!$D$5","v":2019},"09","16","00","09/16/2019 00:00","2019-09-15T16:00:00",56.408]
["20070916:0300",14.37,95.47,0,{"v":0,"d":"0.00"},0,371.28,{"v":11.5,"d":"11.50"},119,100947,{"$f":"'Bethel TMY 3'!$D$5","v":2019},"09","16","03","09/16/2019 03:00","2019-09-15T19:00:00",57.866]
["20070916:0600",{"v":14.8,"d":"14.80"},91.84,0,{"v":0,"d":"0.00"},0,372.47,10.46,122,100754,{"$f":"'Bethel TMY 3'!$D$5","v":2019},"09","16","06","09/16/2019 06:00","2019-09-15T22:00:00",58.64]
["20070916:0700",14.65,90.59,0,{"v":0,"d":"0.00"},0,373.78,10.53,126,100687,{"$f":"'Bethel TMY 3'!$D$5","v":2019},"09","16","07","09/16/2019 07:00","2019-09-15T23:00:00",58.370000000000005]
["20070916:1300",13.39,98.37,0,{"v":0,"d":"0.00"},0,371.97,9.33,145,100461,{"$f":"'Bethel TMY 3'!$D$5","v":2019},"09","16","13","09/16/2019 13:00","2019-09-16T05:00:00",56.102000000000004]
["20070916:1400",13.23,{"v":100,"d":"100.00"},0,{"v":0,"d":"0.00"},0,371.35,8.83,150,100451,{"$f":"'Bethel TMY 3'!$D$5","v":2019},"09","16","14","09/16/2019 14:00","2019-09-16T06:00:00",55.814]
["20070916:1800",12.73,98.04,53,{"v":0,"d":"0.00"},53,{"v":350.2,"d":"350.20"},9.43,156,100647,{"$f":"'Bethel TMY 3'!$D$5","v":2019},"09","16","18","09/16/2019 18:00","2019-09-16T10:00:00",54.914]
["20070916:2100",12.56,96.47,254,{"v":31.2,"d":"31.20"},235,330.03,10.36,160,100854,{"$f":"'Bethel TMY 3'!$D$5","v":2019},"09","16","21","09/16/2019 21:00","2019-09-16T13:00:00",54.608000000000004]
["20070917:0100",12.32,99.46,15,{"v":0,"d":"0.00"},15,316.53,{"v":9.6,"d":"9.60"},157,101067,{"$f":"'Bethel TMY 3'!$D$5","v":2019},"09","17","01","09/17/2019 01:00","2019-09-16T17:00:00",54.176]
["20070917:0400",12.42,{"v":100,"d":"100.00"},0,{"v":0,"d":"0.00"},0,320.58,9.75,152,101200,{"$f":"'Bethel TMY 3'!$D$5","v":2019},"09","17","04","09/17/2019 04:00","2019-09-16T20:00:00",54.356]
["20070917:0700",12.42,{"v":100,"d":"100.00"},0,{"v":0,"d":"0.00"},0,333.25,9.86,155,101273,{"$f":"'Bethel TMY 3'!$D$5","v":2019},"09","17","07","09/17/2019 07:00","2019-09-16T23:00:00",54.356]
["20070917:1000",{"v":12.3,"d":"12.30"},{"v":100,"d":"100.00"},0,{"v":0,"d":"0.00"},0,340.15,9.54,158,101323,{"$f":"'Bethel TMY 3'!$D$5","v":2019},"09","17","10","09/17/2019 10:00","2019-09-17T02:00:00",54.14]
["20070917:1200",12.25,{"v":100,"d":"100.00"},0,{"v":0,"d":"0.00"},0,339.43,9.22,154,101346,{"$f":"'Bethel TMY 3'!$D$5","v":2019},"09","17","12","09/17/2019 12:00","2019-09-17T04:00:00",54.05]
["20070917:1600",12.11,{"v":100,"d":"100.00"},27,{"v":0,"d":"0.00"},27,{"v":345.9,"d":"345.90"},9.86,139,101320,{"$f":"'Bethel TMY 3'!$D$5","v":2019},"09","17","16","09/17/2019 16:00","2019-09-17T08:00:00",53.798]
["20070917:1900",12.07,96.72,260,57.97,228,{"v":356.6,"d":"356.60"},11.32,127,101173,{"$f":"'Bethel TMY 3'!$D$5","v":2019},"09","17","19","09/17/2019 19:00","2019-09-17T11:00:00",53.726]
["20070917:2200",11.83,97.63,20,{"v":0,"d":"0.00"},20,364.95,12.73,126,100837,{"$f":"'Bethel TMY 3'!$D$5","v":2019},"09","17","22","09/17/2019 22:00","2019-09-17T14:00:00",53.294]
["20070918:0200",11.78,{"v":100,"d":"100.00"},9,{"v":0,"d":"0.00"},9,367.95,10.97,130,100421,{"$f":"'Bethel TMY 3'!$D$5","v":2019},"09","18","02","09/18/2019 02:00","2019-09-17T18:00:00",53.204]
["20070918:0500",12.24,{"v":100,"d":"100.00"},0,{"v":0,"d":"0.00"},0,360.35,8.58,150,100341,{"$f":"'Bethel TMY 3'!$D$5","v":2019},"09","18","05","09/18/2019 05:00","2019-09-17T21:00:00",54.032]
["20070918:0700",12.17,{"v":100,"d":"100.00"},0,{"v":0,"d":"0.00"},0,355.85,8.12,166,100401,{"$f":"'Bethel TMY 3'!$D$5","v":2019},"09","18","07","09/18/2019 07:00","2019-09-17T23:00:00",53.906]
["20070918:1000",11.88,{"v":100,"d":"100.00"},0,{"v":0,"d":"0.00"},0,{"v":354.5,"d":"354.50"},6.84,170,100504,{"$f":"'Bethel TMY 3'!$D$5","v":2019},"09","18","10","09/18/2019 10:00","2019-09-18T02:00:00",53.384]
["20070918:1300",11.83,{"v":100,"d":"100.00"},0,{"v":0,"d":"0.00"},0,360.58,5.29,148,100474,{"$f":"'Bethel TMY 3'!$D$5","v":2019},"09","18","13","09/18/2019 13:00","2019-09-18T05:00:00",53.294]
["20070918:1700",{"v":11.8,"d":"11.80"},{"v":100,"d":"100.00"},79,{"v":0,"d":"0.00"},79,{"v":358.3,"d":"358.30"},5.38,118,100261,{"$f":"'Bethel TMY 3'!$D$5","v":2019},"09","18","17","09/18/2019 17:00","2019-09-18T09:00:00",53.24]
["20070918:2000",11.85,{"v":100,"d":"100.00"},71,{"v":0,"d":"0.00"},71,{"v":364.7,"d":"364.70"},6.36,137,100001,{"$f":"'Bethel TMY 3'!$D$5","v":2019},"09","18","20","09/18/2019 20:00","2019-09-18T12:00:00",53.33]
["20070918:2300",11.68,{"v":100,"d":"100.00"},44,{"v":0,"d":"0.00"},44,357.55,6.17,163,99742,{"$f":"'Bethel TMY 3'!$D$5","v":2019},"09","18","23","09/18/2019 23:00","2019-09-18T15:00:00",53.024]
["20070919:0300",11.87,{"v":100,"d":"100.00"},0,{"v":0,"d":"0.00"},0,{"v":332,"d":"332.00"},8.13,200,99469,{"$f":"'Bethel TMY 3'!$D$5","v":2019},"09","19","03","09/19/2019 03:00","2019-09-18T19:00:00",53.366]
["20070919:0400",11.71,{"v":100,"d":"100.00"},0,{"v":0,"d":"0.00"},0,{"v":325,"d":"325.00"},8.71,204,99525,{"$f":"'Bethel TMY 3'!$D$5","v":2019},"09","19","04","09/19/2019 04:00","2019-09-18T20:00:00",53.078]
["20070919:0800",11.41,{"v":100,"d":"100.00"},0,{"v":0,"d":"0.00"},0,307.35,8.32,199,99891,{"$f":"'Bethel TMY 3'!$D$5","v":2019},"09","19","08","09/19/2019 08:00","2019-09-19",52.538]
["20070919:1100",{"v":11.2,"d":"11.20"},{"v":100,"d":"100.00"},0,{"v":0,"d":"0.00"},0,{"v":310,"d":"310.00"},7.45,189,100171,{"$f":"'Bethel TMY 3'!$D$5","v":2019},"09","19","11","09/19/2019 11:00","2019-09-19T03:00:00",52.16]
["20070919:1400",{"v":11,"d":"11.00"},{"v":100,"d":"100.00"},0,{"v":0,"d":"0.00"},0,{"v":330.9,"d":"330.90"},6.32,185,100351,{"$f":"'Bethel TMY 3'!$D$5","v":2019},"09","19","14","09/19/2019 14:00","2019-09-19T06:00:00",51.8]
["20070919:1800",{"v":10.8,"d":"10.80"},98.43,251,123.38,194,{"v":315.5,"d":"315.50"},5.54,204,100601,{"$f":"'Bethel TMY 3'!$D$5","v":2019},"09","19","18","09/19/2019 18:00","2019-09-19T10:00:00",51.44]
["20070919:2100",10.89,97.73,241,{"v":27,"d":"27.00"},225,310.78,4.59,214,100827,{"$f":"'Bethel TMY 3'!$D$5","v":2019},"09","19","21","09/19/2019 21:00","2019-09-19T13:00:00",51.602000000000004]
["20070920:0000",11.14,99.99,123,{"v":0,"d":"0.00"},123,315.37,3.89,217,101113,{"$f":"'Bethel TMY 3'!$D$5","v":2019},"09","20","00","09/20/2019 00:00","2019-09-19T16:00:00",52.05200000000001]
["20070920:0500",11.47,{"v":100,"d":"100.00"},0,{"v":0,"d":"0.00"},0,313.75,3.77,187,101619,{"$f":"'Bethel TMY 3'!$D$5","v":2019},"09","20","05","09/20/2019 05:00","2019-09-19T21:00:00",52.646]
["20070920:0800",11.43,{"v":100,"d":"100.00"},0,{"v":0,"d":"0.00"},0,{"v":312,"d":"312.00"},4.62,170,101809,{"$f":"'Bethel TMY 3'!$D$5","v":2019},"09","20","08","09/20/2019 08:00","2019-09-20",52.574]
["20070920:0900",{"v":11.4,"d":"11.40"},{"v":100,"d":"100.00"},0,{"v":0,"d":"0.00"},0,310.87,5.02,165,101862,{"$f":"'Bethel TMY 3'!$D$5","v":2019},"09","20","09","09/20/2019 09:00","2019-09-20T01:00:00",52.519999999999996]
["20070920:1200",11.49,{"v":100,"d":"100.00"},0,{"v":0,"d":"0.00"},0,310.35,{"v":6.5,"d":"6.50"},154,102002,{"$f":"'Bethel TMY 3'!$D$5","v":2019},"09","20","12","09/20/2019 12:00","2019-09-20T04:00:00",52.682]
["20070920:1500",11.68,{"v":100,"d":"100.00"},16,{"v":0,"d":"0.00"},16,{"v":321.2,"d":"321.20"},8.69,150,102089,{"$f":"'Bethel TMY 3'!$D$5","v":2019},"09","20","15","09/20/2019 15:00","2019-09-20T07:00:00",53.024]
["20070920:1900",11.32,{"v":100,"d":"100.00"},110,{"v":0,"d":"0.00"},110,{"v":348.3,"d":"348.30"},11.59,149,102142,{"$f":"'Bethel TMY 3'!$D$5","v":2019},"09","20","19","09/20/2019 19:00","2019-09-20T11:00:00",52.376000000000005]
["20070920:2200",11.27,{"v":100,"d":"100.00"},74,{"v":0,"d":"0.00"},74,{"v":361.8,"d":"361.80"},{"v":12.6,"d":"12.60"},150,102016,{"$f":"'Bethel TMY 3'!$D$5","v":2019},"09","20","22","09/20/2019 22:00","2019-09-20T14:00:00",52.286]
["20070921:0200",12.18,{"v":100,"d":"100.00"},17,{"v":0,"d":"0.00"},17,370.75,13.71,157,101569,{"$f":"'Bethel TMY 3'!$D$5","v":2019},"09","21","02","09/21/2019 02:00","2019-09-20T18:00:00",53.924]
["20070921:0600",12.61,{"v":100,"d":"100.00"},0,{"v":0,"d":"0.00"},0,374.15,9.05,186,101476,{"$f":"'Bethel TMY 3'!$D$5","v":2019},"09","21","06","09/21/2019 06:00","2019-09-20T22:00:00",54.698]
["20070921:0900",12.37,{"v":100,"d":"100.00"},0,{"v":0,"d":"0.00"},0,{"v":371.5,"d":"371.50"},{"v":5.4,"d":"5.40"},207,101596,{"$f":"'Bethel TMY 3'!$D$5","v":2019},"09","21","09","09/21/2019 09:00","2019-09-21T01:00:00",54.266]
["20070921:1000",12.19,{"v":100,"d":"100.00"},0,{"v":0,"d":"0.00"},0,369.35,4.35,209,101643,{"$f":"'Bethel TMY 3'!$D$5","v":2019},"09","21","10","09/21/2019 10:00","2019-09-21T02:00:00",53.942]
["20070921:1300",11.62,{"v":100,"d":"100.00"},0,{"v":0,"d":"0.00"},0,366.23,2.73,204,101756,{"$f":"'Bethel TMY 3'!$D$5","v":2019},"09","21","13","09/21/2019 13:00","2019-09-21T05:00:00",52.916]
["20070921:1600",11.18,{"v":100,"d":"100.00"},53,{"v":0,"d":"0.00"},53,366.22,2.17,168,101862,{"$f":"'Bethel TMY 3'!$D$5","v":2019},"09","21","16","09/21/2019 16:00","2019-09-21T08:00:00",52.123999999999995]
["20070921:2000",11.27,{"v":100,"d":"100.00"},112,{"v":0,"d":"0.00"},112,371.25,{"v":5.6,"d":"5.60"},142,101749,{"$f":"'Bethel TMY 3'!$D$5","v":2019},"09","21","20","09/21/2019 20:00","2019-09-21T12:00:00",52.286]
["20070921:2300",12.26,{"v":100,"d":"100.00"},70,{"v":0,"d":"0.00"},70,378.95,10.33,162,101530,{"$f":"'Bethel TMY 3'!$D$5","v":2019},"09","21","23","09/21/2019 23:00","2019-09-21T15:00:00",54.068]
["20070922:0400",12.99,{"v":100,"d":"100.00"},0,{"v":0,"d":"0.00"},0,{"v":358.7,"d":"358.70"},13.02,160,101326,{"$f":"'Bethel TMY 3'!$D$5","v":2019},"09","22","04","09/22/2019 04:00","2019-09-21T20:00:00",55.382000000000005]
["20070922:0700",13.14,{"v":100,"d":"100.00"},0,{"v":0,"d":"0.00"},0,344.02,12.98,162,101296,{"$f":"'Bethel TMY 3'!$D$5","v":2019},"09","22","07","09/22/2019 07:00","2019-09-21T23:00:00",55.652]
["20070922:1000",13.04,{"v":100,"d":"100.00"},0,{"v":0,"d":"0.00"},0,338.82,11.61,165,101316,{"$f":"'Bethel TMY 3'!$D$5","v":2019},"09","22","10","09/22/2019 10:00","2019-09-22T02:00:00",55.471999999999994]
["20070922:1100",12.96,{"v":100,"d":"100.00"},0,{"v":0,"d":"0.00"},0,338.55,11.03,166,101330,{"$f":"'Bethel TMY 3'!$D$5","v":2019},"09","22","11","09/22/2019 11:00","2019-09-22T03:00:00",55.328]
["20070922:1400",12.61,{"v":100,"d":"100.00"},0,{"v":0,"d":"0.00"},0,338.65,9.59,161,101380,{"$f":"'Bethel TMY 3'!$D$5","v":2019},"09","22","14","09/22/2019 14:00","2019-09-22T06:00:00",54.698]
["20070922:1700",12.29,{"v":100,"d":"100.00"},9,{"v":0,"d":"0.00"},9,{"v":331.4,"d":"331.40"},8.15,154,101450,{"$f":"'Bethel TMY 3'!$D$5","v":2019},"09","22","17","09/22/2019 17:00","2019-09-22T09:00:00",54.122]
["20070922:2000",12.86,92.21,188,7.01,184,320.55,6.66,142,101430,{"$f":"'Bethel TMY 3'!$D$5","v":2019},"09","22","20","09/22/2019 20:00","2019-09-22T12:00:00",55.147999999999996]
["20070923:0100",14.31,75.37,148,286.32,80,293.33,5.93,128,100967,{"$f":"'Bethel TMY 3'!$D$5","v":2019},"09","23","01","09/23/2019 01:00","2019-09-22T17:00:00",57.758]
["20070923:0500",14.56,75.59,0,{"v":0,"d":"0.00"},0,286.85,7.19,133,100661,{"$f":"'Bethel TMY 3'!$D$5","v":2019},"09","23","05","09/23/2019 05:00","2019-09-22T21:00:00",58.208]
["20070923:0800",14.32,75.08,0,{"v":0,"d":"0.00"},0,{"v":287.4,"d":"287.40"},8.04,146,100491,{"$f":"'Bethel TMY 3'!$D$5","v":2019},"09","23","08","09/23/2019 08:00","2019-09-23",57.775999999999996]
["20070923:1100",13.62,72.73,0,{"v":0,"d":"0.00"},0,295.65,9.21,151,100471,{"$f":"'Bethel TMY 3'!$D$5","v":2019},"09","23","11","09/23/2019 11:00","2019-09-23T03:00:00",56.516]
["20070923:1200",13.53,78.08,0,{"v":0,"d":"0.00"},0,311.68,9.75,151,100484,{"$f":"'Bethel TMY 3'!$D$5","v":2019},"09","23","12","09/23/2019 12:00","2019-09-23T04:00:00",56.354]
["20070923:1700",12.52,95.78,16,{"v":0,"d":"0.00"},16,{"v":359.8,"d":"359.80"},11.78,162,100471,{"$f":"'Bethel TMY 3'!$D$5","v":2019},"09","23","17","09/23/2019 17:00","2019-09-23T09:00:00",54.536]
["20070923:1900",11.87,94.75,72,{"v":0,"d":"0.00"},72,358.97,12.87,168,100444,{"$f":"'Bethel TMY 3'!$D$5","v":2019},"09","23","19","09/23/2019 19:00","2019-09-23T11:00:00",53.366]
["20070923:2300",{"v":10.9,"d":"10.90"},{"v":100,"d":"100.00"},139,{"v":0,"d":"0.00"},139,{"v":334.5,"d":"334.50"},14.48,176,100451,{"$f":"'Bethel TMY 3'!$D$5","v":2019},"09","23","23","09/23/2019 23:00","2019-09-23T15:00:00",51.620000000000005]
["20070924:0200",10.94,{"v":100,"d":"100.00"},13,{"v":0,"d":"0.00"},13,{"v":341.4,"d":"341.40"},{"v":13.2,"d":"13.20"},203,100711,{"$f":"'Bethel TMY 3'!$D$5","v":2019},"09","24","02","09/24/2019 02:00","2019-09-23T18:00:00",51.692]
["20070924:0600",11.32,{"v":100,"d":"100.00"},0,{"v":0,"d":"0.00"},0,346.08,10.84,224,101130,{"$f":"'Bethel TMY 3'!$D$5","v":2019},"09","24","06","09/24/2019 06:00","2019-09-23T22:00:00",52.376000000000005]
["20070924:0900",11.15,{"v":100,"d":"100.00"},0,{"v":0,"d":"0.00"},0,{"v":349.8,"d":"349.80"},{"v":8.2,"d":"8.20"},231,101569,{"$f":"'Bethel TMY 3'!$D$5","v":2019},"09","24","09","09/24/2019 09:00","2019-09-24T01:00:00",52.07]
["20070924:1200",10.63,{"v":100,"d":"100.00"},0,{"v":0,"d":"0.00"},0,336.28,5.96,229,101986,{"$f":"'Bethel TMY 3'!$D$5","v":2019},"09","24","12","09/24/2019 12:00","2019-09-24T04:00:00",51.134]
["20070924:1400",10.32,{"v":100,"d":"100.00"},0,{"v":0,"d":"0.00"},0,317.85,4.15,217,102179,{"$f":"'Bethel TMY 3'!$D$5","v":2019},"09","24","14","09/24/2019 14:00","2019-09-24T06:00:00",50.576]
["20070924:1700",10.01,99.87,105,{"v":0,"d":"0.00"},105,331.45,{"v":4.7,"d":"4.70"},172,102299,{"$f":"'Bethel TMY 3'!$D$5","v":2019},{"$f":"MID(A6419,5,2)","v":"09"},{"$f":"MID(A6419,7,2)","v":"24"},{"$f":"MID(A6419,10,2)","v":"17"},{"$f":"L6419&\"/\"&M6419&\"/\"&K6419&\" \"&N6419&\":00\"","v":"09/24/2019 17:00"},{"$f":"(DATEVALUE(O6419)+TIMEVALUE(O6419))+($P$16/24)","v":"2019-09-24T09:00:00"},{"$f":"((9/5)*B6419)+32","v":50.018}]
["20070924:2100",{"v":10.2,"d":"10.20"},{"v":94.5,"d":"94.50"},158,{"v":0,"d":"0.00"},158,338.15,6.33,166,102339,{"$f":"'Bethel TMY 3'!$D$5","v":2019},"09","24","21","09/24/2019 21:00","2019-09-24T13:00:00",50.36]
["20070925:0000",10.38,91.75,51,{"v":0,"d":"0.00"},51,333.88,7.08,151,102219,{"$f":"'Bethel TMY 3'!$D$5","v":2019},"09","25","00","09/25/2019 00:00","2019-09-24T16:00:00",50.684]
["20070925:0300",10.68,93.08,0,{"v":0,"d":"0.00"},0,{"v":338.4,"d":"338.40"},8.25,146,101992,{"$f":"'Bethel TMY 3'!$D$5","v":2019},"09","25","03","09/25/2019 03:00","2019-09-24T19:00:00",51.224000000000004]
["20070925:0700",10.78,99.26,0,{"v":0,"d":"0.00"},0,352.87,{"v":11.5,"d":"11.50"},146,101719,{"$f":"'Bethel TMY 3'!$D$5","v":2019},"09","25","07","09/25/2019 07:00","2019-09-24T23:00:00",51.403999999999996]
["20070925:1000",11.18,{"v":100,"d":"100.00"},0,{"v":0,"d":"0.00"},0,358.85,13.22,151,101496,{"$f":"'Bethel TMY 3'!$D$5","v":2019},"09","25","10","09/25/2019 10:00","2019-09-25T02:00:00",52.123999999999995]
["20070925:1100",11.36,{"v":100,"d":"100.00"},0,{"v":0,"d":"0.00"},0,360.95,13.61,153,101420,{"$f":"'Bethel TMY 3'!$D$5","v":2019},"09","25","11","09/25/2019 11:00","2019-09-25T03:00:00",52.448]
["20070925:1500",12.09,{"v":100,"d":"100.00"},0,{"v":0,"d":"0.00"},0,369.73,11.25,167,101077,{"$f":"'Bethel TMY 3'!$D$5","v":2019},"09","25","15","09/25/2019 15:00","2019-09-25T07:00:00",53.762]
["20070925:1800",12.04,{"v":100,"d":"100.00"},67,{"v":0,"d":"0.00"},67,369.83,{"v":9.7,"d":"9.70"},197,100984,{"$f":"'Bethel TMY 3'!$D$5","v":2019},"09","25","18","09/25/2019 18:00","2019-09-25T10:00:00",53.672]
["20070925:2200",11.45,{"v":100,"d":"100.00"},54,{"v":0,"d":"0.00"},54,362.03,8.54,222,101070,{"$f":"'Bethel TMY 3'!$D$5","v":2019},"09","25","22","09/25/2019 22:00","2019-09-25T14:00:00",52.61]
["20070926:0100",11.12,{"v":100,"d":"100.00"},87,36.65,79,345.03,8.38,231,101187,{"$f":"'Bethel TMY 3'!$D$5","v":2019},"09","26","01","09/26/2019 01:00","2019-09-25T17:00:00",52.016]
["20070926:0400",{"v":10.5,"d":"10.50"},{"v":100,"d":"100.00"},0,{"v":0,"d":"0.00"},0,334.75,8.72,242,101376,{"$f":"'Bethel TMY 3'!$D$5","v":2019},"09","26","04","09/26/2019 04:00","2019-09-25T20:00:00",50.900000000000006]
["20070926:0800",9.97,{"v":100,"d":"100.00"},0,{"v":0,"d":"0.00"},0,330.35,8.57,242,101659,{"$f":"'Bethel TMY 3'!$D$5","v":2019},"09","26","08","09/26/2019 08:00","2019-09-26",49.946]
["20070926:1200",9.85,{"v":100,"d":"100.00"},0,{"v":0,"d":"0.00"},0,321.07,8.63,251,101906,{"$f":"'Bethel TMY 3'!$D$5","v":2019},"09","26","12","09/26/2019 12:00","2019-09-26T04:00:00",49.730000000000004]
["20070926:1300",9.91,{"v":100,"d":"100.00"},0,{"v":0,"d":"0.00"},0,313.33,8.17,252,101992,{"$f":"'Bethel TMY 3'!$D$5","v":2019},"09","26","13","09/26/2019 13:00","2019-09-26T05:00:00",49.838]
["20070926:1600",9.75,{"v":100,"d":"100.00"},119,358.82,52,{"v":308.7,"d":"308.70"},7.63,255,102225,{"$f":"'Bethel TMY 3'!$D$5","v":2019},"09","26","16","09/26/2019 16:00","2019-09-26T08:00:00",49.55]
["20070926:1900",10.12,{"v":100,"d":"100.00"},162,1.98,161,318.88,8.06,263,102472,{"$f":"'Bethel TMY 3'!$D$5","v":2019},"09","26","19","09/26/2019 19:00","2019-09-26T11:00:00",50.215999999999994]
["20070926:2300",10.75,91.91,114,{"v":0,"d":"0.00"},114,{"v":326.4,"d":"326.40"},{"v":7.3,"d":"7.30"},275,102768,{"$f":"'Bethel TMY 3'!$D$5","v":2019},"09","26","23","09/26/2019 23:00","2019-09-26T15:00:00",51.35]
["20070927:0200",10.83,94.91,16,{"v":0,"d":"0.00"},16,{"v":306.5,"d":"306.50"},{"v":4.7,"d":"4.70"},291,103018,{"$f":"'Bethel TMY 3'!$D$5","v":2019},"09","27","02","09/27/2019 02:00","2019-09-26T18:00:00",51.494]
["20070927:0500",10.35,{"v":100,"d":"100.00"},0,{"v":0,"d":"0.00"},0,289.15,2.76,288,103108,{"$f":"'Bethel TMY 3'!$D$5","v":2019},"09","27","05","09/27/2019 05:00","2019-09-26T21:00:00",50.629999999999995]
["20070927:0900",9.96,{"v":100,"d":"100.00"},0,{"v":0,"d":"0.00"},0,291.48,1.25,337,103071,{"$f":"'Bethel TMY 3'!$D$5","v":2019},{"$f":"MID(A6483,5,2)","v":"09"},{"$f":"MID(A6483,7,2)","v":"27"},{"$f":"MID(A6483,10,2)","v":"09"},{"$f":"L6483&\"/\"&M6483&\"/\"&K6483&\" \"&N6483&\":00\"","v":"09/27/2019 09:00"},{"$f":"(DATEVALUE(O6483)+TIMEVALUE(O6483))+($P$16/24)","v":"2019-09-27T01:00:00"},{"$f":"((9/5)*B6483)+32","v":49.928}]
["20070927:1300",9.46,{"v":100,"d":"100.00"},0,{"v":0,"d":"0.00"},0,307.25,{"v":1.2,"d":"1.20"},112,102858,{"$f":"'Bethel TMY 3'!$D$5","v":2019},"09","27","13","09/27/2019 13:00","2019-09-27T05:00:00",49.028000000000006]
["20070927:1400",9.37,{"v":100,"d":"100.00"},0,{"v":0,"d":"0.00"},0,312.95,1.59,121,102778,{"$f":"'Bethel TMY 3'!$D$5","v":2019},"09","27","14","09/27/2019 14:00","2019-09-27T06:00:00",48.866]
["20070927:1700",{"v":8.9,"d":"8.90"},{"v":100,"d":"100.00"},81,{"v":0,"d":"0.00"},81,{"v":327.3,"d":"327.30"},2.07,138,102608,{"$f":"'Bethel TMY 3'!$D$5","v":2019},"09","27","17","09/27/2019 17:00","2019-09-27T09:00:00",48.019999999999996]
["20070927:2000",8.29,98.59,154,{"v":0,"d":"0.00"},154,326.95,3.12,111,102309,{"$f":"'Bethel TMY 3'!$D$5","v":2019},"09","27","20","09/27/2019 20:00","2019-09-27T12:00:00",46.922]
["20070928:0000",8.45,93.82,71,{"v":0,"d":"0.00"},71,326.33,3.16,103,101793,{"$f":"'Bethel TMY 3'!$D$5","v":2019},"09","28","00","09/28/2019 00:00","2019-09-27T16:00:00",47.21]
["20070928:0300",{"v":9.6,"d":"9.60"},{"v":91,"d":"91.00"},0,{"v":0,"d":"0.00"},0,328.45,2.58,78,101443,{"$f":"'Bethel TMY 3'!$D$5","v":2019},"09","28","03","09/28/2019 03:00","2019-09-27T19:00:00",49.28]
["20070928:0600",{"v":9.6,"d":"9.60"},96.86,0,{"v":0,"d":"0.00"},0,{"v":328.9,"d":"328.90"},2.63,57,101167,{"$f":"'Bethel TMY 3'!$D$5","v":2019},"09","28","06","09/28/2019 06:00","2019-09-27T22:00:00",49.28]
["20070928:1100",8.62,{"v":100,"d":"100.00"},0,{"v":0,"d":"0.00"},0,{"v":305.2,"d":"305.20"},3.27,14,100770,{"$f":"'Bethel TMY 3'!$D$5","v":2019},"09","28","11","09/28/2019 11:00","2019-09-28T03:00:00",47.516]
["20070928:1400",7.74,{"v":100,"d":"100.00"},0,{"v":0,"d":"0.00"},0,283.95,5.57,346,100561,{"$f":"'Bethel TMY 3'!$D$5","v":2019},"09","28","14","09/28/2019 14:00","2019-09-28T06:00:00",45.932]
["20070928:1500",7.91,{"v":93,"d":"93.00"},13,{"v":0,"d":"0.00"},13,280.52,5.85,340,100487,{"$f":"'Bethel TMY 3'!$D$5","v":2019},"09","28","15","09/28/2019 15:00","2019-09-28T07:00:00",46.238]
["20070928:1800",{"v":8.7,"d":"8.70"},{"v":72.5,"d":"72.50"},386,707.56,91,270.15,6.63,325,100261,{"$f":"'Bethel TMY 3'!$D$5","v":2019},"09","28","18","09/28/2019 18:00","2019-09-28T10:00:00",47.66]
["20070928:2100",9.79,59.91,201,16.62,192,267.58,7.26,314,100071,{"$f":"'Bethel TMY 3'!$D$5","v":2019},"09","28","21","09/28/2019 21:00","2019-09-28T13:00:00",49.622]
["20070929:0100",9.85,69.05,68,{"v":0,"d":"0.00"},68,271.25,6.97,311,100171,{"$f":"'Bethel TMY 3'!$D$5","v":2019},"09","29","01","09/29/2019 01:00","2019-09-28T17:00:00",49.730000000000004]
["20070929:0300",9.64,78.54,0,{"v":0,"d":"0.00"},0,270.62,6.51,311,100274,{"$f":"'Bethel TMY 3'!$D$5","v":2019},"09","29","03","09/29/2019 03:00","2019-09-28T19:00:00",49.352000000000004]
["20070929:0900",9.27,{"v":100,"d":"100.00"},0,{"v":0,"d":"0.00"},0,279.58,5.66,309,100447,{"$f":"'Bethel TMY 3'!$D$5","v":2019},"09","29","09","09/29/2019 09:00","2019-09-29T01:00:00",48.686]
["20070929:1200",8.96,{"v":100,"d":"100.00"},0,{"v":0,"d":"0.00"},0,{"v":278.6,"d":"278.60"},5.27,311,100597,{"$f":"'Bethel TMY 3'!$D$5","v":2019},"09","29","12","09/29/2019 12:00","2019-09-29T04:00:00",48.128]
["20070929:1500",8.82,94.09,12,{"v":0,"d":"0.00"},12,265.52,5.04,313,100757,{"$f":"'Bethel TMY 3'!$D$5","v":2019},"09","29","15","09/29/2019 15:00","2019-09-29T07:00:00",47.876000000000005]
["20070929:1600",8.99,88.19,123,406.26,53,264.93,4.82,312,100804,{"$f":"'Bethel TMY 3'!$D$5","v":2019},"09","29","16","09/29/2019 16:00","2019-09-29T08:00:00",48.182]
["20070929:1900",9.85,67.41,470,759.62,98,265.48,4.59,302,100877,{"$f":"'Bethel TMY 3'!$D$5","v":2019},"09","29","19","09/29/2019 19:00","2019-09-29T11:00:00",49.730000000000004]
["20070929:2200",10.44,59.58,482,764.78,99,274.75,5.42,294,100964,{"$f":"'Bethel TMY 3'!$D$5","v":2019},"09","29","22","09/29/2019 22:00","2019-09-29T14:00:00",50.792]
["20070930:0400",9.86,94.73,0,{"v":0,"d":"0.00"},0,281.22,3.34,281,101286,{"$f":"'Bethel TMY 3'!$D$5","v":2019},"09","30","04","09/30/2019 04:00","2019-09-29T20:00:00",49.748000000000005]
["20070930:0600",9.74,{"v":100,"d":"100.00"},0,{"v":0,"d":"0.00"},0,285.87,2.69,253,101356,{"$f":"'Bethel TMY 3'!$D$5","v":2019},"09","30","06","09/30/2019 06:00","2019-09-29T22:00:00",49.532]
["20070930:1000",9.63,{"v":100,"d":"100.00"},0,{"v":0,"d":"0.00"},0,301.57,3.59,184,101456,{"$f":"'Bethel TMY 3'!$D$5","v":2019},"09","30","10","09/30/2019 10:00","2019-09-30T02:00:00",49.334]
["20070930:1300",9.19,{"v":100,"d":"100.00"},0,{"v":0,"d":"0.00"},0,310.55,6.04,165,101476,{"$f":"'Bethel TMY 3'!$D$5","v":2019},"09","30","13","09/30/2019 13:00","2019-09-30T05:00:00",48.542]
["20070930:1600",8.37,99.68,22,{"v":0,"d":"0.00"},22,342.26,12.69,157,101433,{"$f":"'Bethel TMY 3'!$D$5","v":2019},"09","30","16","09/30/2019 16:00","2019-09-30T08:00:00",47.066]
["20070930:1700",8.52,99.66,39,{"v":0,"d":"0.00"},39,340.08,11.92,155,101410,{"$f":"'Bethel TMY 3'!$D$5","v":2019},"09","30","17","09/30/2019 17:00","2019-09-30T09:00:00",47.336]
["20070930:2000",8.97,99.61,94,{"v":0,"d":"0.00"},94,333.55,9.63,156,101290,{"$f":"'Bethel TMY 3'!$D$5","v":2019},"09","30","20","09/30/2019 20:00","2019-09-30T12:00:00",48.146]
["20071001:0100",9.72,99.52,13,{"v":0,"d":"0.00"},13,322.65,5.81,172,100178,{"$f":"'Bethel TMY 3'!$D$5","v":2019},"10","01","01","10/01/2019 01:00","2019-09-30T17:00:00",49.496]
["20071001:0400",10.17,99.46,0,{"v":0,"d":"0.00"},0,316.12,3.52,190,100241,{"$f":"'Bethel TMY 3'!$D$5","v":2019},"10","01","04","10/01/2019 04:00","2019-09-30T20:00:00",50.306]
["20071001:0700",10.61,99.41,0,{"v":0,"d":"0.00"},0,309.58,1.23,197,100288,{"$f":"'Bethel TMY 3'!$D$5","v":2019},"10","01","07","10/01/2019 07:00","2019-09-30T23:00:00",51.098]
["20071001:1100",9.88,{"v":100,"d":"100.00"},0,{"v":0,"d":"0.00"},0,{"v":306.4,"d":"306.40"},5.27,206,100251,{"$f":"'Bethel TMY 3'!$D$5","v":2019},"10","01","11","10/01/2019 11:00","2019-10-01T03:00:00",49.784000000000006]
["20071001:1400",9.73,{"v":100,"d":"100.00"},0,{"v":0,"d":"0.00"},0,{"v":325.8,"d":"325.80"},6.57,186,100121,{"$f":"'Bethel TMY 3'!$D$5","v":2019},"10","01","14","10/01/2019 14:00","2019-10-01T06:00:00",49.514]
["20071001:1700",9.86,{"v":100,"d":"100.00"},60,{"v":0,"d":"0.00"},60,{"v":338.9,"d":"338.90"},10.11,163,99941,{"$f":"'Bethel TMY 3'!$D$5","v":2019},"10","01","17","10/01/2019 17:00","2019-10-01T09:00:00",49.748000000000005]
["20071001:1800",10.07,{"v":100,"d":"100.00"},144,9.96,140,344.87,10.46,166,99825,{"$f":"'Bethel TMY 3'!$D$5","v":2019},"10","01","18","10/01/2019 18:00","2019-10-01T10:00:00",50.126000000000005]
["20071001:2200",10.33,{"v":100,"d":"100.00"},29,{"v":0,"d":"0.00"},29,{"v":352.3,"d":"352.30"},10.96,223,99472,{"$f":"'Bethel TMY 3'!$D$5","v":2019},"10","01","22","10/01/2019 22:00","2019-10-01T14:00:00",50.594]
["20071002:0200",9.71,{"v":100,"d":"100.00"},23,{"v":0,"d":"0.00"},23,326.35,8.34,254,99722,{"$f":"'Bethel TMY 3'!$D$5","v":2019},"10","02","02","10/02/2019 02:00","2019-10-01T18:00:00",49.478]
["20071002:0500",9.48,{"v":100,"d":"100.00"},0,{"v":0,"d":"0.00"},0,312.45,6.73,229,99911,{"$f":"'Bethel TMY 3'!$D$5","v":2019},"10","02","05","10/02/2019 05:00","2019-10-01T21:00:00",49.064]
["20071002:0800",9.55,{"v":100,"d":"100.00"},0,{"v":0,"d":"0.00"},0,305.45,7.45,226,99961,{"$f":"'Bethel TMY 3'!$D$5","v":2019},"10","02","08","10/02/2019 08:00","2019-10-02",49.19]
["20071002:1200",9.31,{"v":100,"d":"100.00"},0,{"v":0,"d":"0.00"},0,311.23,6.58,224,99968,{"$f":"'Bethel TMY 3'!$D$5","v":2019},"10","02","12","10/02/2019 12:00","2019-10-02T04:00:00",48.758]
["20071002:1500",9.24,{"v":100,"d":"100.00"},0,{"v":0,"d":"0.00"},0,313.12,5.97,214,99985,{"$f":"'Bethel TMY 3'!$D$5","v":2019},"10","02","15","10/02/2019 15:00","2019-10-02T07:00:00",48.632000000000005]
["20071002:1800",9.34,{"v":100,"d":"100.00"},204,103.48,163,317.65,6.54,204,99985,{"$f":"'Bethel TMY 3'!$D$5","v":2019},"10","02","18","10/02/2019 18:00","2019-10-02T10:00:00",48.812]
["20071002:1900",9.37,{"v":100,"d":"100.00"},41,{"v":0,"d":"0.00"},41,318.15,6.66,204,99978,{"$f":"'Bethel TMY 3'!$D$5","v":2019},"10","02","19","10/02/2019 19:00","2019-10-02T11:00:00",48.866]
["20071002:2300",9.35,{"v":100,"d":"100.00"},12,{"v":0,"d":"0.00"},12,318.05,{"v":5.5,"d":"5.50"},215,99911,{"$f":"'Bethel TMY 3'!$D$5","v":2019},"10","02","23","10/02/2019 23:00","2019-10-02T15:00:00",48.83]
["20071003:0300",8.57,{"v":100,"d":"100.00"},0,{"v":0,"d":"0.00"},0,303.33,3.91,213,99968,{"$f":"'Bethel TMY 3'!$D$5","v":2019},"10","03","03","10/03/2019 03:00","2019-10-02T19:00:00",47.426]
["20071003:0600",8.37,{"v":100,"d":"100.00"},0,{"v":0,"d":"0.00"},0,{"v":300.1,"d":"300.10"},3.64,212,99991,{"$f":"'Bethel TMY 3'!$D$5","v":2019},"10","03","06","10/03/2019 06:00","2019-10-02T22:00:00",47.066]
["20071003:0900",8.12,{"v":100,"d":"100.00"},0,{"v":0,"d":"0.00"},0,299.22,3.31,216,100025,{"$f":"'Bethel TMY 3'!$D$5","v":2019},"10","03","09","10/03/2019 09:00","2019-10-03T01:00:00",46.616]
["20071003:1300",7.96,{"v":100,"d":"100.00"},0,{"v":0,"d":"0.00"},0,300.05,2.66,215,100118,{"$f":"'Bethel TMY 3'!$D$5","v":2019},"10","03","13","10/03/2019 13:00","2019-10-03T05:00:00",46.328]
["20071003:1600",8.22,99.93,39,{"v":0,"d":"0.00"},39,297.42,2.57,197,100224,{"$f":"'Bethel TMY 3'!$D$5","v":2019},"10","03","16","10/03/2019 16:00","2019-10-03T08:00:00",46.796]
["20071003:2000",8.71,90.78,146,{"v":0,"d":"0.00"},146,{"v":293.9,"d":"293.90"},2.94,181,100321,{"$f":"'Bethel TMY 3'!$D$5","v":2019},"10","03","20","10/03/2019 20:00","2019-10-03T12:00:00",47.678000000000004]
["20071003:2100",8.69,92.26,22,{"v":0,"d":"0.00"},22,295.53,2.78,176,100348,{"$f":"'Bethel TMY 3'!$D$5","v":2019},"10","03","21","10/03/2019 21:00","2019-10-03T13:00:00",47.641999999999996]
["20071004:0000",8.48,96.81,67,{"v":0,"d":"0.00"},67,298.92,2.54,155,100451,{"$f":"'Bethel TMY 3'!$D$5","v":2019},"10","04","00","10/04/2019 00:00","2019-10-03T16:00:00",47.264]
["20071004:0400",7.99,{"v":100,"d":"100.00"},0,{"v":0,"d":"0.00"},0,297.02,2.74,129,100637,{"$f":"'Bethel TMY 3'!$D$5","v":2019},"10","04","04","10/04/2019 04:00","2019-10-03T20:00:00",46.382000000000005]
["20071004:0700",7.76,{"v":100,"d":"100.00"},0,{"v":0,"d":"0.00"},0,289.35,2.42,115,100787,{"$f":"'Bethel TMY 3'!$D$5","v":2019},"10","04","07","10/04/2019 07:00","2019-10-03T23:00:00",45.968]
["20071004:1000",7.54,{"v":100,"d":"100.00"},0,{"v":0,"d":"0.00"},0,287.98,2.35,90,100960,{"$f":"'Bethel TMY 3'!$D$5","v":2019},"10","04","10","10/04/2019 10:00","2019-10-04T02:00:00",45.572]
["20071004:1300",7.29,{"v":100,"d":"100.00"},0,{"v":0,"d":"0.00"},0,291.68,2.23,56,101133,{"$f":"'Bethel TMY 3'!$D$5","v":2019},"10","04","13","10/04/2019 13:00","2019-10-04T05:00:00",45.122]
["20071004:1800",7.46,96.62,356,728.49,75,295.13,1.54,21,101373,{"$f":"'Bethel TMY 3'!$D$5","v":2019},"10","04","18","10/04/2019 18:00","2019-10-04T10:00:00",45.428]
["20071004:1900",7.55,93.25,445,786.83,81,296.72,1.58,3,101406,{"$f":"'Bethel TMY 3'!$D$5","v":2019},"10","04","19","10/04/2019 19:00","2019-10-04T11:00:00",45.59]
["20071004:2200",8.64,84.68,454,{"v":790.5,"d":"790.50"},82,284.57,2.19,326,101453,{"$f":"'Bethel TMY 3'!$D$5","v":2019},"10","04","22","10/04/2019 22:00","2019-10-04T14:00:00",47.552]
["20071005:0100",9.28,91.89,68,55.94,59,275.83,1.82,297,101493,{"$f":"'Bethel TMY 3'!$D$5","v":2019},"10","05","01","10/05/2019 01:00","2019-10-04T17:00:00",48.704]
["20071005:0500",8.77,{"v":100,"d":"100.00"},0,{"v":0,"d":"0.00"},0,275.05,1.09,198,101500,{"$f":"'Bethel TMY 3'!$D$5","v":2019},"10","05","05","10/05/2019 05:00","2019-10-04T21:00:00",47.786]
["20071005:0800",8.69,{"v":100,"d":"100.00"},0,{"v":0,"d":"0.00"},0,{"v":291.6,"d":"291.60"},{"v":2.9,"d":"2.90"},174,101470,{"$f":"'Bethel TMY 3'!$D$5","v":2019},"10","05","08","10/05/2019 08:00","2019-10-05",47.641999999999996]
["20071005:1000",{"v":8.9,"d":"8.90"},{"v":100,"d":"100.00"},0,{"v":0,"d":"0.00"},0,302.83,4.41,165,101390,{"$f":"'Bethel TMY 3'!$D$5","v":2019},"10","05","10","10/05/2019 10:00","2019-10-05T02:00:00",48.019999999999996]
["20071005:1600",8.52,{"v":100,"d":"100.00"},11,{"v":0,"d":"0.00"},11,335.17,14.17,168,100687,{"$f":"'Bethel TMY 3'!$D$5","v":2019},"10","05","16","10/05/2019 16:00","2019-10-05T08:00:00",47.336]
["20071005:1900",9.44,{"v":100,"d":"100.00"},46,{"v":0,"d":"0.00"},46,{"v":346.2,"d":"346.20"},17.09,170,100351,{"$f":"'Bethel TMY 3'!$D$5","v":2019},"10","05","19","10/05/2019 19:00","2019-10-05T11:00:00",48.992000000000004]
["20071005:2000",9.85,{"v":100,"d":"100.00"},80,{"v":0,"d":"0.00"},80,{"v":350.1,"d":"350.10"},{"v":17.9,"d":"17.90"},171,100231,{"$f":"'Bethel TMY 3'!$D$5","v":2019},"10","05","20","10/05/2019 20:00","2019-10-05T12:00:00",49.730000000000004]
["20071005:2300",10.51,{"v":100,"d":"100.00"},32,{"v":0,"d":"0.00"},32,357.65,{"v":8.8,"d":"8.80"},209,100051,{"$f":"'Bethel TMY 3'!$D$5","v":2019},"10","05","23","10/05/2019 23:00","2019-10-05T15:00:00",50.918]
["20071006:0200",10.25,{"v":100,"d":"100.00"},0,{"v":0,"d":"0.00"},0,352.65,7.06,224,100171,{"$f":"'Bethel TMY 3'!$D$5","v":2019},"10","06","02","10/06/2019 02:00","2019-10-05T18:00:00",50.45]
["20071006:0600",9.39,{"v":100,"d":"100.00"},0,{"v":0,"d":"0.00"},0,{"v":347.9,"d":"347.90"},7.78,253,100344,{"$f":"'Bethel TMY 3'!$D$5","v":2019},"10","06","06","10/06/2019 06:00","2019-10-05T22:00:00",48.902]
["20071006:1100",9.06,{"v":100,"d":"100.00"},0,{"v":0,"d":"0.00"},0,{"v":330,"d":"330.00"},6.08,229,100591,{"$f":"'Bethel TMY 3'!$D$5","v":2019},"10","06","11","10/06/2019 11:00","2019-10-06T03:00:00",48.308]
["20071006:1400",9.28,{"v":100,"d":"100.00"},0,{"v":0,"d":"0.00"},0,329.35,{"v":6.8,"d":"6.80"},198,100581,{"$f":"'Bethel TMY 3'!$D$5","v":2019},"10","06","14","10/06/2019 14:00","2019-10-06T06:00:00",48.704]
["20071006:1700",8.92,{"v":100,"d":"100.00"},27,{"v":0,"d":"0.00"},27,{"v":337.7,"d":"337.70"},8.25,173,100551,{"$f":"'Bethel TMY 3'!$D$5","v":2019},"10","06","17","10/06/2019 17:00","2019-10-06T09:00:00",48.056]
["20071006:2000",8.32,{"v":100,"d":"100.00"},91,{"v":0,"d":"0.00"},91,335.65,{"v":9.5,"d":"9.50"},156,100371,{"$f":"'Bethel TMY 3'!$D$5","v":2019},"10","06","20","10/06/2019 20:00","2019-10-06T12:00:00",46.976]
["20071006:2100",8.24,{"v":100,"d":"100.00"},78,{"v":0,"d":"0.00"},78,338.58,9.45,142,100201,{"$f":"'Bethel TMY 3'!$D$5","v":2019},"10","06","21","10/06/2019 21:00","2019-10-06T13:00:00",46.832]
["20071007:0000",8.17,{"v":100,"d":"100.00"},15,{"v":0,"d":"0.00"},15,345.63,9.05,95,99732,{"$f":"'Bethel TMY 3'!$D$5","v":2019},"10","07","00","10/07/2019 00:00","2019-10-06T16:00:00",46.706]
["20071007:0300",8.25,{"v":100,"d":"100.00"},0,{"v":0,"d":"0.00"},0,350.07,7.77,50,99322,{"$f":"'Bethel TMY 3'!$D$5","v":2019},"10","07","03","10/07/2019 03:00","2019-10-06T19:00:00",46.85]
["20071007:0800",7.68,{"v":100,"d":"100.00"},0,{"v":0,"d":"0.00"},0,{"v":350.9,"d":"350.90"},{"v":5.5,"d":"5.50"},324,98893,{"$f":"'Bethel TMY 3'!$D$5","v":2019},"10","07","08","10/07/2019 08:00","2019-10-07",45.824]
["20071007:1100",7.61,{"v":100,"d":"100.00"},0,{"v":0,"d":"0.00"},0,{"v":344.1,"d":"344.10"},7.24,278,99003,{"$f":"'Bethel TMY 3'!$D$5","v":2019},"10","07","11","10/07/2019 11:00","2019-10-07T03:00:00",45.698]
["20071007:1500",7.94,{"v":100,"d":"100.00"},0,{"v":0,"d":"0.00"},0,{"v":306.2,"d":"306.20"},7.65,251,99469,{"$f":"'Bethel TMY 3'!$D$5","v":2019},"10","07","15","10/07/2019 15:00","2019-10-07T07:00:00",46.292]
["20071007:1800",7.95,99.98,298,548.84,95,{"v":295.2,"d":"295.20"},{"v":7.4,"d":"7.40"},220,99855,{"$f":"'Bethel TMY 3'!$D$5","v":2019},"10","07","18","10/07/2019 18:00","2019-10-07T10:00:00",46.31]
["20071007:2100",7.99,99.96,330,259.79,203,301.25,8.35,200,100061,{"$f":"'Bethel TMY 3'!$D$5","v":2019},"10","07","21","10/07/2019 21:00","2019-10-07T13:00:00",46.382000000000005]
["20071007:2200",7.99,99.98,273,179.04,192,{"v":304.1,"d":"304.10"},8.58,201,100081,{"$f":"'Bethel TMY 3'!$D$5","v":2019},"10","07","22","10/07/2019 22:00","2019-10-07T14:00:00",46.382000000000005]
["20071008:0100",8.04,{"v":100,"d":"100.00"},9,{"v":0,"d":"0.00"},9,307.48,9.14,205,100241,{"$f":"'Bethel TMY 3'!$D$5","v":2019},{"$f":"MID(A6739,5,2)","v":"10"},{"$f":"MID(A6739,7,2)","v":"08"},{"$f":"MID(A6739,10,2)","v":"01"},{"$f":"L6739&\"/\"&M6739&\"/\"&K6739&\" \"&N6739&\":00\"","v":"10/08/2019 01:00"},{"$f":"(DATEVALUE(O6739)+TIMEVALUE(O6739))+($P$16/24)","v":"2019-10-07T17:00:00"},{"$f":"((9/5)*B6739)+32","v":46.472}]
["20071008:0500",8.22,{"v":100,"d":"100.00"},0,{"v":0,"d":"0.00"},0,{"v":310,"d":"310.00"},8.25,199,100561,{"$f":"'Bethel TMY 3'!$D$5","v":2019},"10","08","05","10/08/2019 05:00","2019-10-07T21:00:00",46.796]
["20071008:0900",{"v":8.1,"d":"8.10"},{"v":100,"d":"100.00"},0,{"v":0,"d":"0.00"},0,315.45,7.89,176,100780,{"$f":"'Bethel TMY 3'!$D$5","v":2019},"10","08","09","10/08/2019 09:00","2019-10-08T01:00:00",46.58]
["20071008:1200",8.27,{"v":100,"d":"100.00"},0,{"v":0,"d":"0.00"},0,321.38,8.35,158,100867,{"$f":"'Bethel TMY 3'!$D$5","v":2019},"10","08","12","10/08/2019 12:00","2019-10-08T04:00:00",46.885999999999996]
["20071008:1600",9.09,{"v":100,"d":"100.00"},26,{"v":0,"d":"0.00"},26,331.98,9.75,145,100987,{"$f":"'Bethel TMY 3'!$D$5","v":2019},"10","08","16","10/08/2019 16:00","2019-10-08T08:00:00",48.362]
["20071008:1900",9.47,{"v":100,"d":"100.00"},26,{"v":0,"d":"0.00"},26,339.68,11.21,146,101013,{"$f":"'Bethel TMY 3'!$D$5","v":2019},"10","08","19","10/08/2019 19:00","2019-10-08T11:00:00",49.04600000000001]
["20071008:2200",9.61,{"v":100,"d":"100.00"},52,{"v":0,"d":"0.00"},52,337.53,11.59,148,101073,{"$f":"'Bethel TMY 3'!$D$5","v":2019},"10","08","22","10/08/2019 22:00","2019-10-08T14:00:00",49.298]
["20071008:2300",9.63,{"v":100,"d":"100.00"},74,{"v":0,"d":"0.00"},74,{"v":335.7,"d":"335.70"},11.48,148,101100,{"$f":"'Bethel TMY 3'!$D$5","v":2019},"10","08","23","10/08/2019 23:00","2019-10-08T15:00:00",49.334]
["20071009:0200",9.77,{"v":100,"d":"100.00"},0,{"v":0,"d":"0.00"},0,{"v":317.3,"d":"317.30"},9.57,137,101080,{"$f":"'Bethel TMY 3'!$D$5","v":2019},"10","09","02","10/09/2019 02:00","2019-10-08T18:00:00",49.586]
["20071009:0700",9.26,{"v":100,"d":"100.00"},0,{"v":0,"d":"0.00"},0,289.22,{"v":6.1,"d":"6.10"},79,101004,{"$f":"'Bethel TMY 3'!$D$5","v":2019},"10","09","07","10/09/2019 07:00","2019-10-08T23:00:00",48.668]
["20071009:1000",{"v":8.8,"d":"8.80"},{"v":100,"d":"100.00"},0,{"v":0,"d":"0.00"},0,{"v":292.1,"d":"292.10"},7.15,56,100730,{"$f":"'Bethel TMY 3'!$D$5","v":2019},"10","09","10","10/09/2019 10:00","2019-10-09T02:00:00",47.84]
["20071009:1300",8.88,{"v":100,"d":"100.00"},0,{"v":0,"d":"0.00"},0,310.32,8.29,64,100348,{"$f":"'Bethel TMY 3'!$D$5","v":2019},"10","09","13","10/09/2019 13:00","2019-10-09T05:00:00",47.984]
["20071009:1700",9.29,84.67,39,{"v":0,"d":"0.00"},39,333.45,8.68,79,100011,{"$f":"'Bethel TMY 3'!$D$5","v":2019},"10","09","17","10/09/2019 17:00","2019-10-09T09:00:00",48.721999999999994]
["20071009:2000",8.29,95.48,74,{"v":0,"d":"0.00"},74,{"v":346,"d":"346.00"},9.88,75,99812,{"$f":"'Bethel TMY 3'!$D$5","v":2019},"10","09","20","10/09/2019 20:00","2019-10-09T12:00:00",46.922]
["20071009:2300",{"v":8.9,"d":"8.90"},{"v":100,"d":"100.00"},44,{"v":0,"d":"0.00"},44,{"v":356.5,"d":"356.50"},9.97,80,99542,{"$f":"'Bethel TMY 3'!$D$5","v":2019},"10","09","23","10/09/2019 23:00","2019-10-09T15:00:00",48.019999999999996]
["20071010:0300",9.76,{"v":100,"d":"100.00"},0,{"v":0,"d":"0.00"},0,345.23,9.65,90,99402,{"$f":"'Bethel TMY 3'!$D$5","v":2019},"10","10","03","10/10/2019 03:00","2019-10-09T19:00:00",49.568]
["20071010:0400",9.95,{"v":100,"d":"100.00"},0,{"v":0,"d":"0.00"},0,341.62,9.61,90,99352,{"$f":"'Bethel TMY 3'!$D$5","v":2019},"10","10","04","10/10/2019 04:00","2019-10-09T20:00:00",49.91]
["20071010:0800",10.18,{"v":100,"d":"100.00"},0,{"v":0,"d":"0.00"},0,338.25,10.29,96,99112,{"$f":"'Bethel TMY 3'!$D$5","v":2019},"10","10","08","10/10/2019 08:00","2019-10-10",50.324]
["20071010:1100",10.11,{"v":100,"d":"100.00"},0,{"v":0,"d":"0.00"},0,{"v":349.6,"d":"349.60"},12.29,100,98883,{"$f":"'Bethel TMY 3'!$D$5","v":2019},"10","10","11","10/10/2019 11:00","2019-10-10T03:00:00",50.198]
["20071010:1400",{"v":10.1,"d":"10.10"},{"v":100,"d":"100.00"},0,{"v":0,"d":"0.00"},0,359.25,{"v":13.5,"d":"13.50"},113,98833,{"$f":"'Bethel TMY 3'!$D$5","v":2019},"10","10","14","10/10/2019 14:00","2019-10-10T06:00:00",50.18]
["20071010:1800",10.39,{"v":100,"d":"100.00"},83,{"v":0,"d":"0.00"},83,362.82,{"v":13.1,"d":"13.10"},145,98750,{"$f":"'Bethel TMY 3'!$D$5","v":2019},"10","10","18","10/10/2019 18:00","2019-10-10T10:00:00",50.702]
["20071010:2100",10.25,{"v":100,"d":"100.00"},8,{"v":0,"d":"0.00"},8,362.83,10.79,182,98843,{"$f":"'Bethel TMY 3'!$D$5","v":2019},"10","10","21","10/10/2019 21:00","2019-10-10T13:00:00",50.45]
["20071011:0000",9.89,{"v":100,"d":"100.00"},50,{"v":0,"d":"0.00"},50,356.47,8.91,221,99286,{"$f":"'Bethel TMY 3'!$D$5","v":2019},"10","11","00","10/11/2019 00:00","2019-10-10T16:00:00",49.80200000000001]
["20071011:0200",9.48,{"v":100,"d":"100.00"},0,{"v":0,"d":"0.00"},0,{"v":348.2,"d":"348.20"},7.31,234,99852,{"$f":"'Bethel TMY 3'!$D$5","v":2019},"10","11","02","10/11/2019 02:00","2019-10-10T18:00:00",49.064]
["20071011:0500",8.82,{"v":100,"d":"100.00"},0,{"v":0,"d":"0.00"},0,{"v":332.5,"d":"332.50"},{"v":6.1,"d":"6.10"},260,100381,{"$f":"'Bethel TMY 3'!$D$5","v":2019},"10","11","05","10/11/2019 05:00","2019-10-10T21:00:00",47.876000000000005]
["20071011:0900",8.13,{"v":100,"d":"100.00"},0,{"v":0,"d":"0.00"},0,323.87,3.94,263,100914,{"$f":"'Bethel TMY 3'!$D$5","v":2019},"10","11","09","10/11/2019 09:00","2019-10-11T01:00:00",46.634]
["20071011:1200",8.12,{"v":100,"d":"100.00"},0,{"v":0,"d":"0.00"},0,{"v":320,"d":"320.00"},2.46,249,101177,{"$f":"'Bethel TMY 3'!$D$5","v":2019},"10","11","12","10/11/2019 12:00","2019-10-11T04:00:00",46.616]
["20071011:1500",8.59,{"v":100,"d":"100.00"},0,{"v":0,"d":"0.00"},0,304.47,2.36,219,101326,{"$f":"'Bethel TMY 3'!$D$5","v":2019},"10","11","15","10/11/2019 15:00","2019-10-11T07:00:00",47.462]
["20071011:1900",8.78,{"v":100,"d":"100.00"},260,200.47,175,295.03,3.66,180,101446,{"$f":"'Bethel TMY 3'!$D$5","v":2019},"10","11","19","10/11/2019 19:00","2019-10-11T11:00:00",47.804]
["20071011:2100",8.83,{"v":100,"d":"100.00"},282,180.54,198,298.97,3.99,181,101466,{"$f":"'Bethel TMY 3'!$D$5","v":2019},"10","11","21","10/11/2019 21:00","2019-10-11T13:00:00",47.894]
["20071012:0000",8.82,{"v":100,"d":"100.00"},97,24.46,91,310.15,3.44,172,101440,{"$f":"'Bethel TMY 3'!$D$5","v":2019},"10","12","00","10/12/2019 00:00","2019-10-11T16:00:00",47.876000000000005]
["20071012:0300",8.78,{"v":100,"d":"100.00"},0,{"v":0,"d":"0.00"},0,{"v":318.7,"d":"318.70"},3.12,150,101376,{"$f":"'Bethel TMY 3'!$D$5","v":2019},"10","12","03","10/12/2019 03:00","2019-10-11T19:00:00",47.804]
["20071012:0600",8.55,{"v":100,"d":"100.00"},0,{"v":0,"d":"0.00"},0,328.03,3.31,144,101313,{"$f":"'Bethel TMY 3'!$D$5","v":2019},"10","12","06","10/12/2019 06:00","2019-10-11T22:00:00",47.39]
["20071012:1000",8.29,{"v":100,"d":"100.00"},0,{"v":0,"d":"0.00"},0,{"v":327.6,"d":"327.60"},3.62,131,101213,{"$f":"'Bethel TMY 3'!$D$5","v":2019},"10","12","10","10/12/2019 10:00","2019-10-12T02:00:00",46.922]
["20071012:1300",8.51,{"v":100,"d":"100.00"},0,{"v":0,"d":"0.00"},0,333.52,5.12,122,101087,{"$f":"'Bethel TMY 3'!$D$5","v":2019},"10","12","13","10/12/2019 13:00","2019-10-12T05:00:00",47.318]
["20071012:1600",8.87,{"v":100,"d":"100.00"},12,{"v":0,"d":"0.00"},12,337.93,6.64,123,100954,{"$f":"'Bethel TMY 3'!$D$5","v":2019},"10","12","16","10/12/2019 16:00","2019-10-12T08:00:00",47.966]
["20071012:1800",9.05,{"v":100,"d":"100.00"},121,5.83,119,{"v":340.9,"d":"340.90"},7.39,128,100864,{"$f":"'Bethel TMY 3'!$D$5","v":2019},"10","12","18","10/12/2019 18:00","2019-10-12T10:00:00",48.290000000000006]
["20071013:0000",9.48,{"v":100,"d":"100.00"},30,{"v":0,"d":"0.00"},30,354.42,9.95,145,100431,{"$f":"'Bethel TMY 3'!$D$5","v":2019},"10","13","00","10/13/2019 00:00","2019-10-12T16:00:00",49.064]
["20071013:0100",9.59,{"v":100,"d":"100.00"},6,{"v":0,"d":"0.00"},6,354.43,11.03,146,100311,{"$f":"'Bethel TMY 3'!$D$5","v":2019},"10","13","01","10/13/2019 01:00","2019-10-12T17:00:00",49.262]
["20071013:0400",9.92,{"v":100,"d":"100.00"},0,{"v":0,"d":"0.00"},0,356.15,12.93,150,100025,{"$f":"'Bethel TMY 3'!$D$5","v":2019},"10","13","04","10/13/2019 04:00","2019-10-12T20:00:00",49.856]
["20071013:0700",10.41,{"v":100,"d":"100.00"},0,{"v":0,"d":"0.00"},0,359.47,14.05,154,99788,{"$f":"'Bethel TMY 3'!$D$5","v":2019},"10","13","07","10/13/2019 07:00","2019-10-12T23:00:00",50.738]
["20071013:1100",10.95,{"v":100,"d":"100.00"},0,{"v":0,"d":"0.00"},0,363.15,13.68,164,99552,{"$f":"'Bethel TMY 3'!$D$5","v":2019},"10","13","11","10/13/2019 11:00","2019-10-13T03:00:00",51.71]
["20071013:1400",10.88,{"v":100,"d":"100.00"},0,{"v":0,"d":"0.00"},0,363.45,12.62,171,99542,{"$f":"'Bethel TMY 3'!$D$5","v":2019},"10","13","14","10/13/2019 14:00","2019-10-13T06:00:00",51.584]
["20071013:1900",10.38,{"v":100,"d":"100.00"},38,{"v":0,"d":"0.00"},38,364.52,7.44,190,99812,{"$f":"'Bethel TMY 3'!$D$5","v":2019},"10","13","19","10/13/2019 19:00","2019-10-13T11:00:00",50.684]
["20071013:2200",9.83,{"v":100,"d":"100.00"},46,{"v":0,"d":"0.00"},46,{"v":361.5,"d":"361.50"},4.98,188,99961,{"$f":"'Bethel TMY 3'!$D$5","v":2019},"10","13","22","10/13/2019 22:00","2019-10-13T14:00:00",49.694]
["20071014:0100",9.63,{"v":100,"d":"100.00"},20,{"v":0,"d":"0.00"},20,358.73,4.08,180,100048,{"$f":"'Bethel TMY 3'!$D$5","v":2019},"10","14","01","10/14/2019 01:00","2019-10-13T17:00:00",49.334]
["20071014:0200",9.61,{"v":100,"d":"100.00"},0,{"v":0,"d":"0.00"},0,357.95,3.99,178,100071,{"$f":"'Bethel TMY 3'!$D$5","v":2019},"10","14","02","10/14/2019 02:00","2019-10-13T18:00:00",49.298]
["20071014:0500",9.68,{"v":100,"d":"100.00"},0,{"v":0,"d":"0.00"},0,{"v":359.3,"d":"359.30"},4.73,170,100031,{"$f":"'Bethel TMY 3'!$D$5","v":2019},"10","14","05","10/14/2019 05:00","2019-10-13T21:00:00",49.424]
["20071014:0800",9.73,{"v":100,"d":"100.00"},0,{"v":0,"d":"0.00"},0,359.25,6.03,164,100001,{"$f":"'Bethel TMY 3'!$D$5","v":2019},"10","14","08","10/14/2019 08:00","2019-10-14",49.514]
["20071014:1200",9.82,{"v":100,"d":"100.00"},0,{"v":0,"d":"0.00"},0,361.92,7.68,156,99991,{"$f":"'Bethel TMY 3'!$D$5","v":2019},"10","14","12","10/14/2019 12:00","2019-10-14T04:00:00",49.676]
["20071014:1600",9.96,{"v":100,"d":"100.00"},8,{"v":0,"d":"0.00"},8,360.95,10.56,144,100038,{"$f":"'Bethel TMY 3'!$D$5","v":2019},"10","14","16","10/14/2019 16:00","2019-10-14T08:00:00",49.928]
["20071014:2000",9.87,{"v":100,"d":"100.00"},43,{"v":0,"d":"0.00"},43,{"v":356.4,"d":"356.40"},11.41,145,99911,{"$f":"'Bethel TMY 3'!$D$5","v":2019},"10","14","20","10/14/2019 20:00","2019-10-14T12:00:00",49.766]
["20071014:2300",9.71,{"v":100,"d":"100.00"},55,{"v":0,"d":"0.00"},55,{"v":353,"d":"353.00"},{"v":8.7,"d":"8.70"},156,99832,{"$f":"'Bethel TMY 3'!$D$5","v":2019},"10","14","23","10/14/2019 23:00","2019-10-14T15:00:00",49.478]
["20071015:0200",9.63,{"v":100,"d":"100.00"},0,{"v":0,"d":"0.00"},0,351.85,8.76,172,99832,{"$f":"'Bethel TMY 3'!$D$5","v":2019},"10","15","02","10/15/2019 02:00","2019-10-14T18:00:00",49.334]
["20071015:0300",9.39,{"v":100,"d":"100.00"},0,{"v":0,"d":"0.00"},0,347.65,8.35,175,99845,{"$f":"'Bethel TMY 3'!$D$5","v":2019},"10","15","03","10/15/2019 03:00","2019-10-14T19:00:00",48.902]
["20071015:0600",8.74,{"v":100,"d":"100.00"},0,{"v":0,"d":"0.00"},0,337.65,7.33,178,99915,{"$f":"'Bethel TMY 3'!$D$5","v":2019},"10","15","06","10/15/2019 06:00","2019-10-14T22:00:00",47.732]
["20071015:1000",8.33,{"v":100,"d":"100.00"},0,{"v":0,"d":"0.00"},0,323.32,6.98,164,100015,{"$f":"'Bethel TMY 3'!$D$5","v":2019},"10","15","10","10/15/2019 10:00","2019-10-15T02:00:00",46.994]
["20071015:1300",8.38,{"v":100,"d":"100.00"},0,{"v":0,"d":"0.00"},0,309.58,7.34,157,100008,{"$f":"'Bethel TMY 3'!$D$5","v":2019},"10","15","13","10/15/2019 13:00","2019-10-15T05:00:00",47.084]
["20071015:1700",8.79,{"v":100,"d":"100.00"},5,{"v":0,"d":"0.00"},5,291.95,8.19,153,100031,{"$f":"'Bethel TMY 3'!$D$5","v":2019},"10","15","17","10/15/2019 17:00","2019-10-15T09:00:00",47.822]
["20071015:2100",9.24,{"v":100,"d":"100.00"},16,{"v":0,"d":"0.00"},16,284.53,{"v":7.1,"d":"7.10"},145,99901,{"$f":"'Bethel TMY 3'!$D$5","v":2019},"10","15","21","10/15/2019 21:00","2019-10-15T13:00:00",48.632000000000005]
["20071016:0000",9.36,{"v":100,"d":"100.00"},154,388.81,68,281.93,6.94,133,99762,{"$f":"'Bethel TMY 3'!$D$5","v":2019},"10","16","00","10/16/2019 00:00","2019-10-15T16:00:00",48.848]
["20071016:0300",9.22,{"v":100,"d":"100.00"},0,{"v":0,"d":"0.00"},0,280.57,6.66,123,99618,{"$f":"'Bethel TMY 3'!$D$5","v":2019},"10","16","03","10/16/2019 03:00","2019-10-15T19:00:00",48.596000000000004]
["20071016:0400",9.11,{"v":100,"d":"100.00"},0,{"v":0,"d":"0.00"},0,282.13,6.83,122,99555,{"$f":"'Bethel TMY 3'!$D$5","v":2019},"10","16","04","10/16/2019 04:00","2019-10-15T20:00:00",48.397999999999996]
["20071016:1000",8.79,{"v":100,"d":"100.00"},0,{"v":0,"d":"0.00"},0,317.35,8.59,127,99302,{"$f":"'Bethel TMY 3'!$D$5","v":2019},"10","16","10","10/16/2019 10:00","2019-10-16T02:00:00",47.822]
["20071016:1200",8.74,{"v":100,"d":"100.00"},0,{"v":0,"d":"0.00"},0,323.37,9.29,132,99239,{"$f":"'Bethel TMY 3'!$D$5","v":2019},"10","16","12","10/16/2019 12:00","2019-10-16T04:00:00",47.732]
["20071016:1500",8.89,{"v":100,"d":"100.00"},0,{"v":0,"d":"0.00"},0,319.25,9.52,138,99176,{"$f":"'Bethel TMY 3'!$D$5","v":2019},"10","16","15","10/16/2019 15:00","2019-10-16T07:00:00",48.002]
["20071016:1800",9.03,97.11,143,55.95,125,{"v":303.3,"d":"303.30"},{"v":8.9,"d":"8.90"},138,99162,{"$f":"'Bethel TMY 3'!$D$5","v":2019},"10","16","18","10/16/2019 18:00","2019-10-16T10:00:00",48.254]
["20071016:2200",9.38,89.33,164,30.12,152,296.27,7.69,132,99042,{"$f":"'Bethel TMY 3'!$D$5","v":2019},"10","16","22","10/16/2019 22:00","2019-10-16T14:00:00",48.884]
["20071017:0100",{"v":8.7,"d":"8.70"},96.05,12,{"v":0,"d":"0.00"},12,307.63,7.29,124,99042,{"$f":"'Bethel TMY 3'!$D$5","v":2019},"10","17","01","10/17/2019 01:00","2019-10-16T17:00:00",47.66]
["20071017:0400",8.27,99.97,0,{"v":0,"d":"0.00"},0,308.82,8.33,126,99076,{"$f":"'Bethel TMY 3'!$D$5","v":2019},"10","17","04","10/17/2019 04:00","2019-10-16T20:00:00",46.885999999999996]
["20071017:0700",8.33,{"v":100,"d":"100.00"},0,{"v":0,"d":"0.00"},0,299.67,8.99,129,99116,{"$f":"'Bethel TMY 3'!$D$5","v":2019},"10","17","07","10/17/2019 07:00","2019-10-16T23:00:00",46.994]
["20071017:0900",8.37,{"v":100,"d":"100.00"},0,{"v":0,"d":"0.00"},0,296.13,9.35,131,99139,{"$f":"'Bethel TMY 3'!$D$5","v":2019},"10","17","09","10/17/2019 09:00","2019-10-17T01:00:00",47.066]
["20071017:1300",{"v":8.4,"d":"8.40"},{"v":100,"d":"100.00"},0,{"v":0,"d":"0.00"},0,302.47,9.75,140,99179,{"$f":"'Bethel TMY 3'!$D$5","v":2019},"10","17","13","10/17/2019 13:00","2019-10-17T05:00:00",47.120000000000005]
["20071017:1600",8.49,{"v":100,"d":"100.00"},28,{"v":0,"d":"0.00"},28,310.12,{"v":10,"d":"10.00"},147,99239,{"$f":"'Bethel TMY 3'!$D$5","v":2019},"10","17","16","10/17/2019 16:00","2019-10-17T08:00:00",47.282]
["20071017:1900",8.57,{"v":100,"d":"100.00"},148,15.36,142,{"v":313.9,"d":"313.90"},10.88,156,99316,{"$f":"'Bethel TMY 3'!$D$5","v":2019},"10","17","19","10/17/2019 19:00","2019-10-17T11:00:00",47.426]
["20071017:2300",{"v":8.4,"d":"8.40"},{"v":100,"d":"100.00"},5,{"v":0,"d":"0.00"},5,{"v":313.7,"d":"313.70"},10.91,166,99382,{"$f":"'Bethel TMY 3'!$D$5","v":2019},"10","17","23","10/17/2019 23:00","2019-10-17T15:00:00",47.120000000000005]
["20071018:0200",8.29,{"v":100,"d":"100.00"},0,{"v":0,"d":"0.00"},0,304.65,8.88,171,99582,{"$f":"'Bethel TMY 3'!$D$5","v":2019},"10","18","02","10/18/2019 02:00","2019-10-17T18:00:00",46.922]
["20071018:0400",8.03,{"v":100,"d":"100.00"},0,{"v":0,"d":"0.00"},0,306.58,8.28,176,99662,{"$f":"'Bethel TMY 3'!$D$5","v":2019},"10","18","04","10/18/2019 04:00","2019-10-17T20:00:00",46.454]
["20071018:0700",7.59,{"v":100,"d":"100.00"},0,{"v":0,"d":"0.00"},0,306.15,7.61,181,99782,{"$f":"'Bethel TMY 3'!$D$5","v":2019},"10","18","07","10/18/2019 07:00","2019-10-17T23:00:00",45.662]
["20071018:1000",7.19,{"v":100,"d":"100.00"},0,{"v":0,"d":"0.00"},0,305.22,6.91,183,99881,{"$f":"'Bethel TMY 3'!$D$5","v":2019},"10","18","10","10/18/2019 10:00","2019-10-18T02:00:00",44.942]
["20071018:1400",6.83,{"v":100,"d":"100.00"},0,{"v":0,"d":"0.00"},0,{"v":303.8,"d":"303.80"},5.75,181,99911,{"$f":"'Bethel TMY 3'!$D$5","v":2019},"10","18","14","10/18/2019 14:00","2019-10-18T06:00:00",44.294]
["20071018:1700",7.13,{"v":100,"d":"100.00"},98,106.59,76,{"v":297.2,"d":"297.20"},4.52,165,99951,{"$f":"'Bethel TMY 3'!$D$5","v":2019},{"$f":"MID(A6995,5,2)","v":"10"},{"$f":"MID(A6995,7,2)","v":"18"},{"$f":"MID(A6995,10,2)","v":"17"},{"$f":"L6995&\"/\"&M6995&\"/\"&K6995&\" \"&N6995&\":00\"","v":"10/18/2019 17:00"},{"$f":"(DATEVALUE(O6995)+TIMEVALUE(O6995))+($P$16/24)","v":"2019-10-18T09:00:00"},{"$f":"((9/5)*B6995)+32","v":44.834}]
["20071018:2000",7.24,97.99,79,{"v":0,"d":"0.00"},79,{"v":294.6,"d":"294.60"},3.17,152,99881,{"$f":"'Bethel TMY 3'!$D$5","v":2019},"10","18","20","10/18/2019 20:00","2019-10-18T12:00:00",45.032]
["20071019:0000",7.31,96.49,145,427.35,58,284.13,2.06,86,99682,{"$f":"'Bethel TMY 3'!$D$5","v":2019},"10","19","00","10/19/2019 00:00","2019-10-18T16:00:00",45.158]
["20071019:0100",7.41,98.25,27,{"v":0,"d":"0.00"},27,281.72,2.25,77,99632,{"$f":"'Bethel TMY 3'!$D$5","v":2019},"10","19","01","10/19/2019 01:00","2019-10-18T17:00:00",45.338]
["20071019:0500",7.09,{"v":100,"d":"100.00"},0,{"v":0,"d":"0.00"},0,267.05,3.19,57,99452,{"$f":"'Bethel TMY 3'!$D$5","v":2019},"10","19","05","10/19/2019 05:00","2019-10-18T21:00:00",44.762]
["20071019:0800",6.63,{"v":100,"d":"100.00"},0,{"v":0,"d":"0.00"},0,{"v":265.4,"d":"265.40"},3.81,57,99332,{"$f":"'Bethel TMY 3'!$D$5","v":2019},"10","19","08","10/19/2019 08:00","2019-10-19",43.934]
["20071019:1100",5.85,{"v":100,"d":"100.00"},0,{"v":0,"d":"0.00"},0,279.05,{"v":4.7,"d":"4.70"},58,99212,{"$f":"'Bethel TMY 3'!$D$5","v":2019},"10","19","11","10/19/2019 11:00","2019-10-19T03:00:00",42.53]
["20071019:1500",5.14,{"v":100,"d":"100.00"},0,{"v":0,"d":"0.00"},0,317.52,4.76,60,99149,{"$f":"'Bethel TMY 3'!$D$5","v":2019},"10","19","15","10/19/2019 15:00","2019-10-19T07:00:00",41.251999999999995]
["20071019:1800",6.21,{"v":93.8,"d":"93.80"},273,{"v":674,"d":"674.00"},67,{"v":324.9,"d":"324.90"},4.85,71,99139,{"$f":"'Bethel TMY 3'!$D$5","v":2019},"10","19","18","10/19/2019 18:00","2019-10-19T10:00:00",43.178]
["20071019:2100",8.05,80.28,402,771.83,79,{"v":320,"d":"320.00"},4.15,90,99159,{"$f":"'Bethel TMY 3'!$D$5","v":2019},"10","19","21","10/19/2019 21:00","2019-10-19T13:00:00",46.49]
["20071020:0200",8.43,89.31,0,{"v":0,"d":"0.00"},0,{"v":312.4,"d":"312.40"},2.95,99,99462,{"$f":"'Bethel TMY 3'!$D$5","v":2019},"10","20","02","10/20/2019 02:00","2019-10-19T18:00:00",47.174]
["20071020:0500",7.86,{"v":100,"d":"100.00"},0,{"v":0,"d":"0.00"},0,321.65,2.41,76,99652,{"$f":"'Bethel TMY 3'!$D$5","v":2019},"10","20","05","10/20/2019 05:00","2019-10-19T21:00:00",46.148]
["20071020:0600",7.61,{"v":100,"d":"100.00"},0,{"v":0,"d":"0.00"},0,318.22,2.29,62,99722,{"$f":"'Bethel TMY 3'!$D$5","v":2019},"10","20","06","10/20/2019 06:00","2019-10-19T22:00:00",45.698]
["20071020:0900",6.71,{"v":100,"d":"100.00"},0,{"v":0,"d":"0.00"},0,{"v":306.5,"d":"306.50"},2.11,24,99955,{"$f":"'Bethel TMY 3'!$D$5","v":2019},"10","20","09","10/20/2019 09:00","2019-10-20T01:00:00",44.078]
["20071020:1200",{"v":5.8,"d":"5.80"},{"v":100,"d":"100.00"},0,{"v":0,"d":"0.00"},0,293.55,2.28,358,100238,{"$f":"'Bethel TMY 3'!$D$5","v":2019},"10","20","12","10/20/2019 12:00","2019-10-20T04:00:00",42.44]
["20071020:1600",5.83,{"v":100,"d":"100.00"},25,{"v":0,"d":"0.00"},25,280.25,{"v":2.1,"d":"2.10"},332,100631,{"$f":"'Bethel TMY 3'!$D$5","v":2019},"10","20","16","10/20/2019 16:00","2019-10-20T08:00:00",42.494]
["20071020:1900",6.99,90.87,268,371.57,129,274.78,1.66,304,100897,{"$f":"'Bethel TMY 3'!$D$5","v":2019},"10","20","19","10/20/2019 19:00","2019-10-20T11:00:00",44.582]
["20071020:2300",8.47,81.24,274,682.96,68,{"v":254.4,"d":"254.40"},0.99,242,101120,{"$f":"'Bethel TMY 3'!$D$5","v":2019},"10","20","23","10/20/2019 23:00","2019-10-20T15:00:00",47.246]
["20071021:0300",7.75,{"v":100,"d":"100.00"},0,{"v":0,"d":"0.00"},0,268.72,3.63,141,101200,{"$f":"'Bethel TMY 3'!$D$5","v":2019},"10","21","03","10/21/2019 03:00","2019-10-20T19:00:00",45.95]
["20071021:0600",7.79,{"v":100,"d":"100.00"},0,{"v":0,"d":"0.00"},0,297.35,6.43,127,101187,{"$f":"'Bethel TMY 3'!$D$5","v":2019},"10","21","06","10/21/2019 06:00","2019-10-20T22:00:00",46.022]
["20071021:0700",{"v":7.9,"d":"7.90"},{"v":100,"d":"100.00"},0,{"v":0,"d":"0.00"},0,306.85,7.49,127,101133,{"$f":"'Bethel TMY 3'!$D$5","v":2019},"10","21","07","10/21/2019 07:00","2019-10-20T23:00:00",46.22]
["20071021:1000",7.97,{"v":100,"d":"100.00"},0,{"v":0,"d":"0.00"},0,326.32,11.49,133,100860,{"$f":"'Bethel TMY 3'!$D$5","v":2019},"10","21","10","10/21/2019 10:00","2019-10-21T02:00:00",46.346000000000004]
["20071021:1300",8.38,{"v":100,"d":"100.00"},0,{"v":0,"d":"0.00"},0,339.07,16.78,138,100298,{"$f":"'Bethel TMY 3'!$D$5","v":2019},"10","21","13","10/21/2019 13:00","2019-10-21T05:00:00",47.084]
["20071021:1700",10.19,{"v":100,"d":"100.00"},21,{"v":0,"d":"0.00"},21,350.95,15.66,174,99662,{"$f":"'Bethel TMY 3'!$D$5","v":2019},"10","21","17","10/21/2019 17:00","2019-10-21T09:00:00",50.342]
["20071021:2000",9.57,{"v":100,"d":"100.00"},206,90.95,169,344.25,13.19,200,100121,{"$f":"'Bethel TMY 3'!$D$5","v":2019},"10","21","20","10/21/2019 20:00","2019-10-21T12:00:00",49.226]
["20071022:0100",9.03,{"v":100,"d":"100.00"},16,{"v":0,"d":"0.00"},16,{"v":340.9,"d":"340.90"},8.93,210,100827,{"$f":"'Bethel TMY 3'!$D$5","v":2019},"10","22","01","10/22/2019 01:00","2019-10-21T17:00:00",48.254]
["20071022:0400",8.84,{"v":100,"d":"100.00"},0,{"v":0,"d":"0.00"},0,332.68,6.63,216,101110,{"$f":"'Bethel TMY 3'!$D$5","v":2019},"10","22","04","10/22/2019 04:00","2019-10-21T20:00:00",47.912]
["20071022:0700",8.53,{"v":100,"d":"100.00"},0,{"v":0,"d":"0.00"},0,325.47,4.57,212,101313,{"$f":"'Bethel TMY 3'!$D$5","v":2019},"10","22","07","10/22/2019 07:00","2019-10-21T23:00:00",47.354]
["20071022:0800",{"v":8.4,"d":"8.40"},{"v":100,"d":"100.00"},0,{"v":0,"d":"0.00"},0,{"v":323.7,"d":"323.70"},3.93,210,101370,{"$f":"'Bethel TMY 3'!$D$5","v":2019},"10","22","08","10/22/2019 08:00","2019-10-22",47.120000000000005]
["20071022:1100",7.76,{"v":100,"d":"100.00"},0,{"v":0,"d":"0.00"},0,323.45,2.47,165,101420,{"$f":"'Bethel TMY 3'!$D$5","v":2019},"10","22","11","10/22/2019 11:00","2019-10-22T03:00:00",45.968]
["20071022:1500",7.67,{"v":100,"d":"100.00"},0,{"v":0,"d":"0.00"},0,329.28,3.67,57,101413,{"$f":"'Bethel TMY 3'!$D$5","v":2019},"10","22","15","10/22/2019 15:00","2019-10-22T07:00:00",45.806]
["20071022:1700",7.84,{"v":100,"d":"100.00"},14,{"v":0,"d":"0.00"},14,329.55,3.48,55,101420,{"$f":"'Bethel TMY 3'!$D$5","v":2019},"10","22","17","10/22/2019 17:00","2019-10-22T09:00:00",46.112]
["20071022:2200",8.57,87.69,186,104.56,148,{"v":324.9,"d":"324.90"},3.49,47,101353,{"$f":"'Bethel TMY 3'!$D$5","v":2019},"10","22","22","10/22/2019 22:00","2019-10-22T14:00:00",47.426]
["20071023:0200",8.23,{"v":100,"d":"100.00"},0,{"v":0,"d":"0.00"},0,{"v":324.9,"d":"324.90"},2.77,61,101530,{"$f":"'Bethel TMY 3'!$D$5","v":2019},"10","23","02","10/23/2019 02:00","2019-10-22T18:00:00",46.814]
["20071023:0500",7.69,{"v":100,"d":"100.00"},0,{"v":0,"d":"0.00"},0,{"v":330.2,"d":"330.20"},4.04,95,101500,{"$f":"'Bethel TMY 3'!$D$5","v":2019},"10","23","05","10/23/2019 05:00","2019-10-22T21:00:00",45.842]
["20071023:0800",7.22,{"v":100,"d":"100.00"},0,{"v":0,"d":"0.00"},0,{"v":341.9,"d":"341.90"},5.78,86,101360,{"$f":"'Bethel TMY 3'!$D$5","v":2019},"10","23","08","10/23/2019 08:00","2019-10-23",44.996]
["20071023:0900",7.45,{"v":100,"d":"100.00"},0,{"v":0,"d":"0.00"},0,{"v":346.5,"d":"346.50"},6.57,93,101203,{"$f":"'Bethel TMY 3'!$D$5","v":2019},"10","23","09","10/23/2019 09:00","2019-10-23T01:00:00",45.41]
["20071023:1200",7.96,{"v":100,"d":"100.00"},0,{"v":0,"d":"0.00"},0,{"v":357.1,"d":"357.10"},7.66,114,100804,{"$f":"'Bethel TMY 3'!$D$5","v":2019},"10","23","12","10/23/2019 12:00","2019-10-23T04:00:00",46.328]
["20071023:1800",10.55,{"v":100,"d":"100.00"},17,{"v":0,"d":"0.00"},17,357.55,16.14,156,99951,{"$f":"'Bethel TMY 3'!$D$5","v":2019},"10","23","18","10/23/2019 18:00","2019-10-23T10:00:00",50.99]
["20071023:2000",10.81,{"v":100,"d":"100.00"},20,{"v":0,"d":"0.00"},20,351.85,18.62,159,99532,{"$f":"'Bethel TMY 3'!$D$5","v":2019},"10","23","20","10/23/2019 20:00","2019-10-23T12:00:00",51.458]
["20071023:2300",11.07,{"v":100,"d":"100.00"},19,{"v":0,"d":"0.00"},19,362.95,19.54,160,99023,{"$f":"'Bethel TMY 3'!$D$5","v":2019},"10","23","23","10/23/2019 23:00","2019-10-23T15:00:00",51.926]
["20071024:0300",9.98,99.63,0,{"v":0,"d":"0.00"},0,360.45,15.68,178,98776,{"$f":"'Bethel TMY 3'!$D$5","v":2019},"10","24","03","10/24/2019 03:00","2019-10-23T19:00:00",49.964]
["20071024:0600",8.06,99.27,0,{"v":0,"d":"0.00"},0,349.65,12.72,236,98943,{"$f":"'Bethel TMY 3'!$D$5","v":2019},"10","24","06","10/24/2019 06:00","2019-10-23T22:00:00",46.508]
["20071024:0900",7.28,{"v":100,"d":"100.00"},0,{"v":0,"d":"0.00"},0,323.37,11.99,258,99978,{"$f":"'Bethel TMY 3'!$D$5","v":2019},"10","24","09","10/24/2019 09:00","2019-10-24T01:00:00",45.104]
["20071024:1000",7.45,{"v":100,"d":"100.00"},0,{"v":0,"d":"0.00"},0,316.08,10.86,254,100294,{"$f":"'Bethel TMY 3'!$D$5","v":2019},"10","24","10","10/24/2019 10:00","2019-10-24T02:00:00",45.41]
["20071024:1500",7.04,{"v":100,"d":"100.00"},0,{"v":0,"d":"0.00"},0,297.17,{"v":8.4,"d":"8.40"},241,101090,{"$f":"'Bethel TMY 3'!$D$5","v":2019},"10","24","15","10/24/2019 15:00","2019-10-24T07:00:00",44.672]
["20071024:1800",{"v":6.9,"d":"6.90"},{"v":100,"d":"100.00"},107,21.51,101,302.77,7.63,249,101340,{"$f":"'Bethel TMY 3'!$D$5","v":2019},"10","24","18","10/24/2019 18:00","2019-10-24T10:00:00",44.42]
["20071024:2100",7.16,{"v":100,"d":"100.00"},90,{"v":0,"d":"0.00"},90,{"v":305.4,"d":"305.40"},7.72,264,101596,{"$f":"'Bethel TMY 3'!$D$5","v":2019},"10","24","21","10/24/2019 21:00","2019-10-24T13:00:00",44.888]
["20071025:0000",7.66,{"v":100,"d":"100.00"},134,500.52,49,294.88,7.76,275,101829,{"$f":"'Bethel TMY 3'!$D$5","v":2019},"10","25","00","10/25/2019 00:00","2019-10-24T16:00:00",45.788]
["20071025:0400",7.61,{"v":100,"d":"100.00"},0,{"v":0,"d":"0.00"},0,301.58,7.33,274,102122,{"$f":"'Bethel TMY 3'!$D$5","v":2019},"10","25","04","10/25/2019 04:00","2019-10-24T20:00:00",45.698]
["20071025:0700",7.52,{"v":100,"d":"100.00"},0,{"v":0,"d":"0.00"},0,311.75,{"v":7.2,"d":"7.20"},274,102355,{"$f":"'Bethel TMY 3'!$D$5","v":2019},"10","25","07","10/25/2019 07:00","2019-10-24T23:00:00",45.536]
["20071025:0800",7.53,{"v":100,"d":"100.00"},0,{"v":0,"d":"0.00"},0,{"v":315.4,"d":"315.40"},7.21,275,102438,{"$f":"'Bethel TMY 3'!$D$5","v":2019},"10","25","08","10/25/2019 08:00","2019-10-25",45.554]
["20071025:1200",7.38,{"v":100,"d":"100.00"},0,{"v":0,"d":"0.00"},0,{"v":299.3,"d":"299.30"},5.61,288,102781,{"$f":"'Bethel TMY 3'!$D$5","v":2019},"10","25","12","10/25/2019 12:00","2019-10-25T04:00:00",45.284]
["20071025:1500",{"v":7.4,"d":"7.40"},{"v":100,"d":"100.00"},0,{"v":0,"d":"0.00"},0,294.67,3.77,279,102968,{"$f":"'Bethel TMY 3'!$D$5","v":2019},"10","25","15","10/25/2019 15:00","2019-10-25T07:00:00",45.32]
["20071025:1900",7.86,{"v":100,"d":"100.00"},216,239.39,133,296.47,3.95,248,103148,{"$f":"'Bethel TMY 3'!$D$5","v":2019},"10","25","19","10/25/2019 19:00","2019-10-25T11:00:00",46.148]
["20071025:2200",8.11,{"v":100,"d":"100.00"},107,{"v":0,"d":"0.00"},107,305.23,4.33,244,103198,{"$f":"'Bethel TMY 3'!$D$5","v":2019},"10","25","22","10/25/2019 22:00","2019-10-25T14:00:00",46.598]
["20071026:0100",8.11,{"v":100,"d":"100.00"},6,{"v":0,"d":"0.00"},6,304.55,4.24,229,103208,{"$f":"'Bethel TMY 3'!$D$5","v":2019},"10","26","01","10/26/2019 01:00","2019-10-25T17:00:00",46.598]
["20071026:0500",{"v":7.9,"d":"7.90"},{"v":100,"d":"100.00"},0,{"v":0,"d":"0.00"},0,300.55,5.17,192,103218,{"$f":"'Bethel TMY 3'!$D$5","v":2019},"10","26","05","10/26/2019 05:00","2019-10-25T21:00:00",46.22]
["20071026:0800",7.79,{"v":100,"d":"100.00"},0,{"v":0,"d":"0.00"},0,314.65,6.68,180,103158,{"$f":"'Bethel TMY 3'!$D$5","v":2019},"10","26","08","10/26/2019 08:00","2019-10-26",46.022]
["20071026:0900",7.69,{"v":100,"d":"100.00"},0,{"v":0,"d":"0.00"},0,{"v":320.1,"d":"320.10"},7.32,178,103121,{"$f":"'Bethel TMY 3'!$D$5","v":2019},"10","26","09","10/26/2019 09:00","2019-10-26T01:00:00",45.842]
["20071026:1300",7.45,{"v":100,"d":"100.00"},0,{"v":0,"d":"0.00"},0,334.27,9.79,171,102928,{"$f":"'Bethel TMY 3'!$D$5","v":2019},"10","26","13","10/26/2019 13:00","2019-10-26T05:00:00",45.41]
["20071026:1600",7.51,{"v":100,"d":"100.00"},1,{"v":0,"d":"0.00"},1,336.63,11.34,166,102795,{"$f":"'Bethel TMY 3'!$D$5","v":2019},"10","26","16","10/26/2019 16:00","2019-10-26T08:00:00",45.518]
["20071026:2000",7.66,{"v":100,"d":"100.00"},25,{"v":0,"d":"0.00"},25,337.45,12.07,159,102518,{"$f":"'Bethel TMY 3'!$D$5","v":2019},"10","26","20","10/26/2019 20:00","2019-10-26T12:00:00",45.788]
["20071026:2300",7.96,{"v":100,"d":"100.00"},40,{"v":0,"d":"0.00"},40,{"v":343.2,"d":"343.20"},12.41,154,102139,{"$f":"'Bethel TMY 3'!$D$5","v":2019},"10","26","23","10/26/2019 23:00","2019-10-26T15:00:00",46.328]
["20071027:0300",8.63,{"v":100,"d":"100.00"},0,{"v":0,"d":"0.00"},0,347.52,13.23,156,101733,{"$f":"'Bethel TMY 3'!$D$5","v":2019},"10","27","03","10/27/2019 03:00","2019-10-26T19:00:00",47.534000000000006]
["20071027:0600",9.08,{"v":100,"d":"100.00"},0,{"v":0,"d":"0.00"},0,351.68,12.64,162,101496,{"$f":"'Bethel TMY 3'!$D$5","v":2019},"10","27","06","10/27/2019 06:00","2019-10-26T22:00:00",48.344]
["20071027:1000",9.53,{"v":100,"d":"100.00"},0,{"v":0,"d":"0.00"},0,356.78,9.16,181,101303,{"$f":"'Bethel TMY 3'!$D$5","v":2019},"10","27","10","10/27/2019 10:00","2019-10-27T02:00:00",49.153999999999996]
["20071027:1100",9.58,{"v":100,"d":"100.00"},0,{"v":0,"d":"0.00"},0,{"v":358,"d":"358.00"},8.04,188,101270,{"$f":"'Bethel TMY 3'!$D$5","v":2019},"10","27","11","10/27/2019 11:00","2019-10-27T03:00:00",49.244]
["20071027:1400",9.33,{"v":100,"d":"100.00"},0,{"v":0,"d":"0.00"},0,{"v":357.9,"d":"357.90"},7.27,182,101250,{"$f":"'Bethel TMY 3'!$D$5","v":2019},"10","27","14","10/27/2019 14:00","2019-10-27T06:00:00",48.794]
["20071027:1700",9.19,{"v":100,"d":"100.00"},2,{"v":0,"d":"0.00"},2,{"v":357.7,"d":"357.70"},5.23,218,101260,{"$f":"'Bethel TMY 3'!$D$5","v":2019},"10","27","17","10/27/2019 17:00","2019-10-27T09:00:00",48.542]
["20071027:2100",8.58,{"v":100,"d":"100.00"},26,{"v":0,"d":"0.00"},26,348.33,{"v":4.9,"d":"4.90"},247,101316,{"$f":"'Bethel TMY 3'!$D$5","v":2019},"10","27","21","10/27/2019 21:00","2019-10-27T13:00:00",47.444]
["20071028:0000",8.32,{"v":100,"d":"100.00"},21,{"v":0,"d":"0.00"},21,338.45,4.55,240,101340,{"$f":"'Bethel TMY 3'!$D$5","v":2019},"10","28","00","10/28/2019 00:00","2019-10-27T16:00:00",46.976]
["20071028:0300",8.51,{"v":100,"d":"100.00"},0,{"v":0,"d":"0.00"},0,{"v":334.1,"d":"334.10"},4.69,213,101340,{"$f":"'Bethel TMY 3'!$D$5","v":2019},"10","28","03","10/28/2019 03:00","2019-10-27T19:00:00",47.318]
["20071028:0800",8.23,{"v":100,"d":"100.00"},0,{"v":0,"d":"0.00"},0,342.85,4.86,201,101400,{"$f":"'Bethel TMY 3'!$D$5","v":2019},"10","28","08","10/28/2019 08:00","2019-10-28",46.814]
["20071028:1100",7.88,{"v":100,"d":"100.00"},0,{"v":0,"d":"0.00"},0,333.35,3.77,196,101370,{"$f":"'Bethel TMY 3'!$D$5","v":2019},"10","28","11","10/28/2019 11:00","2019-10-28T03:00:00",46.184]
["20071028:1200",7.68,{"v":100,"d":"100.00"},0,{"v":0,"d":"0.00"},0,329.42,{"v":3.4,"d":"3.40"},189,101363,{"$f":"'Bethel TMY 3'!$D$5","v":2019},"10","28","12","10/28/2019 12:00","2019-10-28T04:00:00",45.824]
["20071028:1500",7.32,{"v":100,"d":"100.00"},0,{"v":0,"d":"0.00"},0,317.02,2.79,171,101356,{"$f":"'Bethel TMY 3'!$D$5","v":2019},"10","28","15","10/28/2019 15:00","2019-10-28T07:00:00",45.176]
["20071028:1800",7.44,{"v":100,"d":"100.00"},110,{"v":50.4,"d":"50.40"},97,{"v":312.2,"d":"312.20"},3.12,167,101363,{"$f":"'Bethel TMY 3'!$D$5","v":2019},"10","28","18","10/28/2019 18:00","2019-10-28T10:00:00",45.392]
["20071028:2200",7.63,{"v":100,"d":"100.00"},20,{"v":0,"d":"0.00"},20,{"v":313.8,"d":"313.80"},3.06,181,101310,{"$f":"'Bethel TMY 3'!$D$5","v":2019},"10","28","22","10/28/2019 22:00","2019-10-28T14:00:00",45.734]
["20071029:0000",7.72,{"v":100,"d":"100.00"},57,26.92,53,304.65,3.17,196,101286,{"$f":"'Bethel TMY 3'!$D$5","v":2019},"10","29","00","10/29/2019 00:00","2019-10-28T16:00:00",45.896]
["20071029:0600",7.46,{"v":100,"d":"100.00"},0,{"v":0,"d":"0.00"},0,277.95,4.83,202,101340,{"$f":"'Bethel TMY 3'!$D$5","v":2019},"10","29","06","10/29/2019 06:00","2019-10-28T22:00:00",45.428]
["20071029:0900",7.31,{"v":100,"d":"100.00"},0,{"v":0,"d":"0.00"},0,278.05,6.08,195,101380,{"$f":"'Bethel TMY 3'!$D$5","v":2019},{"$f":"MID(A7251,5,2)","v":"10"},{"$f":"MID(A7251,7,2)","v":"29"},{"$f":"MID(A7251,10,2)","v":"09"},{"$f":"L7251&\"/\"&M7251&\"/\"&K7251&\" \"&N7251&\":00\"","v":"10/29/2019 09:00"},{"$f":"(DATEVALUE(O7251)+TIMEVALUE(O7251))+($P$16/24)","v":"2019-10-29T01:00:00"},{"$f":"((9/5)*B7251)+32","v":45.158}]
["20071029:1200",7.15,{"v":100,"d":"100.00"},0,{"v":0,"d":"0.00"},0,293.72,6.51,203,101410,{"$f":"'Bethel TMY 3'!$D$5","v":2019},"10","29","12","10/29/2019 12:00","2019-10-29T04:00:00",44.870000000000005]
["20071029:1300",7.22,{"v":100,"d":"100.00"},0,{"v":0,"d":"0.00"},0,303.58,6.48,208,101400,{"$f":"'Bethel TMY 3'!$D$5","v":2019},"10","29","13","10/29/2019 13:00","2019-10-29T05:00:00",44.996]
["20071029:1600",7.31,{"v":100,"d":"100.00"},8,{"v":0,"d":"0.00"},8,321.65,6.67,215,101476,{"$f":"'Bethel TMY 3'!$D$5","v":2019},"10","29","16","10/29/2019 16:00","2019-10-29T08:00:00",45.158]
["20071029:2000",7.29,{"v":100,"d":"100.00"},12,{"v":0,"d":"0.00"},12,320.45,{"v":6.8,"d":"6.80"},223,101649,{"$f":"'Bethel TMY 3'!$D$5","v":2019},"10","29","20","10/29/2019 20:00","2019-10-29T12:00:00",45.122]
["20071030:0100",7.67,{"v":100,"d":"100.00"},2,{"v":0,"d":"0.00"},2,308.73,6.02,206,101759,{"$f":"'Bethel TMY 3'!$D$5","v":2019},"10","30","01","10/30/2019 01:00","2019-10-29T17:00:00",45.806]
["20071030:0300",7.78,{"v":100,"d":"100.00"},0,{"v":0,"d":"0.00"},0,{"v":310.1,"d":"310.10"},6.52,191,101786,{"$f":"'Bethel TMY 3'!$D$5","v":2019},"10","30","03","10/30/2019 03:00","2019-10-29T19:00:00",46.004000000000005]
["20071030:0700",7.51,{"v":100,"d":"100.00"},0,{"v":0,"d":"0.00"},0,{"v":328.1,"d":"328.10"},8.66,168,101746,{"$f":"'Bethel TMY 3'!$D$5","v":2019},"10","30","07","10/30/2019 07:00","2019-10-29T23:00:00",45.518]
["20071030:1000",7.58,{"v":100,"d":"100.00"},0,{"v":0,"d":"0.00"},0,336.28,10.89,167,101656,{"$f":"'Bethel TMY 3'!$D$5","v":2019},"10","30","10","10/30/2019 10:00","2019-10-30T02:00:00",45.644]
["20071030:1300",7.77,{"v":100,"d":"100.00"},0,{"v":0,"d":"0.00"},0,339.02,12.55,174,101520,{"$f":"'Bethel TMY 3'!$D$5","v":2019},"10","30","13","10/30/2019 13:00","2019-10-30T05:00:00",45.986]
["20071030:1400",7.84,{"v":100,"d":"100.00"},0,{"v":0,"d":"0.00"},0,339.65,12.98,177,101470,{"$f":"'Bethel TMY 3'!$D$5","v":2019},"10","30","14","10/30/2019 14:00","2019-10-30T06:00:00",46.112]
["20071030:1700",8.24,{"v":100,"d":"100.00"},4,{"v":0,"d":"0.00"},4,342.55,12.86,185,101390,{"$f":"'Bethel TMY 3'!$D$5","v":2019},"10","30","17","10/30/2019 17:00","2019-10-30T09:00:00",46.832]
["20071030:2200",8.08,{"v":100,"d":"100.00"},25,{"v":0,"d":"0.00"},25,342.98,12.74,183,101270,{"$f":"'Bethel TMY 3'!$D$5","v":2019},"10","30","22","10/30/2019 22:00","2019-10-30T14:00:00",46.544]
["20071031:0100",8.28,{"v":100,"d":"100.00"},0,{"v":0,"d":"0.00"},0,342.98,13.73,171,101177,{"$f":"'Bethel TMY 3'!$D$5","v":2019},"10","31","01","10/31/2019 01:00","2019-10-30T17:00:00",46.903999999999996]
["20071031:0400",8.57,{"v":100,"d":"100.00"},0,{"v":0,"d":"0.00"},0,346.25,15.15,162,100904,{"$f":"'Bethel TMY 3'!$D$5","v":2019},"10","31","04","10/31/2019 04:00","2019-10-30T20:00:00",47.426]
["20071031:0800",9.26,{"v":100,"d":"100.00"},0,{"v":0,"d":"0.00"},0,{"v":351.7,"d":"351.70"},17.94,166,100171,{"$f":"'Bethel TMY 3'!$D$5","v":2019},"10","31","08","10/31/2019 08:00","2019-10-31",48.668]
["20071031:1100",8.25,{"v":100,"d":"100.00"},0,{"v":0,"d":"0.00"},0,347.25,13.21,232,100011,{"$f":"'Bethel TMY 3'!$D$5","v":2019},"10","31","11","10/31/2019 11:00","2019-10-31T03:00:00",46.85]
["20071031:1400",7.12,{"v":100,"d":"100.00"},0,{"v":0,"d":"0.00"},0,304.55,10.59,240,100551,{"$f":"'Bethel TMY 3'!$D$5","v":2019},"10","31","14","10/31/2019 14:00","2019-10-31T06:00:00",44.816]
["20071031:1500",7.13,{"v":100,"d":"100.00"},0,{"v":0,"d":"0.00"},0,298.87,9.89,235,100684,{"$f":"'Bethel TMY 3'!$D$5","v":2019},"10","31","15","10/31/2019 15:00","2019-10-31T07:00:00",44.834]
["20071031:1900",6.96,99.99,254,568.84,75,297.53,8.37,229,101070,{"$f":"'Bethel TMY 3'!$D$5","v":2019},"10","31","19","10/31/2019 19:00","2019-10-31T11:00:00",44.528]
["20071031:2300",6.65,99.99,76,{"v":0,"d":"0.00"},76,294.97,7.44,240,101260,{"$f":"'Bethel TMY 3'!$D$5","v":2019},"10","31","23","10/31/2019 23:00","2019-10-31T15:00:00",43.97]
["20121101:0200",6.42,99.98,0,{"v":0,"d":"0.00"},0,293.05,6.75,224,101000,{"$f":"'Bethel TMY 3'!$D$5","v":2019},"11","01","02","11/01/2019 02:00","2019-10-31T18:00:00",43.556]
["20121101:0500",6.19,99.98,0,{"v":0,"d":"0.00"},0,291.14,6.06,212,101240,{"$f":"'Bethel TMY 3'!$D$5","v":2019},"11","01","05","11/01/2019 05:00","2019-10-31T21:00:00",43.142]
["20121101:0900",6.42,{"v":100,"d":"100.00"},0,{"v":0,"d":"0.00"},0,288.55,6.23,193,101506,{"$f":"'Bethel TMY 3'!$D$5","v":2019},"11","01","09","11/01/2019 09:00","2019-11-01T01:00:00",43.556]
["20121101:1200",{"v":6.7,"d":"6.70"},{"v":100,"d":"100.00"},0,{"v":0,"d":"0.00"},0,297.98,{"v":6.8,"d":"6.80"},171,101560,{"$f":"'Bethel TMY 3'!$D$5","v":2019},"11","01","12","11/01/2019 12:00","2019-11-01T04:00:00",44.06]
["20121101:1300",6.86,{"v":100,"d":"100.00"},0,{"v":0,"d":"0.00"},0,303.92,7.49,165,101540,{"$f":"'Bethel TMY 3'!$D$5","v":2019},"11","01","13","11/01/2019 13:00","2019-11-01T05:00:00",44.348]
["20121101:1600",7.34,{"v":100,"d":"100.00"},0,{"v":0,"d":"0.00"},0,326.88,8.33,154,101466,{"$f":"'Bethel TMY 3'!$D$5","v":2019},"11","01","16","11/01/2019 16:00","2019-11-01T08:00:00",45.212]
["20121101:2000",8.34,{"v":100,"d":"100.00"},27,{"v":0,"d":"0.00"},27,327.65,{"v":7.2,"d":"7.20"},190,101330,{"$f":"'Bethel TMY 3'!$D$5","v":2019},"11","01","20","11/01/2019 20:00","2019-11-01T12:00:00",47.012]
["20121102:0000",8.59,{"v":100,"d":"100.00"},40,{"v":0,"d":"0.00"},40,316.63,5.83,201,101243,{"$f":"'Bethel TMY 3'!$D$5","v":2019},"11","02","00","11/02/2019 00:00","2019-11-01T16:00:00",47.462]
["20121102:0300",8.15,{"v":100,"d":"100.00"},0,{"v":0,"d":"0.00"},0,309.58,5.27,190,101190,{"$f":"'Bethel TMY 3'!$D$5","v":2019},"11","02","03","11/02/2019 03:00","2019-11-01T19:00:00",46.67]
["20121102:0600",8.03,{"v":100,"d":"100.00"},0,{"v":0,"d":"0.00"},0,307.35,{"v":5.1,"d":"5.10"},175,101193,{"$f":"'Bethel TMY 3'!$D$5","v":2019},"11","02","06","11/02/2019 06:00","2019-11-01T22:00:00",46.454]
["20121102:1000",7.84,{"v":100,"d":"100.00"},0,{"v":0,"d":"0.00"},0,306.28,4.29,167,101180,{"$f":"'Bethel TMY 3'!$D$5","v":2019},"11","02","10","11/02/2019 10:00","2019-11-02T02:00:00",46.112]
["20121102:1300",7.92,{"v":100,"d":"100.00"},0,{"v":0,"d":"0.00"},0,311.42,4.51,171,101170,{"$f":"'Bethel TMY 3'!$D$5","v":2019},"11","02","13","11/02/2019 13:00","2019-11-02T05:00:00",46.256]
["20121102:1700",8.16,{"v":100,"d":"100.00"},6,{"v":0,"d":"0.00"},6,{"v":293.2,"d":"293.20"},4.68,198,101270,{"$f":"'Bethel TMY 3'!$D$5","v":2019},"11","02","17","11/02/2019 17:00","2019-11-02T09:00:00",46.688]
["20121102:1800",{"v":8.1,"d":"8.10"},99.73,28,{"v":0,"d":"0.00"},28,290.03,{"v":5.2,"d":"5.20"},215,101323,{"$f":"'Bethel TMY 3'!$D$5","v":2019},"11","02","18","11/02/2019 18:00","2019-11-02T10:00:00",46.58]
["20121102:2100",7.69,98.76,29,{"v":0,"d":"0.00"},29,{"v":286.1,"d":"286.10"},6.32,252,101490,{"$f":"'Bethel TMY 3'!$D$5","v":2019},"11","02","21","11/02/2019 21:00","2019-11-02T13:00:00",45.842]
["20121103:0100",{"v":6.7,"d":"6.70"},{"v":99.3,"d":"99.30"},0,{"v":0,"d":"0.00"},0,280.53,5.27,253,101783,{"$f":"'Bethel TMY 3'!$D$5","v":2019},"11","03","01","11/03/2019 01:00","2019-11-02T17:00:00",44.06]
["20121103:0400",6.46,{"v":100,"d":"100.00"},0,{"v":0,"d":"0.00"},0,277.75,4.24,221,102002,{"$f":"'Bethel TMY 3'!$D$5","v":2019},"11","03","04","11/03/2019 04:00","2019-11-02T20:00:00",43.628]
["20121103:0800",6.87,{"v":100,"d":"100.00"},0,{"v":0,"d":"0.00"},0,{"v":292.9,"d":"292.90"},5.24,182,102189,{"$f":"'Bethel TMY 3'!$D$5","v":2019},"11","03","08","11/03/2019 08:00","2019-11-03",44.366]
["20121103:1100",6.91,{"v":100,"d":"100.00"},0,{"v":0,"d":"0.00"},0,{"v":299.3,"d":"299.30"},6.62,175,102199,{"$f":"'Bethel TMY 3'!$D$5","v":2019},"11","03","11","11/03/2019 11:00","2019-11-03T03:00:00",44.438]
["20121103:1400",6.86,{"v":100,"d":"100.00"},0,{"v":0,"d":"0.00"},0,{"v":302.2,"d":"302.20"},6.48,175,102189,{"$f":"'Bethel TMY 3'!$D$5","v":2019},"11","03","14","11/03/2019 14:00","2019-11-03T06:00:00",44.348]
["20121103:1600",7.19,{"v":100,"d":"100.00"},0,{"v":0,"d":"0.00"},0,304.27,7.15,170,102182,{"$f":"'Bethel TMY 3'!$D$5","v":2019},"11","03","16","11/03/2019 16:00","2019-11-03T08:00:00",44.942]
["20121103:1900",7.74,{"v":100,"d":"100.00"},113,16.71,108,307.07,7.85,165,102139,{"$f":"'Bethel TMY 3'!$D$5","v":2019},"11","03","19","11/03/2019 19:00","2019-11-03T11:00:00",45.932]
["20121103:2200",{"v":8,"d":"8.00"},{"v":100,"d":"100.00"},90,{"v":0,"d":"0.00"},90,313.78,7.68,156,101979,{"$f":"'Bethel TMY 3'!$D$5","v":2019},"11","03","22","11/03/2019 22:00","2019-11-03T14:00:00",46.4]
["20121104:0200",8.29,{"v":100,"d":"100.00"},0,{"v":0,"d":"0.00"},0,304.75,{"v":6.8,"d":"6.80"},126,101739,{"$f":"'Bethel TMY 3'!$D$5","v":2019},"11","04","02","11/04/2019 02:00","2019-11-03T18:00:00",46.922]
["20121104:0500",7.95,{"v":100,"d":"100.00"},0,{"v":0,"d":"0.00"},0,300.05,7.16,98,101490,{"$f":"'Bethel TMY 3'!$D$5","v":2019},"11","04","05","11/04/2019 05:00","2019-11-03T21:00:00",46.31]
["20121104:0900",8.03,{"v":100,"d":"100.00"},0,{"v":0,"d":"0.00"},0,319.27,8.97,89,100977,{"$f":"'Bethel TMY 3'!$D$5","v":2019},"11","04","09","11/04/2019 09:00","2019-11-04T01:00:00",46.454]
["20121104:1100",8.23,{"v":100,"d":"100.00"},0,{"v":0,"d":"0.00"},0,{"v":324.4,"d":"324.40"},10.25,86,100730,{"$f":"'Bethel TMY 3'!$D$5","v":2019},"11","04","11","11/04/2019 11:00","2019-11-04T03:00:00",46.814]
["20121104:1600",9.38,82.52,0,{"v":0,"d":"0.00"},0,333.38,11.81,122,99958,{"$f":"'Bethel TMY 3'!$D$5","v":2019},"11","04","16","11/04/2019 16:00","2019-11-04T08:00:00",48.884]
["20121104:1700",9.41,78.12,4,{"v":0,"d":"0.00"},4,{"v":333.8,"d":"333.80"},12.11,131,99852,{"$f":"'Bethel TMY 3'!$D$5","v":2019},"11","04","17","11/04/2019 17:00","2019-11-04T09:00:00",48.938]
["20121104:2000",9.24,{"v":100,"d":"100.00"},24,{"v":0,"d":"0.00"},24,{"v":349.5,"d":"349.50"},12.69,136,99592,{"$f":"'Bethel TMY 3'!$D$5","v":2019},"11","04","20","11/04/2019 20:00","2019-11-04T12:00:00",48.632000000000005]
["20121104:2300",{"v":9.4,"d":"9.40"},{"v":100,"d":"100.00"},43,{"v":0,"d":"0.00"},43,{"v":353.3,"d":"353.30"},13.39,141,99162,{"$f":"'Bethel TMY 3'!$D$5","v":2019},"11","04","23","11/04/2019 23:00","2019-11-04T15:00:00",48.92]
["20121105:0300",9.62,{"v":100,"d":"100.00"},0,{"v":0,"d":"0.00"},0,339.93,{"v":16,"d":"16.00"},138,98553,{"$f":"'Bethel TMY 3'!$D$5","v":2019},"11","05","03","11/05/2019 03:00","2019-11-04T19:00:00",49.316]
["20121105:0600",9.68,{"v":100,"d":"100.00"},0,{"v":0,"d":"0.00"},0,345.97,16.97,152,98084,{"$f":"'Bethel TMY 3'!$D$5","v":2019},"11","05","06","11/05/2019 06:00","2019-11-04T22:00:00",49.424]
["20121105:0800",9.59,{"v":100,"d":"100.00"},0,{"v":0,"d":"0.00"},0,{"v":351.1,"d":"351.10"},17.92,162,97824,{"$f":"'Bethel TMY 3'!$D$5","v":2019},"11","05","08","11/05/2019 08:00","2019-11-05",49.262]
["20121105:1400",{"v":9.4,"d":"9.40"},{"v":100,"d":"100.00"},0,{"v":0,"d":"0.00"},0,{"v":349.7,"d":"349.70"},16.41,161,97175,{"$f":"'Bethel TMY 3'!$D$5","v":2019},"11","05","14","11/05/2019 14:00","2019-11-05T06:00:00",48.92]
["20121105:1700",8.59,99.84,6,{"v":0,"d":"0.00"},6,335.95,12.07,181,97135,{"$f":"'Bethel TMY 3'!$D$5","v":2019},"11","05","17","11/05/2019 17:00","2019-11-05T09:00:00",47.462]
["20121105:1800",8.55,99.21,15,{"v":0,"d":"0.00"},15,323.67,11.65,180,97175,{"$f":"'Bethel TMY 3'!$D$5","v":2019},"11","05","18","11/05/2019 18:00","2019-11-05T10:00:00",47.39]
["20121105:2100",8.28,98.63,22,{"v":0,"d":"0.00"},22,{"v":299.7,"d":"299.70"},10.82,175,97271,{"$f":"'Bethel TMY 3'!$D$5","v":2019},"11","05","21","11/05/2019 21:00","2019-11-05T13:00:00",46.903999999999996]
["20121106:0100",7.59,{"v":100,"d":"100.00"},0,{"v":0,"d":"0.00"},0,305.17,10.63,169,97478,{"$f":"'Bethel TMY 3'!$D$5","v":2019},"11","06","01","11/06/2019 01:00","2019-11-05T17:00:00",45.662]
["20121106:0400",7.28,{"v":100,"d":"100.00"},0,{"v":0,"d":"0.00"},0,{"v":320.2,"d":"320.20"},10.42,170,97618,{"$f":"'Bethel TMY 3'!$D$5","v":2019},"11","06","04","11/06/2019 04:00","2019-11-05T20:00:00",45.104]
["20121106:0900",7.06,{"v":100,"d":"100.00"},0,{"v":0,"d":"0.00"},0,330.07,10.54,176,97757,{"$f":"'Bethel TMY 3'!$D$5","v":2019},{"$f":"MID(A7443,5,2)","v":"11"},{"$f":"MID(A7443,7,2)","v":"06"},{"$f":"MID(A7443,10,2)","v":"09"},{"$f":"L7443&\"/\"&M7443&\"/\"&K7443&\" \"&N7443&\":00\"","v":"11/06/2019 09:00"},{"$f":"(DATEVALUE(O7443)+TIMEVALUE(O7443))+($P$16/24)","v":"2019-11-06T01:00:00"},{"$f":"((9/5)*B7443)+32","v":44.708}]
["20121106:1200",6.85,{"v":100,"d":"100.00"},0,{"v":0,"d":"0.00"},0,330.62,10.22,183,97887,{"$f":"'Bethel TMY 3'!$D$5","v":2019},"11","06","12","11/06/2019 12:00","2019-11-06T04:00:00",44.33]
["20121106:1500",6.74,{"v":100,"d":"100.00"},0,{"v":0,"d":"0.00"},0,{"v":324.5,"d":"324.50"},9.92,186,98110,{"$f":"'Bethel TMY 3'!$D$5","v":2019},"11","06","15","11/06/2019 15:00","2019-11-06T07:00:00",44.132000000000005]
["20121106:1800",6.83,{"v":100,"d":"100.00"},83,32.98,76,311.43,11.04,179,98263,{"$f":"'Bethel TMY 3'!$D$5","v":2019},"11","06","18","11/06/2019 18:00","2019-11-06T10:00:00",44.294]
["20121106:1900",6.91,{"v":100,"d":"100.00"},55,{"v":0,"d":"0.00"},55,304.67,11.47,179,98303,{"$f":"'Bethel TMY 3'!$D$5","v":2019},"11","06","19","11/06/2019 19:00","2019-11-06T11:00:00",44.438]
["20121106:2200",6.88,{"v":100,"d":"100.00"},16,{"v":0,"d":"0.00"},16,298.93,12.03,184,98343,{"$f":"'Bethel TMY 3'!$D$5","v":2019},"11","06","22","11/06/2019 22:00","2019-11-06T14:00:00",44.384]
["20121107:0200",6.74,{"v":100,"d":"100.00"},0,{"v":0,"d":"0.00"},0,296.15,11.06,176,98653,{"$f":"'Bethel TMY 3'!$D$5","v":2019},"11","07","02","11/07/2019 02:00","2019-11-06T18:00:00",44.132000000000005]
["20121107:0600",6.83,{"v":100,"d":"100.00"},0,{"v":0,"d":"0.00"},0,303.52,11.62,171,98680,{"$f":"'Bethel TMY 3'!$D$5","v":2019},"11","07","06","11/07/2019 06:00","2019-11-06T22:00:00",44.294]
["20121107:0900",6.86,{"v":100,"d":"100.00"},0,{"v":0,"d":"0.00"},0,311.02,{"v":11.3,"d":"11.30"},175,98730,{"$f":"'Bethel TMY 3'!$D$5","v":2019},"11","07","09","11/07/2019 09:00","2019-11-07T01:00:00",44.348]
["20121107:1300",6.72,{"v":100,"d":"100.00"},0,{"v":0,"d":"0.00"},0,324.82,9.96,184,98896,{"$f":"'Bethel TMY 3'!$D$5","v":2019},"11","07","13","11/07/2019 13:00","2019-11-07T05:00:00",44.096000000000004]
["20121107:1600",{"v":6.7,"d":"6.70"},{"v":100,"d":"100.00"},0,{"v":0,"d":"0.00"},0,331.38,8.48,189,99062,{"$f":"'Bethel TMY 3'!$D$5","v":2019},"11","07","16","11/07/2019 16:00","2019-11-07T08:00:00",44.06]
["20121107:1700",6.72,{"v":100,"d":"100.00"},45,75.55,37,333.25,7.86,190,99112,{"$f":"'Bethel TMY 3'!$D$5","v":2019},"11","07","17","11/07/2019 17:00","2019-11-07T09:00:00",44.096000000000004]
["20121107:2000",6.87,{"v":100,"d":"100.00"},182,183.47,124,321.65,7.68,186,99292,{"$f":"'Bethel TMY 3'!$D$5","v":2019},"11","07","20","11/07/2019 20:00","2019-11-07T12:00:00",44.366]
["20121107:2300",6.81,{"v":100,"d":"100.00"},108,159.42,75,307.85,7.68,177,99352,{"$f":"'Bethel TMY 3'!$D$5","v":2019},"11","07","23","11/07/2019 23:00","2019-11-07T15:00:00",44.257999999999996]
["20121108:0400",6.36,{"v":100,"d":"100.00"},0,{"v":0,"d":"0.00"},0,286.28,8.97,166,99625,{"$f":"'Bethel TMY 3'!$D$5","v":2019},"11","08","04","11/08/2019 04:00","2019-11-07T20:00:00",43.448]
["20121108:0700",6.12,{"v":100,"d":"100.00"},0,{"v":0,"d":"0.00"},0,290.13,9.41,159,99685,{"$f":"'Bethel TMY 3'!$D$5","v":2019},"11","08","07","11/08/2019 07:00","2019-11-07T23:00:00",43.016]
["20121108:1000",6.26,{"v":100,"d":"100.00"},0,{"v":0,"d":"0.00"},0,298.07,9.43,156,99695,{"$f":"'Bethel TMY 3'!$D$5","v":2019},"11","08","10","11/08/2019 10:00","2019-11-08T02:00:00",43.268]
["20121108:1400",6.18,{"v":100,"d":"100.00"},0,{"v":0,"d":"0.00"},0,311.65,10.65,162,99712,{"$f":"'Bethel TMY 3'!$D$5","v":2019},"11","08","14","11/08/2019 14:00","2019-11-08T06:00:00",43.124]
["20121108:1700",6.63,{"v":100,"d":"100.00"},10,{"v":0,"d":"0.00"},10,309.05,9.16,171,99772,{"$f":"'Bethel TMY 3'!$D$5","v":2019},"11","08","17","11/08/2019 17:00","2019-11-08T09:00:00",43.934]
["20121108:1800",6.92,{"v":100,"d":"100.00"},15,{"v":0,"d":"0.00"},15,307.75,9.16,167,99808,{"$f":"'Bethel TMY 3'!$D$5","v":2019},"11","08","18","11/08/2019 18:00","2019-11-08T10:00:00",44.456]
["20121109:0000",7.19,{"v":100,"d":"100.00"},39,51.64,34,324.53,{"v":12,"d":"12.00"},132,99775,{"$f":"'Bethel TMY 3'!$D$5","v":2019},"11","09","00","11/09/2019 00:00","2019-11-08T16:00:00",44.942]
["20121109:0100",7.19,{"v":100,"d":"100.00"},0,{"v":0,"d":"0.00"},0,326.37,12.11,128,99718,{"$f":"'Bethel TMY 3'!$D$5","v":2019},{"$f":"MID(A7507,5,2)","v":"11"},{"$f":"MID(A7507,7,2)","v":"09"},{"$f":"MID(A7507,10,2)","v":"01"},{"$f":"L7507&\"/\"&M7507&\"/\"&K7507&\" \"&N7507&\":00\"","v":"11/09/2019 01:00"},{"$f":"(DATEVALUE(O7507)+TIMEVALUE(O7507))+($P$16/24)","v":"2019-11-08T17:00:00"},{"$f":"((9/5)*B7507)+32","v":44.942}]
["20121109:0500",6.86,{"v":100,"d":"100.00"},0,{"v":0,"d":"0.00"},0,306.05,12.37,141,99592,{"$f":"'Bethel TMY 3'!$D$5","v":2019},"11","09","05","11/09/2019 05:00","2019-11-08T21:00:00",44.348]
["20121109:0800",6.51,{"v":100,"d":"100.00"},0,{"v":0,"d":"0.00"},0,{"v":302.3,"d":"302.30"},12.55,152,99612,{"$f":"'Bethel TMY 3'!$D$5","v":2019},"11","09","08","11/09/2019 08:00","2019-11-09",43.718]
["20121109:1100",6.23,{"v":100,"d":"100.00"},0,{"v":0,"d":"0.00"},0,306.55,11.12,152,99592,{"$f":"'Bethel TMY 3'!$D$5","v":2019},"11","09","11","11/09/2019 11:00","2019-11-09T03:00:00",43.214]
["20121109:1500",5.53,{"v":100,"d":"100.00"},0,{"v":0,"d":"0.00"},0,285.22,9.73,159,99582,{"$f":"'Bethel TMY 3'!$D$5","v":2019},"11","09","15","11/09/2019 15:00","2019-11-09T07:00:00",41.954]
["20121109:1800",5.85,98.67,3,{"v":0,"d":"0.00"},3,276.27,9.87,165,99625,{"$f":"'Bethel TMY 3'!$D$5","v":2019},"11","09","18","11/09/2019 18:00","2019-11-09T10:00:00",42.53]
["20121109:2100",{"v":6.3,"d":"6.30"},97.11,15,{"v":0,"d":"0.00"},15,269.17,9.98,171,99695,{"$f":"'Bethel TMY 3'!$D$5","v":2019},"11","09","21","11/09/2019 21:00","2019-11-09T13:00:00",43.34]
["20121109:2300",6.35,99.28,127,338.41,60,{"v":270.1,"d":"270.10"},9.53,174,99742,{"$f":"'Bethel TMY 3'!$D$5","v":2019},"11","09","23","11/09/2019 23:00","2019-11-09T15:00:00",43.43]
["20121110:0200",6.17,{"v":100,"d":"100.00"},0,{"v":0,"d":"0.00"},0,{"v":275.9,"d":"275.90"},9.54,169,99991,{"$f":"'Bethel TMY 3'!$D$5","v":2019},"11","10","02","11/10/2019 02:00","2019-11-09T18:00:00",43.106]
["20121110:0600",6.09,{"v":100,"d":"100.00"},0,{"v":0,"d":"0.00"},0,286.17,{"v":10,"d":"10.00"},166,100164,{"$f":"'Bethel TMY 3'!$D$5","v":2019},"11","10","06","11/10/2019 06:00","2019-11-09T22:00:00",42.962]
["20121110:0900",6.13,{"v":100,"d":"100.00"},0,{"v":0,"d":"0.00"},0,287.15,10.35,169,100221,{"$f":"'Bethel TMY 3'!$D$5","v":2019},"11","10","09","11/10/2019 09:00","2019-11-10T01:00:00",43.034]
["20121110:1300",6.36,{"v":100,"d":"100.00"},0,{"v":0,"d":"0.00"},0,297.38,11.58,174,100188,{"$f":"'Bethel TMY 3'!$D$5","v":2019},"11","10","13","11/10/2019 13:00","2019-11-10T05:00:00",43.448]
["20121110:1600",6.72,{"v":100,"d":"100.00"},0,{"v":0,"d":"0.00"},0,308.78,11.14,182,100208,{"$f":"'Bethel TMY 3'!$D$5","v":2019},"11","10","16","11/10/2019 16:00","2019-11-10T08:00:00",44.096000000000004]
["20121110:1800",6.92,{"v":100,"d":"100.00"},50,{"v":0,"d":"0.00"},50,{"v":310.5,"d":"310.50"},10.24,189,100258,{"$f":"'Bethel TMY 3'!$D$5","v":2019},"11","10","18","11/10/2019 18:00","2019-11-10T10:00:00",44.456]
["20121110:2100",6.95,{"v":100,"d":"100.00"},6,{"v":0,"d":"0.00"},6,{"v":307.2,"d":"307.20"},9.01,200,100324,{"$f":"'Bethel TMY 3'!$D$5","v":2019},"11","10","21","11/10/2019 21:00","2019-11-10T13:00:00",44.51]
["20121111:0000",6.49,{"v":100,"d":"100.00"},1,{"v":0,"d":"0.00"},1,304.63,7.54,203,100404,{"$f":"'Bethel TMY 3'!$D$5","v":2019},"11","11","00","11/11/2019 00:00","2019-11-10T16:00:00",43.682]
["20121111:0300",5.98,{"v":100,"d":"100.00"},0,{"v":0,"d":"0.00"},0,304.57,{"v":6.5,"d":"6.50"},194,100521,{"$f":"'Bethel TMY 3'!$D$5","v":2019},"11","11","03","11/11/2019 03:00","2019-11-10T19:00:00",42.764]
["20121111:0700",5.92,{"v":100,"d":"100.00"},0,{"v":0,"d":"0.00"},0,296.17,7.03,173,100547,{"$f":"'Bethel TMY 3'!$D$5","v":2019},"11","11","07","11/11/2019 07:00","2019-11-10T23:00:00",42.656]
["20121111:1000",5.81,{"v":100,"d":"100.00"},0,{"v":0,"d":"0.00"},0,{"v":305.3,"d":"305.30"},6.82,164,100557,{"$f":"'Bethel TMY 3'!$D$5","v":2019},"11","11","10","11/11/2019 10:00","2019-11-11T02:00:00",42.458]
["20121111:1400",5.59,{"v":100,"d":"100.00"},0,{"v":0,"d":"0.00"},0,{"v":305.6,"d":"305.60"},5.43,152,100661,{"$f":"'Bethel TMY 3'!$D$5","v":2019},"11","11","14","11/11/2019 14:00","2019-11-11T06:00:00",42.062]
["20121111:1500",5.63,{"v":100,"d":"100.00"},0,{"v":0,"d":"0.00"},0,306.05,5.15,150,100707,{"$f":"'Bethel TMY 3'!$D$5","v":2019},"11","11","15","11/11/2019 15:00","2019-11-11T07:00:00",42.134]
["20121111:2100",5.81,{"v":100,"d":"100.00"},44,{"v":0,"d":"0.00"},44,{"v":305.2,"d":"305.20"},3.83,157,100907,{"$f":"'Bethel TMY 3'!$D$5","v":2019},"11","11","21","11/11/2019 21:00","2019-11-11T13:00:00",42.458]
["20121111:2200",5.76,{"v":100,"d":"100.00"},41,{"v":0,"d":"0.00"},41,{"v":305.2,"d":"305.20"},3.68,161,100904,{"$f":"'Bethel TMY 3'!$D$5","v":2019},"11","11","22","11/11/2019 22:00","2019-11-11T14:00:00",42.368]
["20121112:0100",5.91,{"v":100,"d":"100.00"},0,{"v":0,"d":"0.00"},0,288.03,{"v":3.9,"d":"3.90"},181,100934,{"$f":"'Bethel TMY 3'!$D$5","v":2019},"11","12","01","11/12/2019 01:00","2019-11-11T17:00:00",42.638]
["20121112:0400",5.98,{"v":100,"d":"100.00"},0,{"v":0,"d":"0.00"},0,284.25,4.74,188,100910,{"$f":"'Bethel TMY 3'!$D$5","v":2019},"11","12","04","11/12/2019 04:00","2019-11-11T20:00:00",42.764]
["20121112:0800",5.97,{"v":100,"d":"100.00"},0,{"v":0,"d":"0.00"},0,{"v":285,"d":"285.00"},6.79,183,100780,{"$f":"'Bethel TMY 3'!$D$5","v":2019},"11","12","08","11/12/2019 08:00","2019-11-12",42.746]
["20121112:1100",5.99,{"v":100,"d":"100.00"},0,{"v":0,"d":"0.00"},0,{"v":288.7,"d":"288.70"},{"v":8.8,"d":"8.80"},182,100561,{"$f":"'Bethel TMY 3'!$D$5","v":2019},"11","12","11","11/12/2019 11:00","2019-11-12T03:00:00",42.782]
["20121112:1600",6.16,{"v":100,"d":"100.00"},0,{"v":0,"d":"0.00"},0,321.75,14.07,169,99918,{"$f":"'Bethel TMY 3'!$D$5","v":2019},"11","12","16","11/12/2019 16:00","2019-11-12T08:00:00",43.088]
["20121112:1900",6.84,{"v":100,"d":"100.00"},19,{"v":0,"d":"0.00"},19,335.33,19.14,169,99375,{"$f":"'Bethel TMY 3'!$D$5","v":2019},"11","12","19","11/12/2019 19:00","2019-11-12T11:00:00",44.312]
["20121112:2200",6.08,{"v":100,"d":"100.00"},21,{"v":0,"d":"0.00"},21,{"v":343.8,"d":"343.80"},13.37,224,98963,{"$f":"'Bethel TMY 3'!$D$5","v":2019},"11","12","22","11/12/2019 22:00","2019-11-12T14:00:00",42.944]
["20121112:2300",5.57,{"v":100,"d":"100.00"},42,{"v":0,"d":"0.00"},42,346.45,9.49,251,98853,{"$f":"'Bethel TMY 3'!$D$5","v":2019},"11","12","23","11/12/2019 23:00","2019-11-12T15:00:00",42.026]
["20121113:0200",3.66,{"v":99.8,"d":"99.80"},0,{"v":0,"d":"0.00"},0,333.25,11.37,304,99102,{"$f":"'Bethel TMY 3'!$D$5","v":2019},"11","13","02","11/13/2019 02:00","2019-11-12T18:00:00",38.588]
["20121113:0600",3.61,98.73,0,{"v":0,"d":"0.00"},0,291.45,9.39,305,99395,{"$f":"'Bethel TMY 3'!$D$5","v":2019},"11","13","06","11/13/2019 06:00","2019-11-12T22:00:00",38.498]
["20121113:0900",3.06,{"v":100,"d":"100.00"},0,{"v":0,"d":"0.00"},0,270.95,{"v":7.9,"d":"7.90"},293,99585,{"$f":"'Bethel TMY 3'!$D$5","v":2019},"11","13","09","11/13/2019 09:00","2019-11-13T01:00:00",37.508]
["20121113:1300",3.21,{"v":100,"d":"100.00"},0,{"v":0,"d":"0.00"},0,272.22,8.35,300,99885,{"$f":"'Bethel TMY 3'!$D$5","v":2019},"11","13","13","11/13/2019 13:00","2019-11-13T05:00:00",37.778]
["20121113:1700",3.96,{"v":100,"d":"100.00"},30,{"v":0,"d":"0.00"},30,{"v":273.6,"d":"273.60"},7.27,304,100331,{"$f":"'Bethel TMY 3'!$D$5","v":2019},"11","13","17","11/13/2019 17:00","2019-11-13T09:00:00",39.128]
["20121113:2000",5.16,86.14,208,423.88,86,258.15,4.43,281,100561,{"$f":"'Bethel TMY 3'!$D$5","v":2019},"11","13","20","11/13/2019 20:00","2019-11-13T12:00:00",41.288]
["20121113:2300",5.14,{"v":100,"d":"100.00"},83,99.42,65,{"v":273.6,"d":"273.60"},5.57,212,100601,{"$f":"'Bethel TMY 3'!$D$5","v":2019},"11","13","23","11/13/2019 23:00","2019-11-13T15:00:00",41.251999999999995]
["20121114:0000",5.14,{"v":100,"d":"100.00"},28,12.99,27,280.08,6.91,203,100611,{"$f":"'Bethel TMY 3'!$D$5","v":2019},"11","14","00","11/14/2019 00:00","2019-11-13T16:00:00",41.251999999999995]
["20121114:0300",5.15,{"v":100,"d":"100.00"},0,{"v":0,"d":"0.00"},0,301.03,11.07,181,100557,{"$f":"'Bethel TMY 3'!$D$5","v":2019},"11","14","03","11/14/2019 03:00","2019-11-13T19:00:00",41.27]
["20121114:0700",5.49,{"v":100,"d":"100.00"},0,{"v":0,"d":"0.00"},0,323.47,17.39,168,100204,{"$f":"'Bethel TMY 3'!$D$5","v":2019},"11","14","07","11/14/2019 07:00","2019-11-13T23:00:00",41.882000000000005]
["20121114:1000",6.04,{"v":100,"d":"100.00"},0,{"v":0,"d":"0.00"},0,330.47,22.02,164,99808,{"$f":"'Bethel TMY 3'!$D$5","v":2019},"11","14","10","11/14/2019 10:00","2019-11-14T02:00:00",42.872]
["20121114:1400",6.71,{"v":100,"d":"100.00"},0,{"v":0,"d":"0.00"},0,334.65,28.65,158,99112,{"$f":"'Bethel TMY 3'!$D$5","v":2019},"11","14","14","11/14/2019 14:00","2019-11-14T06:00:00",44.078]
["20121114:1800",7.94,{"v":100,"d":"100.00"},12,{"v":0,"d":"0.00"},12,344.52,20.27,190,98759,{"$f":"'Bethel TMY 3'!$D$5","v":2019},"11","14","18","11/14/2019 18:00","2019-11-14T10:00:00",46.292]
["20121114:2100",7.17,99.54,12,{"v":0,"d":"0.00"},12,{"v":328.7,"d":"328.70"},11.84,238,98989,{"$f":"'Bethel TMY 3'!$D$5","v":2019},"11","14","21","11/14/2019 21:00","2019-11-14T13:00:00",44.906]
["20121114:2200",6.75,99.09,60,{"v":0,"d":"0.00"},60,314.95,11.16,243,99126,{"$f":"'Bethel TMY 3'!$D$5","v":2019},"11","14","22","11/14/2019 22:00","2019-11-14T14:00:00",44.15]
["20121115:0100",5.99,98.04,0,{"v":0,"d":"0.00"},0,285.53,7.37,248,99495,{"$f":"'Bethel TMY 3'!$D$5","v":2019},"11","15","01","11/15/2019 01:00","2019-11-14T17:00:00",42.782]
["20121115:0400",{"v":5.1,"d":"5.10"},99.25,0,{"v":0,"d":"0.00"},0,278.23,6.69,232,99678,{"$f":"'Bethel TMY 3'!$D$5","v":2019},"11","15","04","11/15/2019 04:00","2019-11-14T20:00:00",41.18]
["20121115:0700",3.91,{"v":100,"d":"100.00"},0,{"v":0,"d":"0.00"},0,290.57,7.98,234,99772,{"$f":"'Bethel TMY 3'!$D$5","v":2019},"11","15","07","11/15/2019 07:00","2019-11-14T23:00:00",39.038]
["20121115:1200",3.83,99.68,0,{"v":0,"d":"0.00"},0,280.07,5.62,230,99975,{"$f":"'Bethel TMY 3'!$D$5","v":2019},"11","15","12","11/15/2019 12:00","2019-11-15T04:00:00",38.894]
["20121115:1500",3.73,99.35,0,{"v":0,"d":"0.00"},0,279.18,5.72,188,99958,{"$f":"'Bethel TMY 3'!$D$5","v":2019},"11","15","15","11/15/2019 15:00","2019-11-15T07:00:00",38.714]
["20121115:1900",3.88,{"v":100,"d":"100.00"},16,{"v":0,"d":"0.00"},16,297.75,7.94,171,99818,{"$f":"'Bethel TMY 3'!$D$5","v":2019},"11","15","19","11/15/2019 19:00","2019-11-15T11:00:00",38.984]
["20121115:2200",{"v":4.1,"d":"4.10"},{"v":100,"d":"100.00"},143,225.86,88,298.75,6.82,171,99665,{"$f":"'Bethel TMY 3'!$D$5","v":2019},"11","15","22","11/15/2019 22:00","2019-11-15T14:00:00",39.38]
["20121115:2300",4.12,{"v":100,"d":"100.00"},57,{"v":0,"d":"0.00"},57,{"v":297.3,"d":"297.30"},6.17,171,99612,{"$f":"'Bethel TMY 3'!$D$5","v":2019},"11","15","23","11/15/2019 23:00","2019-11-15T15:00:00",39.416]
["20121116:0200",{"v":4.1,"d":"4.10"},{"v":100,"d":"100.00"},0,{"v":0,"d":"0.00"},0,268.35,6.54,132,99622,{"$f":"'Bethel TMY 3'!$D$5","v":2019},"11","16","02","11/16/2019 02:00","2019-11-15T18:00:00",39.38]
["20121116:0800",4.48,{"v":100,"d":"100.00"},0,{"v":0,"d":"0.00"},0,{"v":292.1,"d":"292.10"},9.26,100,98983,{"$f":"'Bethel TMY 3'!$D$5","v":2019},"11","16","08","11/16/2019 08:00","2019-11-16",40.064]
["20121116:1000",4.11,{"v":100,"d":"100.00"},0,{"v":0,"d":"0.00"},0,304.57,9.79,114,98643,{"$f":"'Bethel TMY 3'!$D$5","v":2019},"11","16","10","11/16/2019 10:00","2019-11-16T02:00:00",39.398]
["20121116:1300",4.47,{"v":100,"d":"100.00"},0,{"v":0,"d":"0.00"},0,292.53,10.83,167,98606,{"$f":"'Bethel TMY 3'!$D$5","v":2019},"11","16","13","11/16/2019 13:00","2019-11-16T05:00:00",40.046]
["20121116:1600",4.86,{"v":100,"d":"100.00"},0,{"v":0,"d":"0.00"},0,{"v":275.5,"d":"275.50"},{"v":10,"d":"10.00"},181,98866,{"$f":"'Bethel TMY 3'!$D$5","v":2019},"11","16","16","11/16/2019 16:00","2019-11-16T08:00:00",40.748000000000005]
["20121116:2000",4.16,{"v":100,"d":"100.00"},125,69.18,106,289.55,{"v":8.5,"d":"8.50"},146,99023,{"$f":"'Bethel TMY 3'!$D$5","v":2019},"11","16","20","11/16/2019 20:00","2019-11-16T12:00:00",39.488]
["20121116:2300",3.41,{"v":100,"d":"100.00"},21,{"v":0,"d":"0.00"},21,308.45,7.42,136,98783,{"$f":"'Bethel TMY 3'!$D$5","v":2019},"11","16","23","11/16/2019 23:00","2019-11-16T15:00:00",38.138]
["20121117:0000",{"v":3.5,"d":"3.50"},{"v":100,"d":"100.00"},6,{"v":0,"d":"0.00"},6,{"v":295.7,"d":"295.70"},7.33,154,98849,{"$f":"'Bethel TMY 3'!$D$5","v":2019},"11","17","00","11/17/2019 00:00","2019-11-16T16:00:00",38.3]
["20121117:0500",3.49,{"v":100,"d":"100.00"},0,{"v":0,"d":"0.00"},0,{"v":269.1,"d":"269.10"},5.99,176,99082,{"$f":"'Bethel TMY 3'!$D$5","v":2019},"11","17","05","11/17/2019 05:00","2019-11-16T21:00:00",38.282000000000004]
["20121117:0700",3.52,{"v":100,"d":"100.00"},0,{"v":0,"d":"0.00"},0,269.97,4.59,147,99009,{"$f":"'Bethel TMY 3'!$D$5","v":2019},"11","17","07","11/17/2019 07:00","2019-11-16T23:00:00",38.336]
["20121117:1100",{"v":3.2,"d":"3.20"},{"v":100,"d":"100.00"},0,{"v":0,"d":"0.00"},0,260.25,3.89,52,98703,{"$f":"'Bethel TMY 3'!$D$5","v":2019},"11","17","11","11/17/2019 11:00","2019-11-17T03:00:00",37.76]
["20121117:1400",3.15,{"v":100,"d":"100.00"},0,{"v":0,"d":"0.00"},0,{"v":290.6,"d":"290.60"},4.07,26,98533,{"$f":"'Bethel TMY 3'!$D$5","v":2019},"11","17","14","11/17/2019 14:00","2019-11-17T06:00:00",37.67]
["20121117:1800",2.86,{"v":100,"d":"100.00"},73,92.88,58,294.83,4.01,306,98553,{"$f":"'Bethel TMY 3'!$D$5","v":2019},"11","17","18","11/17/2019 18:00","2019-11-17T10:00:00",37.147999999999996]
["20121117:2100",2.91,{"v":100,"d":"100.00"},18,{"v":0,"d":"0.00"},18,295.42,5.04,245,98769,{"$f":"'Bethel TMY 3'!$D$5","v":2019},"11","17","21","11/17/2019 21:00","2019-11-17T13:00:00",37.238]
["20121118:0000",3.04,{"v":100,"d":"100.00"},5,{"v":0,"d":"0.00"},5,284.52,{"v":7.5,"d":"7.50"},193,99076,{"$f":"'Bethel TMY 3'!$D$5","v":2019},"11","18","00","11/18/2019 00:00","2019-11-17T16:00:00",37.472]
["20121118:0200",3.61,{"v":100,"d":"100.00"},0,{"v":0,"d":"0.00"},0,273.45,10.17,169,99302,{"$f":"'Bethel TMY 3'!$D$5","v":2019},"11","18","02","11/18/2019 02:00","2019-11-17T18:00:00",38.498]
["20121118:0500",3.36,{"v":100,"d":"100.00"},0,{"v":0,"d":"0.00"},0,264.65,13.42,163,99312,{"$f":"'Bethel TMY 3'!$D$5","v":2019},"11","18","05","11/18/2019 05:00","2019-11-17T21:00:00",38.048]
["20121118:0800",3.24,{"v":100,"d":"100.00"},0,{"v":0,"d":"0.00"},0,272.15,12.18,177,99342,{"$f":"'Bethel TMY 3'!$D$5","v":2019},"11","18","08","11/18/2019 08:00","2019-11-18",37.832]
["20121118:1200",3.05,{"v":100,"d":"100.00"},0,{"v":0,"d":"0.00"},0,274.42,8.69,178,99422,{"$f":"'Bethel TMY 3'!$D$5","v":2019},"11","18","12","11/18/2019 12:00","2019-11-18T04:00:00",37.49]
["20121118:1500",2.87,{"v":100,"d":"100.00"},0,{"v":0,"d":"0.00"},0,272.93,{"v":9.3,"d":"9.30"},163,99502,{"$f":"'Bethel TMY 3'!$D$5","v":2019},"11","18","15","11/18/2019 15:00","2019-11-18T07:00:00",37.166]
["20121118:1900",3.78,99.69,95,43.71,85,284.93,10.57,137,99502,{"$f":"'Bethel TMY 3'!$D$5","v":2019},"11","18","19","11/18/2019 19:00","2019-11-18T11:00:00",38.804]
["20121118:2300",4.43,94.58,69,67.87,58,{"v":313.5,"d":"313.50"},11.17,74,98943,{"$f":"'Bethel TMY 3'!$D$5","v":2019},"11","18","23","11/18/2019 23:00","2019-11-18T15:00:00",39.974]
["20121119:0200",4.98,79.08,0,{"v":0,"d":"0.00"},0,330.15,{"v":12.8,"d":"12.80"},85,98593,{"$f":"'Bethel TMY 3'!$D$5","v":2019},"11","19","02","11/19/2019 02:00","2019-11-18T18:00:00",40.964]
["20121119:0300",4.94,82.22,0,{"v":0,"d":"0.00"},0,328.95,12.05,90,98510,{"$f":"'Bethel TMY 3'!$D$5","v":2019},"11","19","03","11/19/2019 03:00","2019-11-18T19:00:00",40.892]
["20121119:0600",4.92,92.34,0,{"v":0,"d":"0.00"},0,322.48,9.25,109,98323,{"$f":"'Bethel TMY 3'!$D$5","v":2019},"11","19","06","11/19/2019 06:00","2019-11-18T22:00:00",40.856]
["20121119:0900",{"v":4.9,"d":"4.90"},{"v":100,"d":"100.00"},0,{"v":0,"d":"0.00"},0,310.93,6.27,156,98330,{"$f":"'Bethel TMY 3'!$D$5","v":2019},"11","19","09","11/19/2019 09:00","2019-11-19T01:00:00",40.82]
["20121119:1300",4.28,{"v":100,"d":"100.00"},0,{"v":0,"d":"0.00"},0,{"v":286.6,"d":"286.60"},6.83,223,98869,{"$f":"'Bethel TMY 3'!$D$5","v":2019},"11","19","13","11/19/2019 13:00","2019-11-19T05:00:00",39.704]
["20121119:1600",{"v":4.3,"d":"4.30"},{"v":100,"d":"100.00"},0,{"v":0,"d":"0.00"},0,273.75,6.86,196,99412,{"$f":"'Bethel TMY 3'!$D$5","v":2019},"11","19","16","11/19/2019 16:00","2019-11-19T08:00:00",39.74]
["20121119:2000",5.35,97.18,124,83.89,102,286.65,9.13,152,99732,{"$f":"'Bethel TMY 3'!$D$5","v":2019},"11","19","20","11/19/2019 20:00","2019-11-19T12:00:00",41.629999999999995]
["20121120:0000",5.58,{"v":100,"d":"100.00"},3,{"v":0,"d":"0.00"},3,296.58,8.74,131,99585,{"$f":"'Bethel TMY 3'!$D$5","v":2019},"11","20","00","11/20/2019 00:00","2019-11-19T16:00:00",42.044]
["20121120:0300",{"v":5.9,"d":"5.90"},{"v":100,"d":"100.00"},0,{"v":0,"d":"0.00"},0,292.88,6.92,110,99432,{"$f":"'Bethel TMY 3'!$D$5","v":2019},"11","20","03","11/20/2019 03:00","2019-11-19T19:00:00",42.620000000000005]
["20121120:0400",5.87,{"v":100,"d":"100.00"},0,{"v":0,"d":"0.00"},0,290.12,6.16,93,99372,{"$f":"'Bethel TMY 3'!$D$5","v":2019},"11","20","04","11/20/2019 04:00","2019-11-19T20:00:00",42.566]
["20121120:0700",{"v":5.3,"d":"5.30"},{"v":100,"d":"100.00"},0,{"v":0,"d":"0.00"},0,284.45,6.44,46,99146,{"$f":"'Bethel TMY 3'!$D$5","v":2019},"11","20","07","11/20/2019 07:00","2019-11-19T23:00:00",41.54]
["20121120:1100",4.42,{"v":100,"d":"100.00"},0,{"v":0,"d":"0.00"},0,{"v":297,"d":"297.00"},6.54,25,98763,{"$f":"'Bethel TMY 3'!$D$5","v":2019},"11","20","11","11/20/2019 11:00","2019-11-20T03:00:00",39.956]
["20121120:1400",3.42,{"v":100,"d":"100.00"},0,{"v":0,"d":"0.00"},0,{"v":304.8,"d":"304.80"},4.15,31,98753,{"$f":"'Bethel TMY 3'!$D$5","v":2019},"11","20","14","11/20/2019 14:00","2019-11-20T06:00:00",38.156]
["20121120:1700",3.41,{"v":100,"d":"100.00"},18,{"v":0,"d":"0.00"},18,305.05,2.48,352,98743,{"$f":"'Bethel TMY 3'!$D$5","v":2019},"11","20","17","11/20/2019 17:00","2019-11-20T09:00:00",38.138]
["20121120:2200",{"v":4.3,"d":"4.30"},{"v":100,"d":"100.00"},75,{"v":0,"d":"0.00"},75,299.43,3.67,263,98979,{"$f":"'Bethel TMY 3'!$D$5","v":2019},"11","20","22","11/20/2019 22:00","2019-11-20T14:00:00",39.74]
["20121121:0100",4.36,{"v":100,"d":"100.00"},0,{"v":0,"d":"0.00"},0,277.83,5.14,227,99236,{"$f":"'Bethel TMY 3'!$D$5","v":2019},"11","21","01","11/21/2019 01:00","2019-11-20T17:00:00",39.848]
["20121121:0400",3.94,{"v":100,"d":"100.00"},0,{"v":0,"d":"0.00"},0,270.23,6.41,214,99425,{"$f":"'Bethel TMY 3'!$D$5","v":2019},"11","21","04","11/21/2019 04:00","2019-11-20T20:00:00",39.092]
["20121121:0500",3.73,{"v":100,"d":"100.00"},0,{"v":0,"d":"0.00"},0,{"v":271.2,"d":"271.20"},6.84,215,99472,{"$f":"'Bethel TMY 3'!$D$5","v":2019},"11","21","05","11/21/2019 05:00","2019-11-20T21:00:00",38.714]
["20121121:0800",3.68,{"v":100,"d":"100.00"},0,{"v":0,"d":"0.00"},0,278.35,{"v":6.7,"d":"6.70"},216,99662,{"$f":"'Bethel TMY 3'!$D$5","v":2019},"11","21","08","11/21/2019 08:00","2019-11-21",38.624]
["20121121:1200",3.51,{"v":100,"d":"100.00"},0,{"v":0,"d":"0.00"},0,{"v":281.7,"d":"281.70"},6.67,194,99868,{"$f":"'Bethel TMY 3'!$D$5","v":2019},"11","21","12","11/21/2019 12:00","2019-11-21T04:00:00",38.318]
["20121121:1400",3.86,{"v":100,"d":"100.00"},0,{"v":0,"d":"0.00"},0,{"v":277.1,"d":"277.10"},7.82,173,99941,{"$f":"'Bethel TMY 3'!$D$5","v":2019},"11","21","14","11/21/2019 14:00","2019-11-21T06:00:00",38.948]
["20121121:1900",4.21,{"v":100,"d":"100.00"},47,{"v":0,"d":"0.00"},47,296.05,10.94,156,99991,{"$f":"'Bethel TMY 3'!$D$5","v":2019},"11","21","19","11/21/2019 19:00","2019-11-21T11:00:00",39.578]
["20121121:2300",3.92,{"v":100,"d":"100.00"},39,{"v":0,"d":"0.00"},39,311.25,9.59,144,99881,{"$f":"'Bethel TMY 3'!$D$5","v":2019},"11","21","23","11/21/2019 23:00","2019-11-21T15:00:00",39.056]
["20121122:0200",4.24,{"v":100,"d":"100.00"},0,{"v":0,"d":"0.00"},0,{"v":323,"d":"323.00"},7.46,124,99762,{"$f":"'Bethel TMY 3'!$D$5","v":2019},"11","22","02","11/22/2019 02:00","2019-11-21T18:00:00",39.632]
["20121122:0300",4.02,{"v":100,"d":"100.00"},0,{"v":0,"d":"0.00"},0,323.03,6.33,113,99728,{"$f":"'Bethel TMY 3'!$D$5","v":2019},"11","22","03","11/22/2019 03:00","2019-11-21T19:00:00",39.236]
["20121122:0600",3.39,{"v":100,"d":"100.00"},0,{"v":0,"d":"0.00"},0,321.25,3.71,73,99675,{"$f":"'Bethel TMY 3'!$D$5","v":2019},"11","22","06","11/22/2019 06:00","2019-11-21T22:00:00",38.102000000000004]
["20121122:0900",3.05,{"v":100,"d":"100.00"},0,{"v":0,"d":"0.00"},0,316.18,{"v":3,"d":"3.00"},24,99735,{"$f":"'Bethel TMY 3'!$D$5","v":2019},{"$f":"MID(A7827,5,2)","v":"11"},{"$f":"MID(A7827,7,2)","v":"22"},{"$f":"MID(A7827,10,2)","v":"09"},{"$f":"L7827&\"/\"&M7827&\"/\"&K7827&\" \"&N7827&\":00\"","v":"11/22/2019 09:00"},{"$f":"(DATEVALUE(O7827)+TIMEVALUE(O7827))+($P$16/24)","v":"2019-11-22T01:00:00"},{"$f":"((9/5)*B7827)+32","v":37.49}]
["20121122:1500",4.01,{"v":100,"d":"100.00"},0,{"v":0,"d":"0.00"},0,288.02,1.13,315,100045,{"$f":"'Bethel TMY 3'!$D$5","v":2019},"11","22","15","11/22/2019 15:00","2019-11-22T07:00:00",39.218]
["20121122:1700",4.15,{"v":100,"d":"100.00"},6,{"v":0,"d":"0.00"},6,278.35,0.22,224,100211,{"$f":"'Bethel TMY 3'!$D$5","v":2019},"11","22","17","11/22/2019 17:00","2019-11-22T09:00:00",39.47]
["20121122:2000",5.17,{"v":100,"d":"100.00"},36,{"v":0,"d":"0.00"},36,{"v":263.8,"d":"263.80"},1.89,193,100421,{"$f":"'Bethel TMY 3'!$D$5","v":2019},"11","22","20","11/22/2019 20:00","2019-11-22T12:00:00",41.306]
["20121123:0000",{"v":5.2,"d":"5.20"},{"v":100,"d":"100.00"},19,{"v":0,"d":"0.00"},19,{"v":267.2,"d":"267.20"},4.84,155,100597,{"$f":"'Bethel TMY 3'!$D$5","v":2019},"11","23","00","11/23/2019 00:00","2019-11-22T16:00:00",41.36]
["20121123:0300",{"v":5.1,"d":"5.10"},{"v":100,"d":"100.00"},0,{"v":0,"d":"0.00"},0,285.92,8.54,140,100711,{"$f":"'Bethel TMY 3'!$D$5","v":2019},"11","23","03","11/23/2019 03:00","2019-11-22T19:00:00",41.18]
["20121123:0400",5.23,{"v":100,"d":"100.00"},0,{"v":0,"d":"0.00"},0,292.33,9.68,138,100691,{"$f":"'Bethel TMY 3'!$D$5","v":2019},"11","23","04","11/23/2019 04:00","2019-11-22T20:00:00",41.414]
["20121123:0700",5.24,{"v":100,"d":"100.00"},0,{"v":0,"d":"0.00"},0,309.95,14.15,131,100484,{"$f":"'Bethel TMY 3'!$D$5","v":2019},"11","23","07","11/23/2019 07:00","2019-11-22T23:00:00",41.432]
["20121123:1200",5.59,{"v":100,"d":"100.00"},0,{"v":0,"d":"0.00"},0,336.22,{"v":16.3,"d":"16.30"},138,99868,{"$f":"'Bethel TMY 3'!$D$5","v":2019},"11","23","12","11/23/2019 12:00","2019-11-23T04:00:00",42.062]
["20121123:1500",6.36,{"v":100,"d":"100.00"},0,{"v":0,"d":"0.00"},0,330.87,11.34,179,99845,{"$f":"'Bethel TMY 3'!$D$5","v":2019},"11","23","15","11/23/2019 15:00","2019-11-23T07:00:00",43.448]
["20121123:1800",6.19,{"v":100,"d":"100.00"},73,196.77,46,305.98,8.64,227,100181,{"$f":"'Bethel TMY 3'!$D$5","v":2019},"11","23","18","11/23/2019 18:00","2019-11-23T10:00:00",43.142]
["20121123:2100",6.17,{"v":100,"d":"100.00"},145,213.03,92,283.52,7.96,224,100657,{"$f":"'Bethel TMY 3'!$D$5","v":2019},"11","23","21","11/23/2019 21:00","2019-11-23T13:00:00",43.106]
["20121124:0100",5.93,{"v":100,"d":"100.00"},0,{"v":0,"d":"0.00"},0,289.25,{"v":6.9,"d":"6.90"},220,101203,{"$f":"'Bethel TMY 3'!$D$5","v":2019},"11","24","01","11/24/2019 01:00","2019-11-23T17:00:00",42.674]
["20121124:0400",5.77,{"v":100,"d":"100.00"},0,{"v":0,"d":"0.00"},0,283.25,6.17,210,101553,{"$f":"'Bethel TMY 3'!$D$5","v":2019},"11","24","04","11/24/2019 04:00","2019-11-23T20:00:00",42.385999999999996]
["20121124:0500",5.73,{"v":100,"d":"100.00"},0,{"v":0,"d":"0.00"},0,{"v":279.3,"d":"279.30"},5.81,206,101659,{"$f":"'Bethel TMY 3'!$D$5","v":2019},"11","24","05","11/24/2019 05:00","2019-11-23T21:00:00",42.314]
["20121124:0900",5.62,{"v":100,"d":"100.00"},0,{"v":0,"d":"0.00"},0,276.85,6.04,164,101886,{"$f":"'Bethel TMY 3'!$D$5","v":2019},"11","24","09","11/24/2019 09:00","2019-11-24T01:00:00",42.116]
["20121124:1200",5.78,{"v":100,"d":"100.00"},0,{"v":0,"d":"0.00"},0,285.97,7.88,136,101816,{"$f":"'Bethel TMY 3'!$D$5","v":2019},"11","24","12","11/24/2019 12:00","2019-11-24T04:00:00",42.403999999999996]
["20121124:1600",5.92,{"v":100,"d":"100.00"},0,{"v":0,"d":"0.00"},0,314.97,10.41,120,101496,{"$f":"'Bethel TMY 3'!$D$5","v":2019},"11","24","16","11/24/2019 16:00","2019-11-24T08:00:00",42.656]
["20121124:1900",5.47,{"v":100,"d":"100.00"},3,{"v":0,"d":"0.00"},3,323.28,13.09,121,101187,{"$f":"'Bethel TMY 3'!$D$5","v":2019},"11","24","19","11/24/2019 19:00","2019-11-24T11:00:00",41.846000000000004]
["20121124:2300",6.01,{"v":100,"d":"100.00"},5,{"v":0,"d":"0.00"},5,335.25,{"v":13.3,"d":"13.30"},122,100581,{"$f":"'Bethel TMY 3'!$D$5","v":2019},"11","24","23","11/24/2019 23:00","2019-11-24T15:00:00",42.818]
["20121125:0200",7.47,{"v":100,"d":"100.00"},0,{"v":0,"d":"0.00"},0,{"v":345.4,"d":"345.40"},11.61,133,100181,{"$f":"'Bethel TMY 3'!$D$5","v":2019},"11","25","02","11/25/2019 02:00","2019-11-24T18:00:00",45.446]
["20121125:0500",8.25,{"v":100,"d":"100.00"},0,{"v":0,"d":"0.00"},0,{"v":351.8,"d":"351.80"},9.96,150,100011,{"$f":"'Bethel TMY 3'!$D$5","v":2019},"11","25","05","11/25/2019 05:00","2019-11-24T21:00:00",46.85]
["20121125:0600",{"v":8.3,"d":"8.30"},{"v":100,"d":"100.00"},0,{"v":0,"d":"0.00"},0,352.63,9.68,155,99971,{"$f":"'Bethel TMY 3'!$D$5","v":2019},"11","25","06","11/25/2019 06:00","2019-11-24T22:00:00",46.94]
["20121125:1000",8.45,{"v":100,"d":"100.00"},0,{"v":0,"d":"0.00"},0,349.17,9.58,167,99812,{"$f":"'Bethel TMY 3'!$D$5","v":2019},"11","25","10","11/25/2019 10:00","2019-11-25T02:00:00",47.21]
["20121125:1300",8.25,{"v":100,"d":"100.00"},0,{"v":0,"d":"0.00"},0,323.83,11.52,162,99752,{"$f":"'Bethel TMY 3'!$D$5","v":2019},"11","25","13","11/25/2019 13:00","2019-11-25T05:00:00",46.85]
["20121125:1700",8.32,{"v":100,"d":"100.00"},3,{"v":0,"d":"0.00"},3,328.05,12.74,165,99642,{"$f":"'Bethel TMY 3'!$D$5","v":2019},"11","25","17","11/25/2019 17:00","2019-11-25T09:00:00",46.976]
["20121125:2000",{"v":8.1,"d":"8.10"},{"v":100,"d":"100.00"},79,{"v":0,"d":"0.00"},79,{"v":320.6,"d":"320.60"},11.79,170,99642,{"$f":"'Bethel TMY 3'!$D$5","v":2019},"11","25","20","11/25/2019 20:00","2019-11-25T12:00:00",46.58]
["20121126:0000",7.56,{"v":100,"d":"100.00"},12,{"v":0,"d":"0.00"},12,333.53,12.27,167,99668,{"$f":"'Bethel TMY 3'!$D$5","v":2019},"11","26","00","11/26/2019 00:00","2019-11-25T16:00:00",45.608]
["20121126:0300",{"v":7.4,"d":"7.40"},{"v":100,"d":"100.00"},0,{"v":0,"d":"0.00"},0,329.53,11.16,180,99872,{"$f":"'Bethel TMY 3'!$D$5","v":2019},"11","26","03","11/26/2019 03:00","2019-11-25T19:00:00",45.32]
["20121126:0700",6.67,{"v":100,"d":"100.00"},0,{"v":0,"d":"0.00"},0,331.07,9.44,226,100211,{"$f":"'Bethel TMY 3'!$D$5","v":2019},"11","26","07","11/26/2019 07:00","2019-11-25T23:00:00",44.006]
["20121126:0800",6.45,{"v":100,"d":"100.00"},0,{"v":0,"d":"0.00"},0,{"v":331.3,"d":"331.30"},9.19,239,100331,{"$f":"'Bethel TMY 3'!$D$5","v":2019},"11","26","08","11/26/2019 08:00","2019-11-26",43.61]
["20121126:1100",5.97,{"v":100,"d":"100.00"},0,{"v":0,"d":"0.00"},0,327.75,8.08,254,100780,{"$f":"'Bethel TMY 3'!$D$5","v":2019},"11","26","11","11/26/2019 11:00","2019-11-26T03:00:00",42.746]
["20121126:1500",5.15,{"v":100,"d":"100.00"},0,{"v":0,"d":"0.00"},0,{"v":302.1,"d":"302.10"},6.34,275,101227,{"$f":"'Bethel TMY 3'!$D$5","v":2019},"11","26","15","11/26/2019 15:00","2019-11-26T07:00:00",41.27]
["20121126:1800",5.02,{"v":100,"d":"100.00"},32,{"v":0,"d":"0.00"},32,304.05,4.61,266,101500,{"$f":"'Bethel TMY 3'!$D$5","v":2019},"11","26","18","11/26/2019 18:00","2019-11-26T10:00:00",41.036]
["20121126:2100",5.25,{"v":100,"d":"100.00"},132,179.99,89,299.15,3.86,244,101643,{"$f":"'Bethel TMY 3'!$D$5","v":2019},"11","26","21","11/26/2019 21:00","2019-11-26T13:00:00",41.45]
["20121127:0100",5.13,{"v":100,"d":"100.00"},0,{"v":0,"d":"0.00"},0,306.28,4.71,194,101683,{"$f":"'Bethel TMY 3'!$D$5","v":2019},"11","27","01","11/27/2019 01:00","2019-11-26T17:00:00",41.234]
["20121127:0400",5.17,{"v":100,"d":"100.00"},0,{"v":0,"d":"0.00"},0,318.88,7.58,170,101653,{"$f":"'Bethel TMY 3'!$D$5","v":2019},"11","27","04","11/27/2019 04:00","2019-11-26T20:00:00",41.306]
["20121127:0800",5.89,{"v":100,"d":"100.00"},0,{"v":0,"d":"0.00"},0,{"v":328.5,"d":"328.50"},9.68,169,101550,{"$f":"'Bethel TMY 3'!$D$5","v":2019},"11","27","08","11/27/2019 08:00","2019-11-27",42.602000000000004]
["20121127:0900",6.07,{"v":100,"d":"100.00"},0,{"v":0,"d":"0.00"},0,324.38,{"v":9.3,"d":"9.30"},173,101510,{"$f":"'Bethel TMY 3'!$D$5","v":2019},"11","27","09","11/27/2019 09:00","2019-11-27T01:00:00",42.926]
["20121127:1200",6.33,{"v":100,"d":"100.00"},0,{"v":0,"d":"0.00"},0,{"v":317.6,"d":"317.60"},8.86,176,101346,{"$f":"'Bethel TMY 3'!$D$5","v":2019},"11","27","12","11/27/2019 12:00","2019-11-27T04:00:00",43.394]
["20121127:1600",6.02,{"v":100,"d":"100.00"},0,{"v":0,"d":"0.00"},0,323.33,8.75,195,101093,{"$f":"'Bethel TMY 3'!$D$5","v":2019},"11","27","16","11/27/2019 16:00","2019-11-27T08:00:00",42.836]
["20121127:1900",5.89,{"v":100,"d":"100.00"},98,118.17,75,299.58,7.52,241,101097,{"$f":"'Bethel TMY 3'!$D$5","v":2019},"11","27","19","11/27/2019 19:00","2019-11-27T11:00:00",42.602000000000004]
["20121127:2200",5.63,{"v":100,"d":"100.00"},67,{"v":0,"d":"0.00"},67,{"v":268.1,"d":"268.10"},5.39,259,101207,{"$f":"'Bethel TMY 3'!$D$5","v":2019},"11","27","22","11/27/2019 22:00","2019-11-27T14:00:00",42.134]
["20121128:0100",4.83,{"v":100,"d":"100.00"},0,{"v":0,"d":"0.00"},0,264.88,4.11,228,101356,{"$f":"'Bethel TMY 3'!$D$5","v":2019},"11","28","01","11/28/2019 01:00","2019-11-27T17:00:00",40.694]
["20121128:0600",4.49,{"v":100,"d":"100.00"},0,{"v":0,"d":"0.00"},0,284.22,6.28,156,101406,{"$f":"'Bethel TMY 3'!$D$5","v":2019},"11","28","06","11/28/2019 06:00","2019-11-27T22:00:00",40.082]
["20121128:0900",{"v":4.7,"d":"4.70"},{"v":100,"d":"100.00"},0,{"v":0,"d":"0.00"},0,309.55,8.83,143,101356,{"$f":"'Bethel TMY 3'!$D$5","v":2019},"11","28","09","11/28/2019 09:00","2019-11-28T01:00:00",40.46]
["20121128:1000",4.67,{"v":100,"d":"100.00"},0,{"v":0,"d":"0.00"},0,315.25,{"v":9.6,"d":"9.60"},139,101293,{"$f":"'Bethel TMY 3'!$D$5","v":2019},"11","28","10","11/28/2019 10:00","2019-11-28T02:00:00",40.406]
["20121128:1300",5.45,{"v":100,"d":"100.00"},0,{"v":0,"d":"0.00"},0,334.95,11.97,133,100790,{"$f":"'Bethel TMY 3'!$D$5","v":2019},"11","28","13","11/28/2019 13:00","2019-11-28T05:00:00",41.81]
["20121128:1700",7.29,{"v":100,"d":"100.00"},4,{"v":0,"d":"0.00"},4,{"v":350,"d":"350.00"},7.49,169,100421,{"$f":"'Bethel TMY 3'!$D$5","v":2019},"11","28","17","11/28/2019 17:00","2019-11-28T09:00:00",45.122]
["20121128:2000",8.08,{"v":100,"d":"100.00"},30,{"v":0,"d":"0.00"},30,351.15,{"v":8.7,"d":"8.70"},210,100421,{"$f":"'Bethel TMY 3'!$D$5","v":2019},"11","28","20","11/28/2019 20:00","2019-11-28T12:00:00",46.544]
["20121128:2200",7.87,{"v":100,"d":"100.00"},26,{"v":0,"d":"0.00"},26,341.12,8.85,217,100441,{"$f":"'Bethel TMY 3'!$D$5","v":2019},"11","28","22","11/28/2019 22:00","2019-11-28T14:00:00",46.166]
["20121129:0400",6.86,{"v":100,"d":"100.00"},0,{"v":0,"d":"0.00"},0,311.73,7.95,212,100734,{"$f":"'Bethel TMY 3'!$D$5","v":2019},"11","29","04","11/29/2019 04:00","2019-11-28T20:00:00",44.348]
["20121129:0700",6.61,{"v":100,"d":"100.00"},0,{"v":0,"d":"0.00"},0,297.37,7.86,208,100890,{"$f":"'Bethel TMY 3'!$D$5","v":2019},"11","29","07","11/29/2019 07:00","2019-11-28T23:00:00",43.898]
["20121129:0800",6.57,{"v":100,"d":"100.00"},0,{"v":0,"d":"0.00"},0,{"v":292.6,"d":"292.60"},{"v":7.9,"d":"7.90"},206,100940,{"$f":"'Bethel TMY 3'!$D$5","v":2019},"11","29","08","11/29/2019 08:00","2019-11-29",43.826]
["20121129:1100",6.33,{"v":100,"d":"100.00"},0,{"v":0,"d":"0.00"},0,{"v":300,"d":"300.00"},{"v":8,"d":"8.00"},205,101070,{"$f":"'Bethel TMY 3'!$D$5","v":2019},"11","29","11","11/29/2019 11:00","2019-11-29T03:00:00",43.394]
["20121129:1400",5.54,{"v":100,"d":"100.00"},0,{"v":0,"d":"0.00"},0,{"v":298.1,"d":"298.10"},7.96,212,101180,{"$f":"'Bethel TMY 3'!$D$5","v":2019},"11","29","14","11/29/2019 14:00","2019-11-29T06:00:00",41.972]
["20121129:1800",5.29,{"v":100,"d":"100.00"},47,51.75,41,284.87,7.79,220,101373,{"$f":"'Bethel TMY 3'!$D$5","v":2019},"11","29","18","11/29/2019 18:00","2019-11-29T10:00:00",41.522]
["20121129:2300",5.14,{"v":100,"d":"100.00"},51,38.48,46,296.35,5.89,230,101520,{"$f":"'Bethel TMY 3'!$D$5","v":2019},"11","29","23","11/29/2019 23:00","2019-11-29T15:00:00",41.251999999999995]
["20121130:0100",4.51,{"v":100,"d":"100.00"},0,{"v":0,"d":"0.00"},0,291.78,5.31,234,101579,{"$f":"'Bethel TMY 3'!$D$5","v":2019},"11","30","01","11/30/2019 01:00","2019-11-29T17:00:00",40.118]
["20121130:0500",{"v":3.4,"d":"3.40"},{"v":100,"d":"100.00"},0,{"v":0,"d":"0.00"},0,286.95,5.16,241,101639,{"$f":"'Bethel TMY 3'!$D$5","v":2019},"11","30","05","11/30/2019 05:00","2019-11-29T21:00:00",38.12]
["20121130:0800",3.39,{"v":100,"d":"100.00"},0,{"v":0,"d":"0.00"},0,{"v":274.5,"d":"274.50"},5.27,261,101739,{"$f":"'Bethel TMY 3'!$D$5","v":2019},"11","30","08","11/30/2019 08:00","2019-11-30",38.102000000000004]
["20121130:0900",3.35,{"v":100,"d":"100.00"},0,{"v":0,"d":"0.00"},0,{"v":272,"d":"272.00"},5.31,268,101803,{"$f":"'Bethel TMY 3'!$D$5","v":2019},{"$f":"MID(A8019,5,2)","v":"11"},{"$f":"MID(A8019,7,2)","v":"30"},{"$f":"MID(A8019,10,2)","v":"09"},{"$f":"L8019&\"/\"&M8019&\"/\"&K8019&\" \"&N8019&\":00\"","v":"11/30/2019 09:00"},{"$f":"(DATEVALUE(O8019)+TIMEVALUE(O8019))+($P$16/24)","v":"2019-11-30T01:00:00"},{"$f":"((9/5)*B8019)+32","v":38.03}]
["20121130:1200",3.35,{"v":100,"d":"100.00"},0,{"v":0,"d":"0.00"},0,269.12,5.33,286,101986,{"$f":"'Bethel TMY 3'!$D$5","v":2019},"11","30","12","11/30/2019 12:00","2019-11-30T04:00:00",38.03]
["20121130:1600",4.22,{"v":99,"d":"99.00"},0,{"v":0,"d":"0.00"},0,277.25,1.25,288,102252,{"$f":"'Bethel TMY 3'!$D$5","v":2019},"11","30","16","11/30/2019 16:00","2019-11-30T08:00:00",39.596000000000004]
["20121130:2000",3.44,97.37,83,13.39,80,261.33,{"v":3.9,"d":"3.90"},274,102538,{"$f":"'Bethel TMY 3'!$D$5","v":2019},"11","30","20","11/30/2019 20:00","2019-11-30T12:00:00",38.192]
["20121130:2300",2.86,88.81,64,140.96,46,249.39,{"v":5.9,"d":"5.90"},271,102618,{"$f":"'Bethel TMY 3'!$D$5","v":2019},"11","30","23","11/30/2019 23:00","2019-11-30T15:00:00",37.147999999999996]
["20121201:0200",2.27,80.26,0,{"v":0,"d":"0.00"},0,237.45,7.89,47,102129,{"$f":"'Bethel TMY 3'!$D$5","v":2019},"12","01","02","12/01/2019 02:00","2019-11-30T18:00:00",36.086]
["20121201:0600",1.49,68.86,0,{"v":0,"d":"0.00"},0,221.53,10.55,63,102175,{"$f":"'Bethel TMY 3'!$D$5","v":2019},"12","01","06","12/01/2019 06:00","2019-11-30T22:00:00",34.682]
["20121201:0900",0.58,{"v":56.2,"d":"56.20"},0,{"v":0,"d":"0.00"},0,209.38,11.28,61,102132,{"$f":"'Bethel TMY 3'!$D$5","v":2019},"12","01","09","12/01/2019 09:00","2019-12-01T01:00:00",33.044]
["20121201:1000",0.26,54.85,0,{"v":0,"d":"0.00"},0,205.77,11.19,59,102096,{"$f":"'Bethel TMY 3'!$D$5","v":2019},"12","01","10","12/01/2019 10:00","2019-12-01T02:00:00",32.468]
["20121201:1300",-0.62,64.68,0,{"v":0,"d":"0.00"},0,204.92,10.35,58,101813,{"$f":"'Bethel TMY 3'!$D$5","v":2019},"12","01","13","12/01/2019 13:00","2019-12-01T05:00:00",30.884]
["20121201:1700",-1.43,67.17,0,{"v":0,"d":"0.00"},0,{"v":199.6,"d":"199.60"},10.79,58,101579,{"$f":"'Bethel TMY 3'!$D$5","v":2019},"12","01","17","12/01/2019 17:00","2019-12-01T09:00:00",29.426000000000002]
["20121201:2100",-1.43,57.17,135,240.41,81,195.13,10.89,54,101147,{"$f":"'Bethel TMY 3'!$D$5","v":2019},"12","01","21","12/01/2019 21:00","2019-12-01T13:00:00",29.426000000000002]
["20121202:0000",-1.87,58.89,16,{"v":0,"d":"0.00"},16,195.12,10.99,55,100824,{"$f":"'Bethel TMY 3'!$D$5","v":2019},"12","02","00","12/02/2019 00:00","2019-12-01T16:00:00",28.634]
["20121202:0400",{"v":-2.7,"d":"-2.70"},60.37,0,{"v":0,"d":"0.00"},0,194.95,{"v":11,"d":"11.00"},63,100491,{"$f":"'Bethel TMY 3'!$D$5","v":2019},"12","02","04","12/02/2019 04:00","2019-12-01T20:00:00",27.14]
["20121202:0700",-3.38,{"v":60.2,"d":"60.20"},0,{"v":0,"d":"0.00"},0,195.25,10.46,63,100261,{"$f":"'Bethel TMY 3'!$D$5","v":2019},"12","02","07","12/02/2019 07:00","2019-12-01T23:00:00",25.916]
["20121202:1000",-4.14,62.05,0,{"v":0,"d":"0.00"},0,199.67,9.75,65,100075,{"$f":"'Bethel TMY 3'!$D$5","v":2019},"12","02","10","12/02/2019 10:00","2019-12-02T02:00:00",24.548000000000002]
["20121202:1400",-4.54,60.77,0,{"v":0,"d":"0.00"},0,{"v":217.5,"d":"217.50"},8.88,86,99931,{"$f":"'Bethel TMY 3'!$D$5","v":2019},"12","02","14","12/02/2019 14:00","2019-12-02T06:00:00",23.828]
["20121202:1500",{"v":-4.6,"d":"-4.60"},61.73,0,{"v":0,"d":"0.00"},0,{"v":223,"d":"223.00"},8.95,88,99951,{"$f":"'Bethel TMY 3'!$D$5","v":2019},"12","02","15","12/02/2019 15:00","2019-12-02T07:00:00",23.72]
["20121202:1800",-4.53,64.38,49,93.84,39,238.52,{"v":8.9,"d":"8.90"},94,100011,{"$f":"'Bethel TMY 3'!$D$5","v":2019},"12","02","18","12/02/2019 18:00","2019-12-02T10:00:00",23.846]
["20121202:2200",-4.07,66.47,53,{"v":0,"d":"0.00"},53,248.68,8.28,92,100071,{"$f":"'Bethel TMY 3'!$D$5","v":2019},"12","02","22","12/02/2019 22:00","2019-12-02T14:00:00",24.674]
["20121203:0100",-3.36,69.85,0,{"v":0,"d":"0.00"},0,241.32,8.86,90,100201,{"$f":"'Bethel TMY 3'!$D$5","v":2019},{"$f":"MID(A8083,5,2)","v":"12"},{"$f":"MID(A8083,7,2)","v":"03"},{"$f":"MID(A8083,10,2)","v":"01"},{"$f":"L8083&\"/\"&M8083&\"/\"&K8083&\" \"&N8083&\":00\"","v":"12/03/2019 01:00"},{"$f":"(DATEVALUE(O8083)+TIMEVALUE(O8083))+($P$16/24)","v":"2019-12-02T17:00:00"},{"$f":"((9/5)*B8083)+32","v":25.951999999999998}]
["20121203:0500",-3.11,74.46,0,{"v":0,"d":"0.00"},0,231.95,10.19,85,100391,{"$f":"'Bethel TMY 3'!$D$5","v":2019},"12","03","05","12/03/2019 05:00","2019-12-02T21:00:00",26.402]
["20121203:0800",-3.72,{"v":78.7,"d":"78.70"},0,{"v":0,"d":"0.00"},0,228.65,11.48,76,100291,{"$f":"'Bethel TMY 3'!$D$5","v":2019},"12","03","08","12/03/2019 08:00","2019-12-03",25.304]
["20121203:1100",-4.76,82.23,0,{"v":0,"d":"0.00"},0,227.15,12.39,66,99971,{"$f":"'Bethel TMY 3'!$D$5","v":2019},"12","03","11","12/03/2019 11:00","2019-12-03T03:00:00",23.432000000000002]
["20121203:1300",-4.92,76.35,0,{"v":0,"d":"0.00"},0,230.88,12.44,60,99725,{"$f":"'Bethel TMY 3'!$D$5","v":2019},"12","03","13","12/03/2019 13:00","2019-12-03T05:00:00",23.144]
["20121203:1600",-4.97,69.88,0,{"v":0,"d":"0.00"},0,248.05,11.63,58,99389,{"$f":"'Bethel TMY 3'!$D$5","v":2019},"12","03","16","12/03/2019 16:00","2019-12-03T08:00:00",23.054000000000002]
["20121203:2000",-4.27,63.92,142,328.96,71,267.65,{"v":9.7,"d":"9.70"},62,99292,{"$f":"'Bethel TMY 3'!$D$5","v":2019},"12","03","20","12/03/2019 20:00","2019-12-03T12:00:00",24.314]
["20121203:2300",-3.99,{"v":65.2,"d":"65.20"},41,{"v":0,"d":"0.00"},41,260.25,9.42,56,99472,{"$f":"'Bethel TMY 3'!$D$5","v":2019},"12","03","23","12/03/2019 23:00","2019-12-03T15:00:00",24.817999999999998]
["20121204:0200",-4.16,{"v":67.1,"d":"67.10"},0,{"v":0,"d":"0.00"},0,254.55,9.19,44,99792,{"$f":"'Bethel TMY 3'!$D$5","v":2019},"12","04","02","12/04/2019 02:00","2019-12-03T18:00:00",24.512]
["20121204:0600",-3.47,68.04,0,{"v":0,"d":"0.00"},0,{"v":258.4,"d":"258.40"},9.66,28,100018,{"$f":"'Bethel TMY 3'!$D$5","v":2019},"12","04","06","12/04/2019 06:00","2019-12-03T22:00:00",25.753999999999998]
["20121204:0800",-3.14,67.28,0,{"v":0,"d":"0.00"},0,{"v":263.6,"d":"263.60"},9.41,25,100151,{"$f":"'Bethel TMY 3'!$D$5","v":2019},"12","04","08","12/04/2019 08:00","2019-12-04",26.348]
["20121204:1300",-2.68,75.05,0,{"v":0,"d":"0.00"},0,255.93,7.64,22,100694,{"$f":"'Bethel TMY 3'!$D$5","v":2019},"12","04","13","12/04/2019 13:00","2019-12-04T05:00:00",27.176]
["20121204:1400",-2.63,79.18,0,{"v":0,"d":"0.00"},0,{"v":252,"d":"252.00"},7.12,23,100820,{"$f":"'Bethel TMY 3'!$D$5","v":2019},"12","04","14","12/04/2019 14:00","2019-12-04T06:00:00",27.266]
["20121204:1700",{"v":-2.5,"d":"-2.50"},82.65,0,{"v":0,"d":"0.00"},0,{"v":240.4,"d":"240.40"},6.08,27,101250,{"$f":"'Bethel TMY 3'!$D$5","v":2019},"12","04","17","12/04/2019 17:00","2019-12-04T09:00:00",27.5]
["20121204:2100",-1.36,69.13,191,602.45,60,235.92,5.04,28,101659,{"$f":"'Bethel TMY 3'!$D$5","v":2019},"12","04","21","12/04/2019 21:00","2019-12-04T13:00:00",29.552]
["20121205:0000",-0.98,{"v":76.8,"d":"76.80"},14,{"v":0,"d":"0.00"},14,238.47,{"v":4.9,"d":"4.90"},38,101939,{"$f":"'Bethel TMY 3'!$D$5","v":2019},"12","05","00","12/05/2019 00:00","2019-12-04T16:00:00",30.236]
["20121205:0300",-0.65,82.48,0,{"v":0,"d":"0.00"},0,231.77,5.45,54,102219,{"$f":"'Bethel TMY 3'!$D$5","v":2019},"12","05","03","12/05/2019 03:00","2019-12-04T19:00:00",30.83]
["20121205:0500",-0.62,86.47,0,{"v":0,"d":"0.00"},0,{"v":243.5,"d":"243.50"},5.54,57,102299,{"$f":"'Bethel TMY 3'!$D$5","v":2019},"12","05","05","12/05/2019 05:00","2019-12-04T21:00:00",30.884]
["20121205:1100",-0.87,97.89,0,{"v":0,"d":"0.00"},0,261.15,4.99,59,102438,{"$f":"'Bethel TMY 3'!$D$5","v":2019},"12","05","11","12/05/2019 11:00","2019-12-05T03:00:00",30.434]
["20121205:1400",-0.52,{"v":100,"d":"100.00"},0,{"v":0,"d":"0.00"},0,{"v":241.2,"d":"241.20"},5.02,54,102418,{"$f":"'Bethel TMY 3'!$D$5","v":2019},"12","05","14","12/05/2019 14:00","2019-12-05T06:00:00",31.064]
["20121205:1500",-0.53,{"v":100,"d":"100.00"},0,{"v":0,"d":"0.00"},0,242.98,4.94,55,102422,{"$f":"'Bethel TMY 3'!$D$5","v":2019},"12","05","15","12/05/2019 15:00","2019-12-05T07:00:00",31.046]
["20121205:1800",-0.26,94.86,71,356.82,36,250.08,4.58,56,102412,{"$f":"'Bethel TMY 3'!$D$5","v":2019},"12","05","18","12/05/2019 18:00","2019-12-05T10:00:00",31.532]
["20121205:2200",0.31,90.92,155,544.26,55,257.48,3.93,50,102319,{"$f":"'Bethel TMY 3'!$D$5","v":2019},"12","05","22","12/05/2019 22:00","2019-12-05T14:00:00",32.558]
["20121206:0100",-0.11,98.03,0,{"v":0,"d":"0.00"},0,247.02,3.73,41,102255,{"$f":"'Bethel TMY 3'!$D$5","v":2019},"12","06","01","12/06/2019 01:00","2019-12-05T17:00:00",31.802]
["20121206:0600",-0.58,{"v":100,"d":"100.00"},0,{"v":0,"d":"0.00"},0,226.63,{"v":3.2,"d":"3.20"},22,102179,{"$f":"'Bethel TMY 3'!$D$5","v":2019},"12","06","06","12/06/2019 06:00","2019-12-05T22:00:00",30.956]
["20121206:0900",-0.61,{"v":100,"d":"100.00"},0,{"v":0,"d":"0.00"},0,223.85,3.42,10,102145,{"$f":"'Bethel TMY 3'!$D$5","v":2019},"12","06","09","12/06/2019 09:00","2019-12-06T01:00:00",30.902]
["20121206:1200",-0.63,{"v":100,"d":"100.00"},0,{"v":0,"d":"0.00"},0,{"v":226.4,"d":"226.40"},3.43,5,102106,{"$f":"'Bethel TMY 3'!$D$5","v":2019},"12","06","12","12/06/2019 12:00","2019-12-06T04:00:00",30.866]
["20121206:1300",-0.74,{"v":100,"d":"100.00"},0,{"v":0,"d":"0.00"},0,227.65,3.39,5,102092,{"$f":"'Bethel TMY 3'!$D$5","v":2019},"12","06","13","12/06/2019 13:00","2019-12-06T05:00:00",30.668]
["20121206:1600",-0.69,{"v":100,"d":"100.00"},0,{"v":0,"d":"0.00"},0,{"v":234.5,"d":"234.50"},3.36,4,102079,{"$f":"'Bethel TMY 3'!$D$5","v":2019},"12","06","16","12/06/2019 16:00","2019-12-06T08:00:00",30.758]
["20121206:1900",-0.21,93.51,93,195.85,60,{"v":236.8,"d":"236.80"},3.29,0,102072,{"$f":"'Bethel TMY 3'!$D$5","v":2019},"12","06","19","12/06/2019 19:00","2019-12-06T11:00:00",31.622]
["20121206:2300",0.78,98.05,84,376.32,40,225.95,3.88,348,102079,{"$f":"'Bethel TMY 3'!$D$5","v":2019},"12","06","23","12/06/2019 23:00","2019-12-06T15:00:00",33.404]
["20121207:0300",0.34,{"v":100,"d":"100.00"},0,{"v":0,"d":"0.00"},0,222.45,3.31,8,102192,{"$f":"'Bethel TMY 3'!$D$5","v":2019},"12","07","03","12/07/2019 03:00","2019-12-06T19:00:00",32.612]
["20121207:0600",{"v":0.6,"d":"0.60"},{"v":100,"d":"100.00"},0,{"v":0,"d":"0.00"},0,223.78,2.97,2,102265,{"$f":"'Bethel TMY 3'!$D$5","v":2019},"12","07","06","12/07/2019 06:00","2019-12-06T22:00:00",33.08]
["20121207:1000",{"v":1,"d":"1.00"},{"v":100,"d":"100.00"},0,{"v":0,"d":"0.00"},0,229.15,3.16,345,102379,{"$f":"'Bethel TMY 3'!$D$5","v":2019},"12","07","10","12/07/2019 10:00","2019-12-07T02:00:00",33.8]
["20121207:1300",0.68,{"v":100,"d":"100.00"},0,{"v":0,"d":"0.00"},0,239.67,3.07,353,102415,{"$f":"'Bethel TMY 3'!$D$5","v":2019},"12","07","13","12/07/2019 13:00","2019-12-07T05:00:00",33.224000000000004]
["20121207:1400",0.47,{"v":100,"d":"100.00"},0,{"v":0,"d":"0.00"},0,{"v":244.2,"d":"244.20"},2.94,359,102418,{"$f":"'Bethel TMY 3'!$D$5","v":2019},"12","07","14","12/07/2019 14:00","2019-12-07T06:00:00",32.846]
["20121207:1700",1.04,{"v":100,"d":"100.00"},0,{"v":0,"d":"0.00"},0,242.55,3.08,352,102528,{"$f":"'Bethel TMY 3'!$D$5","v":2019},"12","07","17","12/07/2019 17:00","2019-12-07T09:00:00",33.872]
["20121207:2000",2.04,91.45,79,19.37,75,240.25,3.05,353,102638,{"$f":"'Bethel TMY 3'!$D$5","v":2019},"12","07","20","12/07/2019 20:00","2019-12-07T12:00:00",35.672]
["20121208:0000",2.21,96.83,12,{"v":0,"d":"0.00"},12,239.53,{"v":3.3,"d":"3.30"},357,102778,{"$f":"'Bethel TMY 3'!$D$5","v":2019},"12","08","00","12/08/2019 00:00","2019-12-07T16:00:00",35.978]
["20121208:0400",2.33,{"v":100,"d":"100.00"},0,{"v":0,"d":"0.00"},0,238.77,{"v":2.1,"d":"2.10"},24,102891,{"$f":"'Bethel TMY 3'!$D$5","v":2019},"12","08","04","12/08/2019 04:00","2019-12-07T20:00:00",36.194]
["20121208:0800",{"v":2.7,"d":"2.70"},{"v":100,"d":"100.00"},0,{"v":0,"d":"0.00"},0,{"v":252,"d":"252.00"},1.34,358,102988,{"$f":"'Bethel TMY 3'!$D$5","v":2019},"12","08","08","12/08/2019 08:00","2019-12-08",36.86]
["20121208:1100",3.17,{"v":100,"d":"100.00"},0,{"v":0,"d":"0.00"},0,265.85,1.54,9,103058,{"$f":"'Bethel TMY 3'!$D$5","v":2019},"12","08","11","12/08/2019 11:00","2019-12-08T03:00:00",37.706]
["20121208:1400",2.79,{"v":100,"d":"100.00"},0,{"v":0,"d":"0.00"},0,{"v":275.9,"d":"275.90"},{"v":1.7,"d":"1.70"},73,103108,{"$f":"'Bethel TMY 3'!$D$5","v":2019},"12","08","14","12/08/2019 14:00","2019-12-08T06:00:00",37.022]
["20121208:1500",2.94,{"v":100,"d":"100.00"},0,{"v":0,"d":"0.00"},0,279.22,{"v":1.7,"d":"1.70"},81,103108,{"$f":"'Bethel TMY 3'!$D$5","v":2019},"12","08","15","12/08/2019 15:00","2019-12-08T07:00:00",37.292]
["20121208:1800",3.53,{"v":100,"d":"100.00"},24,{"v":0,"d":"0.00"},24,288.77,1.76,106,103088,{"$f":"'Bethel TMY 3'!$D$5","v":2019},"12","08","18","12/08/2019 18:00","2019-12-08T10:00:00",38.354]
["20121208:2100",4.13,{"v":100,"d":"100.00"},79,14.31,76,296.28,2.06,124,103014,{"$f":"'Bethel TMY 3'!$D$5","v":2019},"12","08","21","12/08/2019 21:00","2019-12-08T13:00:00",39.434]
["20121209:0200",{"v":3.7,"d":"3.70"},{"v":100,"d":"100.00"},0,{"v":0,"d":"0.00"},0,{"v":317.2,"d":"317.20"},6.19,140,102708,{"$f":"'Bethel TMY 3'!$D$5","v":2019},"12","09","02","12/09/2019 02:00","2019-12-08T18:00:00",38.66]
["20121209:0500",3.87,{"v":100,"d":"100.00"},0,{"v":0,"d":"0.00"},0,327.95,{"v":8.3,"d":"8.30"},157,102468,{"$f":"'Bethel TMY 3'!$D$5","v":2019},"12","09","05","12/09/2019 05:00","2019-12-08T21:00:00",38.966]
["20121209:0900",5.04,{"v":100,"d":"100.00"},0,{"v":0,"d":"0.00"},0,332.87,8.51,180,102212,{"$f":"'Bethel TMY 3'!$D$5","v":2019},"12","09","09","12/09/2019 09:00","2019-12-09T01:00:00",41.072]
["20121209:1200",5.26,{"v":100,"d":"100.00"},0,{"v":0,"d":"0.00"},0,335.47,7.44,182,102152,{"$f":"'Bethel TMY 3'!$D$5","v":2019},"12","09","12","12/09/2019 12:00","2019-12-09T04:00:00",41.468]
["20121209:1500",4.92,{"v":100,"d":"100.00"},0,{"v":0,"d":"0.00"},0,334.28,5.12,192,102222,{"$f":"'Bethel TMY 3'!$D$5","v":2019},"12","09","15","12/09/2019 15:00","2019-12-09T07:00:00",40.856]
["20121209:1600",{"v":5.1,"d":"5.10"},{"v":100,"d":"100.00"},0,{"v":0,"d":"0.00"},0,334.17,4.55,211,102225,{"$f":"'Bethel TMY 3'!$D$5","v":2019},"12","09","16","12/09/2019 16:00","2019-12-09T08:00:00",41.18]
["20121209:2200",5.31,{"v":100,"d":"100.00"},94,169.06,64,325.77,3.81,320,102402,{"$f":"'Bethel TMY 3'!$D$5","v":2019},"12","09","22","12/09/2019 22:00","2019-12-09T14:00:00",41.558]
["20121209:2300",5.12,{"v":100,"d":"100.00"},80,{"v":362.1,"d":"362.10"},39,322.35,3.64,330,102418,{"$f":"'Bethel TMY 3'!$D$5","v":2019},"12","09","23","12/09/2019 23:00","2019-12-09T15:00:00",41.216]
["20121210:0300",3.93,{"v":100,"d":"100.00"},0,{"v":0,"d":"0.00"},0,316.98,2.74,74,102662,{"$f":"'Bethel TMY 3'!$D$5","v":2019},"12","10","03","12/10/2019 03:00","2019-12-09T19:00:00",39.074]
["20121210:0600",3.59,{"v":100,"d":"100.00"},0,{"v":0,"d":"0.00"},0,317.85,{"v":3.9,"d":"3.90"},106,102691,{"$f":"'Bethel TMY 3'!$D$5","v":2019},"12","10","06","12/10/2019 06:00","2019-12-09T22:00:00",38.462]
["20121210:1000",3.11,{"v":100,"d":"100.00"},0,{"v":0,"d":"0.00"},0,315.82,5.45,123,102685,{"$f":"'Bethel TMY 3'!$D$5","v":2019},"12","10","10","12/10/2019 10:00","2019-12-10T02:00:00",37.598]
["20121210:1300",3.45,{"v":100,"d":"100.00"},0,{"v":0,"d":"0.00"},0,309.97,6.65,122,102532,{"$f":"'Bethel TMY 3'!$D$5","v":2019},"12","10","13","12/10/2019 13:00","2019-12-10T05:00:00",38.21]
["20121210:1600",3.66,{"v":100,"d":"100.00"},0,{"v":0,"d":"0.00"},0,316.23,8.16,126,102332,{"$f":"'Bethel TMY 3'!$D$5","v":2019},"12","10","16","12/10/2019 16:00","2019-12-10T08:00:00",38.588]
["20121210:1900",3.97,{"v":100,"d":"100.00"},16,{"v":0,"d":"0.00"},16,326.18,10.34,132,102162,{"$f":"'Bethel TMY 3'!$D$5","v":2019},"12","10","19","12/10/2019 19:00","2019-12-10T11:00:00",39.146]
["20121210:2100",4.37,{"v":100,"d":"100.00"},15,{"v":0,"d":"0.00"},15,331.35,11.56,134,102012,{"$f":"'Bethel TMY 3'!$D$5","v":2019},"12","10","21","12/10/2019 21:00","2019-12-10T13:00:00",39.866]
["20121211:0100",5.01,{"v":100,"d":"100.00"},0,{"v":0,"d":"0.00"},0,336.85,13.15,132,101686,{"$f":"'Bethel TMY 3'!$D$5","v":2019},{"$f":"MID(A8275,5,2)","v":"12"},{"$f":"MID(A8275,7,2)","v":"11"},{"$f":"MID(A8275,10,2)","v":"01"},{"$f":"L8275&\"/\"&M8275&\"/\"&K8275&\" \"&N8275&\":00\"","v":"12/11/2019 01:00"},{"$f":"(DATEVALUE(O8275)+TIMEVALUE(O8275))+($P$16/24)","v":"2019-12-10T17:00:00"},{"$f":"((9/5)*B8275)+32","v":41.018}]
["20121211:0400",5.69,{"v":100,"d":"100.00"},0,{"v":0,"d":"0.00"},0,{"v":340.4,"d":"340.40"},14.41,133,101346,{"$f":"'Bethel TMY 3'!$D$5","v":2019},"12","11","04","12/11/2019 04:00","2019-12-10T20:00:00",42.242000000000004]
["20121211:0700",6.44,{"v":100,"d":"100.00"},0,{"v":0,"d":"0.00"},0,342.82,15.54,142,100950,{"$f":"'Bethel TMY 3'!$D$5","v":2019},"12","11","07","12/11/2019 07:00","2019-12-10T23:00:00",43.592]
["20121211:1100",6.66,{"v":100,"d":"100.00"},0,{"v":0,"d":"0.00"},0,345.75,12.95,159,100521,{"$f":"'Bethel TMY 3'!$D$5","v":2019},"12","11","11","12/11/2019 11:00","2019-12-11T03:00:00",43.988]
["20121211:1200",6.53,{"v":100,"d":"100.00"},0,{"v":0,"d":"0.00"},0,345.13,11.37,168,100441,{"$f":"'Bethel TMY 3'!$D$5","v":2019},"12","11","12","12/11/2019 12:00","2019-12-11T04:00:00",43.754000000000005]
["20121211:1600",5.62,{"v":100,"d":"100.00"},0,{"v":0,"d":"0.00"},0,{"v":342.2,"d":"342.20"},7.76,232,100341,{"$f":"'Bethel TMY 3'!$D$5","v":2019},"12","11","16","12/11/2019 16:00","2019-12-11T08:00:00",42.116]
["20121211:1700",5.29,{"v":100,"d":"100.00"},0,{"v":0,"d":"0.00"},0,341.35,7.53,255,100371,{"$f":"'Bethel TMY 3'!$D$5","v":2019},"12","11","17","12/11/2019 17:00","2019-12-11T09:00:00",41.522]
["20121211:1800",5.14,{"v":100,"d":"100.00"},11,{"v":0,"d":"0.00"},11,337.17,7.67,259,100451,{"$f":"'Bethel TMY 3'!$D$5","v":2019},"12","11","18","12/11/2019 18:00","2019-12-11T10:00:00",41.251999999999995]
["20121211:1900",4.99,{"v":100,"d":"100.00"},25,{"v":0,"d":"0.00"},25,332.98,7.82,262,100531,{"$f":"'Bethel TMY 3'!$D$5","v":2019},"12","11","19","12/11/2019 19:00","2019-12-11T11:00:00",40.982]
["20121211:2000",4.83,{"v":100,"d":"100.00"},38,{"v":0,"d":"0.00"},38,{"v":328.8,"d":"328.80"},7.96,265,100611,{"$f":"'Bethel TMY 3'!$D$5","v":2019},"12","11","20","12/11/2019 20:00","2019-12-11T12:00:00",40.694]
["20121211:2100",4.75,{"v":100,"d":"100.00"},107,146.34,77,317.85,7.53,264,100691,{"$f":"'Bethel TMY 3'!$D$5","v":2019},"12","11","21","12/11/2019 21:00","2019-12-11T13:00:00",40.55]
["20121211:2200",4.67,{"v":100,"d":"100.00"},44,{"v":0,"d":"0.00"},44,{"v":306.9,"d":"306.90"},{"v":7.1,"d":"7.10"},262,100770,{"$f":"'Bethel TMY 3'!$D$5","v":2019},"12","11","22","12/11/2019 22:00","2019-12-11T14:00:00",40.406]
["20121211:2300",4.59,{"v":100,"d":"100.00"},25,{"v":0,"d":"0.00"},25,295.95,6.68,261,100850,{"$f":"'Bethel TMY 3'!$D$5","v":2019},"12","11","23","12/11/2019 23:00","2019-12-11T15:00:00",40.262]
["20121212:0000",4.44,{"v":100,"d":"100.00"},0,{"v":0,"d":"0.00"},0,294.07,6.82,262,100924,{"$f":"'Bethel TMY 3'!$D$5","v":2019},"12","12","00","12/12/2019 00:00","2019-12-11T16:00:00",39.992000000000004]
["20121212:0100",4.29,{"v":100,"d":"100.00"},0,{"v":0,"d":"0.00"},0,292.18,6.96,263,100997,{"$f":"'Bethel TMY 3'!$D$5","v":2019},"12","12","01","12/12/2019 01:00","2019-12-11T17:00:00",39.722]
["20121212:0200",4.14,{"v":100,"d":"100.00"},0,{"v":0,"d":"0.00"},0,{"v":290.3,"d":"290.30"},{"v":7.1,"d":"7.10"},265,101070,{"$f":"'Bethel TMY 3'!$D$5","v":2019},"12","12","02","12/12/2019 02:00","2019-12-11T18:00:00",39.452]
["20121212:0300",4.15,{"v":100,"d":"100.00"},0,{"v":0,"d":"0.00"},0,287.07,{"v":7.4,"d":"7.40"},262,101137,{"$f":"'Bethel TMY 3'!$D$5","v":2019},"12","12","03","12/12/2019 03:00","2019-12-11T19:00:00",39.47]
["20121212:0400",4.17,{"v":100,"d":"100.00"},0,{"v":0,"d":"0.00"},0,283.83,{"v":7.7,"d":"7.70"},259,101203,{"$f":"'Bethel TMY 3'!$D$5","v":2019},"12","12","04","12/12/2019 04:00","2019-12-11T20:00:00",39.506]
["20121212:0500",4.18,{"v":100,"d":"100.00"},0,{"v":0,"d":"0.00"},0,{"v":280.6,"d":"280.60"},{"v":8,"d":"8.00"},257,101270,{"$f":"'Bethel TMY 3'!$D$5","v":2019},"12","12","05","12/12/2019 05:00","2019-12-11T21:00:00",39.524]
["20121212:0600",4.28,{"v":100,"d":"100.00"},0,{"v":0,"d":"0.00"},0,{"v":281.8,"d":"281.80"},7.83,255,101323,{"$f":"'Bethel TMY 3'!$D$5","v":2019},"12","12","06","12/12/2019 06:00","2019-12-11T22:00:00",39.704]
["20121212:0700",4.38,{"v":100,"d":"100.00"},0,{"v":0,"d":"0.00"},0,{"v":283,"d":"283.00"},7.67,253,101376,{"$f":"'Bethel TMY 3'!$D$5","v":2019},"12","12","07","12/12/2019 07:00","2019-12-11T23:00:00",39.884]
["20121212:0800",4.49,{"v":100,"d":"100.00"},0,{"v":0,"d":"0.00"},0,{"v":284.2,"d":"284.20"},{"v":7.5,"d":"7.50"},252,101430,{"$f":"'Bethel TMY 3'!$D$5","v":2019},"12","12","08","12/12/2019 08:00","2019-12-12",40.082]
["20121212:0900",4.49,{"v":100,"d":"100.00"},0,{"v":0,"d":"0.00"},0,{"v":283.3,"d":"283.30"},7.43,252,101500,{"$f":"'Bethel TMY 3'!$D$5","v":2019},"12","12","09","12/12/2019 09:00","2019-12-12T01:00:00",40.082]
["20121212:1000",{"v":4.5,"d":"4.50"},{"v":100,"d":"100.00"},0,{"v":0,"d":"0.00"},0,{"v":282.4,"d":"282.40"},7.35,253,101569,{"$f":"'Bethel TMY 3'!$D$5","v":2019},"12","12","10","12/12/2019 10:00","2019-12-12T02:00:00",40.1]
["20121212:1100",4.51,{"v":100,"d":"100.00"},0,{"v":0,"d":"0.00"},0,{"v":281.5,"d":"281.50"},7.27,253,101639,{"$f":"'Bethel TMY 3'!$D$5","v":2019},"12","12","11","12/12/2019 11:00","2019-12-12T03:00:00",40.118]
["20121212:1200",4.63,{"v":100,"d":"100.00"},0,{"v":0,"d":"0.00"},0,281.82,6.75,251,101696,{"$f":"'Bethel TMY 3'!$D$5","v":2019},"12","12","12","12/12/2019 12:00","2019-12-12T04:00:00",40.334]
["20121212:1300",4.75,{"v":100,"d":"100.00"},0,{"v":0,"d":"0.00"},0,282.13,6.23,248,101753,{"$f":"'Bethel TMY 3'!$D$5","v":2019},"12","12","13","12/12/2019 13:00","2019-12-12T05:00:00",40.55]
["20121212:1400",4.88,{"v":100,"d":"100.00"},0,{"v":0,"d":"0.00"},0,282.45,5.71,245,101809,{"$f":"'Bethel TMY 3'!$D$5","v":2019},"12","12","14","12/12/2019 14:00","2019-12-12T06:00:00",40.784]
["20121212:1500",4.74,{"v":100,"d":"100.00"},0,{"v":0,"d":"0.00"},0,290.37,5.66,236,101846,{"$f":"'Bethel TMY 3'!$D$5","v":2019},"12","12","15","12/12/2019 15:00","2019-12-12T07:00:00",40.532]
["20121212:1600",{"v":4.6,"d":"4.60"},{"v":100,"d":"100.00"},0,{"v":0,"d":"0.00"},0,298.28,{"v":5.6,"d":"5.60"},226,101882,{"$f":"'Bethel TMY 3'!$D$5","v":2019},"12","12","16","12/12/2019 16:00","2019-12-12T08:00:00",40.28]
["20121212:1700",4.46,{"v":100,"d":"100.00"},0,{"v":0,"d":"0.00"},0,{"v":306.2,"d":"306.20"},5.54,217,101919,{"$f":"'Bethel TMY 3'!$D$5","v":2019},"12","12","17","12/12/2019 17:00","2019-12-12T09:00:00",40.028]
["20121212:1800",4.51,{"v":100,"d":"100.00"},5,{"v":0,"d":"0.00"},5,310.48,6.28,209,101932,{"$f":"'Bethel TMY 3'!$D$5","v":2019},"12","12","18","12/12/2019 18:00","2019-12-12T10:00:00",40.118]
["20121212:1900",4.56,{"v":100,"d":"100.00"},12,{"v":0,"d":"0.00"},12,314.77,7.02,201,101946,{"$f":"'Bethel TMY 3'!$D$5","v":2019},"12","12","19","12/12/2019 19:00","2019-12-12T11:00:00",40.208]
["20121212:2000",4.61,{"v":100,"d":"100.00"},13,{"v":0,"d":"0.00"},13,319.05,7.75,192,101959,{"$f":"'Bethel TMY 3'!$D$5","v":2019},"12","12","20","12/12/2019 20:00","2019-12-12T12:00:00",40.298]
["20121212:2100",4.79,{"v":100,"d":"100.00"},36,{"v":0,"d":"0.00"},36,{"v":322,"d":"322.00"},7.71,188,101896,{"$f":"'Bethel TMY 3'!$D$5","v":2019},"12","12","21","12/12/2019 21:00","2019-12-12T13:00:00",40.622]
["20121212:2200",4.97,{"v":100,"d":"100.00"},64,11.49,62,324.95,7.68,183,101833,{"$f":"'Bethel TMY 3'!$D$5","v":2019},"12","12","22","12/12/2019 22:00","2019-12-12T14:00:00",40.946]
["20121212:2300",5.14,{"v":100,"d":"100.00"},9,{"v":0,"d":"0.00"},9,{"v":327.9,"d":"327.90"},7.64,179,101769,{"$f":"'Bethel TMY 3'!$D$5","v":2019},"12","12","23","12/12/2019 23:00","2019-12-12T15:00:00",41.251999999999995]
["20121213:0000",5.07,{"v":100,"d":"100.00"},0,{"v":0,"d":"0.00"},0,328.58,7.88,174,101779,{"$f":"'Bethel TMY 3'!$D$5","v":2019},"12","13","00","12/13/2019 00:00","2019-12-12T16:00:00",41.126000000000005]
["20121213:0100",{"v":5,"d":"5.00"},{"v":100,"d":"100.00"},0,{"v":0,"d":"0.00"},0,329.27,8.12,170,101789,{"$f":"'Bethel TMY 3'!$D$5","v":2019},"12","13","01","12/13/2019 01:00","2019-12-12T17:00:00",41]
["20121213:0200",4.93,{"v":100,"d":"100.00"},0,{"v":0,"d":"0.00"},0,329.95,8.36,166,101799,{"$f":"'Bethel TMY 3'!$D$5","v":2019},"12","13","02","12/13/2019 02:00","2019-12-12T18:00:00",40.874]
["20121213:0300",5.07,{"v":100,"d":"100.00"},0,{"v":0,"d":"0.00"},0,{"v":328.5,"d":"328.50"},8.23,165,101753,{"$f":"'Bethel TMY 3'!$D$5","v":2019},"12","13","03","12/13/2019 03:00","2019-12-12T19:00:00",41.126000000000005]
["20121213:0400",{"v":5.2,"d":"5.20"},{"v":100,"d":"100.00"},0,{"v":0,"d":"0.00"},0,327.05,8.11,164,101706,{"$f":"'Bethel TMY 3'!$D$5","v":2019},"12","13","04","12/13/2019 04:00","2019-12-12T20:00:00",41.36]
["20121213:0500",5.34,{"v":100,"d":"100.00"},0,{"v":0,"d":"0.00"},0,{"v":325.6,"d":"325.60"},7.99,163,101659,{"$f":"'Bethel TMY 3'!$D$5","v":2019},"12","13","05","12/13/2019 05:00","2019-12-12T21:00:00",41.612]
["20121213:0600",5.47,{"v":100,"d":"100.00"},0,{"v":0,"d":"0.00"},0,{"v":327,"d":"327.00"},7.26,174,101639,{"$f":"'Bethel TMY 3'!$D$5","v":2019},"12","13","06","12/13/2019 06:00","2019-12-12T22:00:00",41.846000000000004]
["20121213:0700",5.61,{"v":100,"d":"100.00"},0,{"v":0,"d":"0.00"},0,{"v":328.4,"d":"328.40"},6.52,184,101619,{"$f":"'Bethel TMY 3'!$D$5","v":2019},"12","13","07","12/13/2019 07:00","2019-12-12T23:00:00",42.098]
["20121213:0800",5.75,{"v":100,"d":"100.00"},0,{"v":0,"d":"0.00"},0,{"v":329.8,"d":"329.80"},5.79,195,101599,{"$f":"'Bethel TMY 3'!$D$5","v":2019},"12","13","08","12/13/2019 08:00","2019-12-13",42.35]
["20121213:0900",5.73,{"v":100,"d":"100.00"},0,{"v":0,"d":"0.00"},0,322.07,5.46,209,101599,{"$f":"'Bethel TMY 3'!$D$5","v":2019},"12","13","09","12/13/2019 09:00","2019-12-13T01:00:00",42.314]
["20121213:1000",5.71,{"v":100,"d":"100.00"},0,{"v":0,"d":"0.00"},0,314.33,5.12,223,101599,{"$f":"'Bethel TMY 3'!$D$5","v":2019},"12","13","10","12/13/2019 10:00","2019-12-13T02:00:00",42.278]
["20121213:1100",{"v":5.7,"d":"5.70"},{"v":100,"d":"100.00"},0,{"v":0,"d":"0.00"},0,{"v":306.6,"d":"306.60"},4.79,237,101599,{"$f":"'Bethel TMY 3'!$D$5","v":2019},"12","13","11","12/13/2019 11:00","2019-12-13T03:00:00",42.26]
["20121213:1200",5.63,{"v":100,"d":"100.00"},0,{"v":0,"d":"0.00"},0,300.98,{"v":4.8,"d":"4.80"},236,101609,{"$f":"'Bethel TMY 3'!$D$5","v":2019},"12","13","12","12/13/2019 12:00","2019-12-13T04:00:00",42.134]
["20121213:1300",5.56,{"v":100,"d":"100.00"},0,{"v":0,"d":"0.00"},0,295.37,4.82,236,101619,{"$f":"'Bethel TMY 3'!$D$5","v":2019},"12","13","13","12/13/2019 13:00","2019-12-13T05:00:00",42.007999999999996]
["20121213:1400",5.49,{"v":100,"d":"100.00"},0,{"v":0,"d":"0.00"},0,289.75,4.84,235,101629,{"$f":"'Bethel TMY 3'!$D$5","v":2019},"12","13","14","12/13/2019 14:00","2019-12-13T06:00:00",41.882000000000005]
["20121213:1500",5.55,{"v":100,"d":"100.00"},0,{"v":0,"d":"0.00"},0,292.28,4.89,227,101646,{"$f":"'Bethel TMY 3'!$D$5","v":2019},"12","13","15","12/13/2019 15:00","2019-12-13T07:00:00",41.99]
["20121213:1600",5.61,{"v":100,"d":"100.00"},0,{"v":0,"d":"0.00"},0,294.82,4.93,220,101663,{"$f":"'Bethel TMY 3'!$D$5","v":2019},"12","13","16","12/13/2019 16:00","2019-12-13T08:00:00",42.098]
["20121213:1700",5.68,{"v":100,"d":"100.00"},0,{"v":0,"d":"0.00"},0,297.35,4.98,212,101679,{"$f":"'Bethel TMY 3'!$D$5","v":2019},{"$f":"MID(A8339,5,2)","v":"12"},{"$f":"MID(A8339,7,2)","v":"13"},{"$f":"MID(A8339,10,2)","v":"17"},{"$f":"L8339&\"/\"&M8339&\"/\"&K8339&\" \"&N8339&\":00\"","v":"12/13/2019 17:00"},{"$f":"(DATEVALUE(O8339)+TIMEVALUE(O8339))+($P$16/24)","v":"2019-12-13T09:00:00"},{"$f":"((9/5)*B8339)+32","v":42.224000000000004}]
["20121213:1800",5.81,{"v":100,"d":"100.00"},3,{"v":0,"d":"0.00"},3,294.57,{"v":5.2,"d":"5.20"},210,101699,{"$f":"'Bethel TMY 3'!$D$5","v":2019},"12","13","18","12/13/2019 18:00","2019-12-13T10:00:00",42.458]
["20121213:1900",5.95,{"v":100,"d":"100.00"},6,{"v":0,"d":"0.00"},6,291.78,5.41,208,101719,{"$f":"'Bethel TMY 3'!$D$5","v":2019},"12","13","19","12/13/2019 19:00","2019-12-13T11:00:00",42.71]
["20121213:2000",6.08,{"v":100,"d":"100.00"},19,{"v":0,"d":"0.00"},19,{"v":289,"d":"289.00"},5.63,206,101739,{"$f":"'Bethel TMY 3'!$D$5","v":2019},"12","13","20","12/13/2019 20:00","2019-12-13T12:00:00",42.944]
["20121213:2100",5.98,{"v":100,"d":"100.00"},9,{"v":0,"d":"0.00"},9,292.12,5.47,202,101739,{"$f":"'Bethel TMY 3'!$D$5","v":2019},"12","13","21","12/13/2019 21:00","2019-12-13T13:00:00",42.764]
["20121213:2200",5.88,{"v":100,"d":"100.00"},22,{"v":0,"d":"0.00"},22,295.23,5.31,198,101739,{"$f":"'Bethel TMY 3'!$D$5","v":2019},"12","13","22","12/13/2019 22:00","2019-12-13T14:00:00",42.584]
["20121213:2300",5.78,{"v":100,"d":"100.00"},7,{"v":0,"d":"0.00"},7,298.35,5.14,194,101739,{"$f":"'Bethel TMY 3'!$D$5","v":2019},"12","13","23","12/13/2019 23:00","2019-12-13T15:00:00",42.403999999999996]
["20121214:0000",{"v":5.6,"d":"5.60"},{"v":100,"d":"100.00"},0,{"v":0,"d":"0.00"},0,296.18,5.49,180,101733,{"$f":"'Bethel TMY 3'!$D$5","v":2019},"12","14","00","12/14/2019 00:00","2019-12-13T16:00:00",42.08]
["20121214:0100",5.41,{"v":100,"d":"100.00"},0,{"v":0,"d":"0.00"},0,294.02,5.83,167,101726,{"$f":"'Bethel TMY 3'!$D$5","v":2019},"12","14","01","12/14/2019 01:00","2019-12-13T17:00:00",41.738]
["20121214:0200",5.23,{"v":100,"d":"100.00"},0,{"v":0,"d":"0.00"},0,291.85,6.18,154,101719,{"$f":"'Bethel TMY 3'!$D$5","v":2019},"12","14","02","12/14/2019 02:00","2019-12-13T18:00:00",41.414]
["20121214:0300",{"v":5.3,"d":"5.30"},{"v":100,"d":"100.00"},0,{"v":0,"d":"0.00"},0,297.15,6.88,151,101693,{"$f":"'Bethel TMY 3'!$D$5","v":2019},"12","14","03","12/14/2019 03:00","2019-12-13T19:00:00",41.54]
["20121214:0400",5.37,{"v":100,"d":"100.00"},0,{"v":0,"d":"0.00"},0,302.45,7.59,149,101666,{"$f":"'Bethel TMY 3'!$D$5","v":2019},"12","14","04","12/14/2019 04:00","2019-12-13T20:00:00",41.666]
["20121214:0500",5.44,{"v":100,"d":"100.00"},0,{"v":0,"d":"0.00"},0,307.75,8.29,146,101639,{"$f":"'Bethel TMY 3'!$D$5","v":2019},"12","14","05","12/14/2019 05:00","2019-12-13T21:00:00",41.792]
["20121214:0600",5.41,{"v":100,"d":"100.00"},0,{"v":0,"d":"0.00"},0,312.22,8.86,143,101593,{"$f":"'Bethel TMY 3'!$D$5","v":2019},"12","14","06","12/14/2019 06:00","2019-12-13T22:00:00",41.738]
["20121214:0700",5.39,{"v":100,"d":"100.00"},0,{"v":0,"d":"0.00"},0,316.68,9.43,140,101546,{"$f":"'Bethel TMY 3'!$D$5","v":2019},"12","14","07","12/14/2019 07:00","2019-12-13T23:00:00",41.702]
["20121214:0800",5.37,{"v":100,"d":"100.00"},0,{"v":0,"d":"0.00"},0,321.15,{"v":10,"d":"10.00"},136,101500,{"$f":"'Bethel TMY 3'!$D$5","v":2019},"12","14","08","12/14/2019 08:00","2019-12-14",41.666]
["20121214:0900",5.24,{"v":100,"d":"100.00"},0,{"v":0,"d":"0.00"},0,{"v":323.9,"d":"323.90"},{"v":10.5,"d":"10.50"},132,101403,{"$f":"'Bethel TMY 3'!$D$5","v":2019},"12","14","09","12/14/2019 09:00","2019-12-14T01:00:00",41.432]
["20121214:1000",5.12,{"v":100,"d":"100.00"},0,{"v":0,"d":"0.00"},0,326.65,{"v":11,"d":"11.00"},128,101306,{"$f":"'Bethel TMY 3'!$D$5","v":2019},"12","14","10","12/14/2019 10:00","2019-12-14T02:00:00",41.216]
["20121214:1100",{"v":5,"d":"5.00"},{"v":100,"d":"100.00"},0,{"v":0,"d":"0.00"},0,{"v":329.4,"d":"329.40"},{"v":11.5,"d":"11.50"},124,101210,{"$f":"'Bethel TMY 3'!$D$5","v":2019},"12","14","11","12/14/2019 11:00","2019-12-14T03:00:00",41]
["20121214:1200",5.09,{"v":100,"d":"100.00"},0,{"v":0,"d":"0.00"},0,331.55,12.22,123,101063,{"$f":"'Bethel TMY 3'!$D$5","v":2019},"12","14","12","12/14/2019 12:00","2019-12-14T04:00:00",41.162]
["20121214:1300",5.19,{"v":100,"d":"100.00"},0,{"v":0,"d":"0.00"},0,{"v":333.7,"d":"333.70"},12.93,122,100917,{"$f":"'Bethel TMY 3'!$D$5","v":2019},"12","14","13","12/14/2019 13:00","2019-12-14T05:00:00",41.342]
["20121214:1400",5.29,{"v":100,"d":"100.00"},0,{"v":0,"d":"0.00"},0,335.85,13.64,121,100770,{"$f":"'Bethel TMY 3'!$D$5","v":2019},"12","14","14","12/14/2019 14:00","2019-12-14T06:00:00",41.522]
["20121214:1500",5.29,{"v":100,"d":"100.00"},0,{"v":0,"d":"0.00"},0,336.12,13.85,121,100637,{"$f":"'Bethel TMY 3'!$D$5","v":2019},"12","14","15","12/14/2019 15:00","2019-12-14T07:00:00",41.522]
["20121214:1600",{"v":5.3,"d":"5.30"},{"v":100,"d":"100.00"},0,{"v":0,"d":"0.00"},0,336.38,14.06,121,100504,{"$f":"'Bethel TMY 3'!$D$5","v":2019},"12","14","16","12/14/2019 16:00","2019-12-14T08:00:00",41.54]
["20121214:1700",5.31,{"v":100,"d":"100.00"},0,{"v":0,"d":"0.00"},0,336.65,14.26,122,100371,{"$f":"'Bethel TMY 3'!$D$5","v":2019},"12","14","17","12/14/2019 17:00","2019-12-14T09:00:00",41.558]
["20121214:1800",5.63,{"v":100,"d":"100.00"},5,{"v":0,"d":"0.00"},5,337.88,15.22,125,100248,{"$f":"'Bethel TMY 3'!$D$5","v":2019},"12","14","18","12/14/2019 18:00","2019-12-14T10:00:00",42.134]
["20121214:1900",5.95,{"v":100,"d":"100.00"},12,{"v":0,"d":"0.00"},12,339.12,16.17,129,100125,{"$f":"'Bethel TMY 3'!$D$5","v":2019},"12","14","19","12/14/2019 19:00","2019-12-14T11:00:00",42.71]
["20121214:2000",6.27,{"v":100,"d":"100.00"},14,{"v":0,"d":"0.00"},14,340.35,17.13,133,100001,{"$f":"'Bethel TMY 3'!$D$5","v":2019},"12","14","20","12/14/2019 20:00","2019-12-14T12:00:00",43.286]
["20121214:2100",6.42,{"v":100,"d":"100.00"},22,{"v":0,"d":"0.00"},22,{"v":341,"d":"341.00"},15.67,135,99868,{"$f":"'Bethel TMY 3'!$D$5","v":2019},"12","14","21","12/14/2019 21:00","2019-12-14T13:00:00",43.556]
["20121214:2200",6.56,{"v":100,"d":"100.00"},12,{"v":0,"d":"0.00"},12,341.65,14.22,138,99735,{"$f":"'Bethel TMY 3'!$D$5","v":2019},"12","14","22","12/14/2019 22:00","2019-12-14T14:00:00",43.808]
["20121214:2300",{"v":6.7,"d":"6.70"},{"v":100,"d":"100.00"},13,{"v":0,"d":"0.00"},13,{"v":342.3,"d":"342.30"},12.76,140,99602,{"$f":"'Bethel TMY 3'!$D$5","v":2019},"12","14","23","12/14/2019 23:00","2019-12-14T15:00:00",44.06]
["20121215:0000",6.57,{"v":100,"d":"100.00"},0,{"v":0,"d":"0.00"},0,341.95,11.95,143,99542,{"$f":"'Bethel TMY 3'!$D$5","v":2019},"12","15","00","12/15/2019 00:00","2019-12-14T16:00:00",43.826]
["20121215:0100",6.43,{"v":100,"d":"100.00"},0,{"v":0,"d":"0.00"},0,{"v":341.6,"d":"341.60"},11.14,146,99482,{"$f":"'Bethel TMY 3'!$D$5","v":2019},"12","15","01","12/15/2019 01:00","2019-12-14T17:00:00",43.574]
["20121215:0200",{"v":6.3,"d":"6.30"},{"v":100,"d":"100.00"},0,{"v":0,"d":"0.00"},0,341.25,10.33,149,99422,{"$f":"'Bethel TMY 3'!$D$5","v":2019},"12","15","02","12/15/2019 02:00","2019-12-14T18:00:00",43.34]
["20121215:0300",6.19,{"v":100,"d":"100.00"},0,{"v":0,"d":"0.00"},0,{"v":338.4,"d":"338.40"},10.31,152,99329,{"$f":"'Bethel TMY 3'!$D$5","v":2019},"12","15","03","12/15/2019 03:00","2019-12-14T19:00:00",43.142]
["20121215:0400",6.09,{"v":100,"d":"100.00"},0,{"v":0,"d":"0.00"},0,335.55,10.29,156,99236,{"$f":"'Bethel TMY 3'!$D$5","v":2019},"12","15","04","12/15/2019 04:00","2019-12-14T20:00:00",42.962]
["20121215:0500",5.98,{"v":100,"d":"100.00"},0,{"v":0,"d":"0.00"},0,{"v":332.7,"d":"332.70"},10.28,160,99142,{"$f":"'Bethel TMY 3'!$D$5","v":2019},"12","15","05","12/15/2019 05:00","2019-12-14T21:00:00",42.764]
["20121215:0600",{"v":5.9,"d":"5.90"},{"v":100,"d":"100.00"},0,{"v":0,"d":"0.00"},0,328.35,10.39,160,99066,{"$f":"'Bethel TMY 3'!$D$5","v":2019},"12","15","06","12/15/2019 06:00","2019-12-14T22:00:00",42.620000000000005]
["20121215:0700",5.82,{"v":100,"d":"100.00"},0,{"v":0,"d":"0.00"},0,{"v":324,"d":"324.00"},10.51,161,98989,{"$f":"'Bethel TMY 3'!$D$5","v":2019},"12","15","07","12/15/2019 07:00","2019-12-14T23:00:00",42.476]
["20121215:0800",5.75,{"v":100,"d":"100.00"},0,{"v":0,"d":"0.00"},0,319.65,10.62,161,98913,{"$f":"'Bethel TMY 3'!$D$5","v":2019},"12","15","08","12/15/2019 08:00","2019-12-15",42.35]
["20121215:0900",5.68,{"v":100,"d":"100.00"},0,{"v":0,"d":"0.00"},0,313.73,{"v":11.2,"d":"11.20"},162,98846,{"$f":"'Bethel TMY 3'!$D$5","v":2019},"12","15","09","12/15/2019 09:00","2019-12-15T01:00:00",42.224000000000004]
["20121215:1000",5.61,{"v":100,"d":"100.00"},0,{"v":0,"d":"0.00"},0,307.82,11.77,162,98779,{"$f":"'Bethel TMY 3'!$D$5","v":2019},"12","15","10","12/15/2019 10:00","2019-12-15T02:00:00",42.098]
["20121215:1100",5.55,{"v":100,"d":"100.00"},0,{"v":0,"d":"0.00"},0,{"v":301.9,"d":"301.90"},12.34,163,98713,{"$f":"'Bethel TMY 3'!$D$5","v":2019},"12","15","11","12/15/2019 11:00","2019-12-15T03:00:00",41.99]
["20121215:1200",5.62,{"v":100,"d":"100.00"},0,{"v":0,"d":"0.00"},0,308.58,12.03,169,98703,{"$f":"'Bethel TMY 3'!$D$5","v":2019},"12","15","12","12/15/2019 12:00","2019-12-15T04:00:00",42.116]
["20121215:1300",{"v":5.7,"d":"5.70"},{"v":100,"d":"100.00"},0,{"v":0,"d":"0.00"},0,315.27,11.72,176,98693,{"$f":"'Bethel TMY 3'!$D$5","v":2019},"12","15","13","12/15/2019 13:00","2019-12-15T05:00:00",42.26]
["20121215:1400",5.78,{"v":100,"d":"100.00"},0,{"v":0,"d":"0.00"},0,321.95,11.41,182,98683,{"$f":"'Bethel TMY 3'!$D$5","v":2019},"12","15","14","12/15/2019 14:00","2019-12-15T06:00:00",42.403999999999996]
["20121215:1500",5.88,{"v":100,"d":"100.00"},0,{"v":0,"d":"0.00"},0,322.85,10.89,193,98713,{"$f":"'Bethel TMY 3'!$D$5","v":2019},"12","15","15","12/15/2019 15:00","2019-12-15T07:00:00",42.584]
["20121215:1600",5.98,{"v":100,"d":"100.00"},0,{"v":0,"d":"0.00"},0,323.75,10.38,204,98743,{"$f":"'Bethel TMY 3'!$D$5","v":2019},"12","15","16","12/15/2019 16:00","2019-12-15T08:00:00",42.764]
["20121215:1700",6.09,{"v":100,"d":"100.00"},0,{"v":0,"d":"0.00"},0,324.65,9.86,215,98773,{"$f":"'Bethel TMY 3'!$D$5","v":2019},"12","15","17","12/15/2019 17:00","2019-12-15T09:00:00",42.962]
["20121215:1800",{"v":6.1,"d":"6.10"},{"v":100,"d":"100.00"},1,{"v":0,"d":"0.00"},1,322.97,9.99,220,98866,{"$f":"'Bethel TMY 3'!$D$5","v":2019},"12","15","18","12/15/2019 18:00","2019-12-15T10:00:00",42.980000000000004]
["20121215:1900",6.12,{"v":100,"d":"100.00"},3,{"v":0,"d":"0.00"},3,321.28,10.11,224,98959,{"$f":"'Bethel TMY 3'!$D$5","v":2019},"12","15","19","12/15/2019 19:00","2019-12-15T11:00:00",43.016]
["20121215:2000",6.13,{"v":100,"d":"100.00"},15,{"v":0,"d":"0.00"},15,{"v":319.6,"d":"319.60"},10.23,228,99052,{"$f":"'Bethel TMY 3'!$D$5","v":2019},"12","15","20","12/15/2019 20:00","2019-12-15T12:00:00",43.034]
["20121215:2100",5.89,{"v":100,"d":"100.00"},15,{"v":0,"d":"0.00"},15,321.93,9.65,227,99149,{"$f":"'Bethel TMY 3'!$D$5","v":2019},"12","15","21","12/15/2019 21:00","2019-12-15T13:00:00",42.602000000000004]
["20121215:2200",5.65,{"v":100,"d":"100.00"},4,{"v":0,"d":"0.00"},4,324.27,9.06,226,99246,{"$f":"'Bethel TMY 3'!$D$5","v":2019},"12","15","22","12/15/2019 22:00","2019-12-15T14:00:00",42.17]
["20121215:2300",5.41,{"v":100,"d":"100.00"},16,{"v":0,"d":"0.00"},16,{"v":326.6,"d":"326.60"},8.47,224,99342,{"$f":"'Bethel TMY 3'!$D$5","v":2019},"12","15","23","12/15/2019 23:00","2019-12-15T15:00:00",41.738]
["20121216:0000",5.25,{"v":100,"d":"100.00"},0,{"v":0,"d":"0.00"},0,323.73,8.06,214,99462,{"$f":"'Bethel TMY 3'!$D$5","v":2019},"12","16","00","12/16/2019 00:00","2019-12-15T16:00:00",41.45]
["20121216:0100",5.08,{"v":100,"d":"100.00"},0,{"v":0,"d":"0.00"},0,320.87,7.64,203,99582,{"$f":"'Bethel TMY 3'!$D$5","v":2019},"12","16","01","12/16/2019 01:00","2019-12-15T17:00:00",41.144]
["20121216:0200",4.92,{"v":100,"d":"100.00"},0,{"v":0,"d":"0.00"},0,{"v":318,"d":"318.00"},7.23,192,99702,{"$f":"'Bethel TMY 3'!$D$5","v":2019},"12","16","02","12/16/2019 02:00","2019-12-15T18:00:00",40.856]
["20121216:0300",4.85,{"v":100,"d":"100.00"},0,{"v":0,"d":"0.00"},0,319.05,7.03,180,99728,{"$f":"'Bethel TMY 3'!$D$5","v":2019},"12","16","03","12/16/2019 03:00","2019-12-15T19:00:00",40.730000000000004]
["20121216:0400",4.77,{"v":100,"d":"100.00"},0,{"v":0,"d":"0.00"},0,{"v":320.1,"d":"320.10"},6.83,168,99755,{"$f":"'Bethel TMY 3'!$D$5","v":2019},"12","16","04","12/16/2019 04:00","2019-12-15T20:00:00",40.586]
["20121216:0500",{"v":4.7,"d":"4.70"},{"v":100,"d":"100.00"},0,{"v":0,"d":"0.00"},0,321.15,6.63,156,99782,{"$f":"'Bethel TMY 3'!$D$5","v":2019},"12","16","05","12/16/2019 05:00","2019-12-15T21:00:00",40.46]
["20121216:0600",4.72,{"v":100,"d":"100.00"},0,{"v":0,"d":"0.00"},0,{"v":322.8,"d":"322.80"},7.37,143,99735,{"$f":"'Bethel TMY 3'!$D$5","v":2019},"12","16","06","12/16/2019 06:00","2019-12-15T22:00:00",40.496]
["20121216:0700",4.74,{"v":100,"d":"100.00"},0,{"v":0,"d":"0.00"},0,324.45,8.11,131,99688,{"$f":"'Bethel TMY 3'!$D$5","v":2019},"12","16","07","12/16/2019 07:00","2019-12-15T23:00:00",40.532]
["20121216:0800",4.77,{"v":100,"d":"100.00"},0,{"v":0,"d":"0.00"},0,{"v":326.1,"d":"326.10"},8.84,118,99642,{"$f":"'Bethel TMY 3'!$D$5","v":2019},"12","16","08","12/16/2019 08:00","2019-12-16",40.586]
["20121216:0900",4.88,{"v":100,"d":"100.00"},0,{"v":0,"d":"0.00"},0,328.83,9.64,115,99495,{"$f":"'Bethel TMY 3'!$D$5","v":2019},{"$f":"MID(A8403,5,2)","v":"12"},{"$f":"MID(A8403,7,2)","v":"16"},{"$f":"MID(A8403,10,2)","v":"09"},{"$f":"L8403&\"/\"&M8403&\"/\"&K8403&\" \"&N8403&\":00\"","v":"12/16/2019 09:00"},{"$f":"(DATEVALUE(O8403)+TIMEVALUE(O8403))+($P$16/24)","v":"2019-12-16T01:00:00"},{"$f":"((9/5)*B8403)+32","v":40.784}]
["20121216:1000",4.99,{"v":100,"d":"100.00"},0,{"v":0,"d":"0.00"},0,331.57,10.44,113,99349,{"$f":"'Bethel TMY 3'!$D$5","v":2019},"12","16","10","12/16/2019 10:00","2019-12-16T02:00:00",40.982]
["20121216:1100",{"v":5.1,"d":"5.10"},{"v":100,"d":"100.00"},0,{"v":0,"d":"0.00"},0,{"v":334.3,"d":"334.30"},11.24,110,99202,{"$f":"'Bethel TMY 3'!$D$5","v":2019},"12","16","11","12/16/2019 11:00","2019-12-16T03:00:00",41.18]
["20121216:1200",{"v":5.1,"d":"5.10"},{"v":100,"d":"100.00"},0,{"v":0,"d":"0.00"},0,332.85,11.24,111,99029,{"$f":"'Bethel TMY 3'!$D$5","v":2019},"12","16","12","12/16/2019 12:00","2019-12-16T04:00:00",41.18]
["20121216:1300",5.11,{"v":100,"d":"100.00"},0,{"v":0,"d":"0.00"},0,{"v":331.4,"d":"331.40"},11.24,111,98856,{"$f":"'Bethel TMY 3'!$D$5","v":2019},"12","16","13","12/16/2019 13:00","2019-12-16T05:00:00",41.198]
["20121216:1400",5.12,{"v":100,"d":"100.00"},0,{"v":0,"d":"0.00"},0,329.95,11.24,112,98683,{"$f":"'Bethel TMY 3'!$D$5","v":2019},"12","16","14","12/16/2019 14:00","2019-12-16T06:00:00",41.216]
["20121216:1500",{"v":5.2,"d":"5.20"},{"v":100,"d":"100.00"},0,{"v":0,"d":"0.00"},0,327.17,11.21,119,98576,{"$f":"'Bethel TMY 3'!$D$5","v":2019},"12","16","15","12/16/2019 15:00","2019-12-16T07:00:00",41.36]
["20121216:1600",5.29,{"v":100,"d":"100.00"},0,{"v":0,"d":"0.00"},0,324.38,11.18,126,98470,{"$f":"'Bethel TMY 3'!$D$5","v":2019},"12","16","16","12/16/2019 16:00","2019-12-16T08:00:00",41.522]
["20121216:1700",5.38,{"v":100,"d":"100.00"},0,{"v":0,"d":"0.00"},0,{"v":321.6,"d":"321.60"},11.14,133,98363,{"$f":"'Bethel TMY 3'!$D$5","v":2019},"12","16","17","12/16/2019 17:00","2019-12-16T09:00:00",41.684]
["20121216:1800",5.52,{"v":100,"d":"100.00"},6,{"v":0,"d":"0.00"},6,314.75,10.69,135,98310,{"$f":"'Bethel TMY 3'!$D$5","v":2019},"12","16","18","12/16/2019 18:00","2019-12-16T10:00:00",41.936]
["20121216:1900",5.66,{"v":100,"d":"100.00"},16,{"v":0,"d":"0.00"},16,{"v":307.9,"d":"307.90"},10.23,137,98257,{"$f":"'Bethel TMY 3'!$D$5","v":2019},"12","16","19","12/16/2019 19:00","2019-12-16T11:00:00",42.188]
["20121216:2000",5.79,{"v":100,"d":"100.00"},46,{"v":0,"d":"0.00"},46,301.05,9.78,140,98203,{"$f":"'Bethel TMY 3'!$D$5","v":2019},"12","16","20","12/16/2019 20:00","2019-12-16T12:00:00",42.422]
["20121216:2100",5.69,{"v":100,"d":"100.00"},24,{"v":0,"d":"0.00"},24,297.37,10.28,142,98154,{"$f":"'Bethel TMY 3'!$D$5","v":2019},"12","16","21","12/16/2019 21:00","2019-12-16T13:00:00",42.242000000000004]
["20121216:2200",5.58,{"v":100,"d":"100.00"},18,{"v":0,"d":"0.00"},18,293.68,10.78,145,98104,{"$f":"'Bethel TMY 3'!$D$5","v":2019},"12","16","22","12/16/2019 22:00","2019-12-16T14:00:00",42.044]
["20121216:2300",5.47,{"v":100,"d":"100.00"},11,{"v":0,"d":"0.00"},11,{"v":290,"d":"290.00"},11.28,148,98054,{"$f":"'Bethel TMY 3'!$D$5","v":2019},"12","16","23","12/16/2019 23:00","2019-12-16T15:00:00",41.846000000000004]
["20121217:0000",5.08,{"v":100,"d":"100.00"},0,{"v":0,"d":"0.00"},0,297.78,10.23,156,98054,{"$f":"'Bethel TMY 3'!$D$5","v":2019},"12","17","00","12/17/2019 00:00","2019-12-16T16:00:00",41.144]
["20121217:0100",4.68,{"v":100,"d":"100.00"},0,{"v":0,"d":"0.00"},0,305.57,9.19,164,98054,{"$f":"'Bethel TMY 3'!$D$5","v":2019},"12","17","01","12/17/2019 01:00","2019-12-16T17:00:00",40.424]
["20121217:0200",4.29,{"v":100,"d":"100.00"},0,{"v":0,"d":"0.00"},0,313.35,8.14,173,98054,{"$f":"'Bethel TMY 3'!$D$5","v":2019},"12","17","02","12/17/2019 02:00","2019-12-16T18:00:00",39.722]
["20121217:0300",3.88,{"v":100,"d":"100.00"},0,{"v":0,"d":"0.00"},0,315.75,{"v":7.9,"d":"7.90"},195,98060,{"$f":"'Bethel TMY 3'!$D$5","v":2019},"12","17","03","12/17/2019 03:00","2019-12-16T19:00:00",38.984]
["20121217:0400",3.48,{"v":100,"d":"100.00"},0,{"v":0,"d":"0.00"},0,318.15,7.66,217,98067,{"$f":"'Bethel TMY 3'!$D$5","v":2019},"12","17","04","12/17/2019 04:00","2019-12-16T20:00:00",38.264]
["20121217:0500",3.07,{"v":100,"d":"100.00"},0,{"v":0,"d":"0.00"},0,320.55,7.42,239,98074,{"$f":"'Bethel TMY 3'!$D$5","v":2019},"12","17","05","12/17/2019 05:00","2019-12-16T21:00:00",37.525999999999996]
["20121217:0600",2.62,{"v":100,"d":"100.00"},0,{"v":0,"d":"0.00"},0,313.27,7.48,239,98167,{"$f":"'Bethel TMY 3'!$D$5","v":2019},"12","17","06","12/17/2019 06:00","2019-12-16T22:00:00",36.716]
["20121217:0700",2.17,{"v":100,"d":"100.00"},0,{"v":0,"d":"0.00"},0,305.98,7.54,239,98260,{"$f":"'Bethel TMY 3'!$D$5","v":2019},"12","17","07","12/17/2019 07:00","2019-12-16T23:00:00",35.906]
["20121217:0800",1.73,{"v":100,"d":"100.00"},0,{"v":0,"d":"0.00"},0,{"v":298.7,"d":"298.70"},{"v":7.6,"d":"7.60"},240,98353,{"$f":"'Bethel TMY 3'!$D$5","v":2019},"12","17","08","12/17/2019 08:00","2019-12-17",35.114]
["20121217:0900",1.48,{"v":100,"d":"100.00"},0,{"v":0,"d":"0.00"},0,291.17,7.09,229,98453,{"$f":"'Bethel TMY 3'!$D$5","v":2019},"12","17","09","12/17/2019 09:00","2019-12-17T01:00:00",34.664]
["20121217:1000",1.24,{"v":100,"d":"100.00"},0,{"v":0,"d":"0.00"},0,283.63,6.58,218,98553,{"$f":"'Bethel TMY 3'!$D$5","v":2019},"12","17","10","12/17/2019 10:00","2019-12-17T02:00:00",34.232]
["20121217:1100",{"v":1,"d":"1.00"},{"v":100,"d":"100.00"},0,{"v":0,"d":"0.00"},0,{"v":276.1,"d":"276.10"},6.07,207,98653,{"$f":"'Bethel TMY 3'!$D$5","v":2019},"12","17","11","12/17/2019 11:00","2019-12-17T03:00:00",33.8]
["20121217:1200",0.89,{"v":100,"d":"100.00"},0,{"v":0,"d":"0.00"},0,271.08,6.36,198,98723,{"$f":"'Bethel TMY 3'!$D$5","v":2019},"12","17","12","12/17/2019 12:00","2019-12-17T04:00:00",33.602]
["20121217:1300",0.79,{"v":100,"d":"100.00"},0,{"v":0,"d":"0.00"},0,266.07,6.66,189,98793,{"$f":"'Bethel TMY 3'!$D$5","v":2019},"12","17","13","12/17/2019 13:00","2019-12-17T05:00:00",33.422]
["20121217:1400",0.69,{"v":100,"d":"100.00"},0,{"v":0,"d":"0.00"},0,261.05,6.95,180,98863,{"$f":"'Bethel TMY 3'!$D$5","v":2019},"12","17","14","12/17/2019 14:00","2019-12-17T06:00:00",33.242]
["20121217:1500",0.73,{"v":100,"d":"100.00"},0,{"v":0,"d":"0.00"},0,261.05,7.09,176,98903,{"$f":"'Bethel TMY 3'!$D$5","v":2019},"12","17","15","12/17/2019 15:00","2019-12-17T07:00:00",33.314]
["20121217:1600",0.78,{"v":100,"d":"100.00"},0,{"v":0,"d":"0.00"},0,261.05,7.24,173,98943,{"$f":"'Bethel TMY 3'!$D$5","v":2019},"12","17","16","12/17/2019 16:00","2019-12-17T08:00:00",33.404]
["20121217:1700",0.83,{"v":100,"d":"100.00"},0,{"v":0,"d":"0.00"},0,261.05,7.38,169,98983,{"$f":"'Bethel TMY 3'!$D$5","v":2019},"12","17","17","12/17/2019 17:00","2019-12-17T09:00:00",33.494]
["20121217:1800",0.93,{"v":100,"d":"100.00"},5,{"v":0,"d":"0.00"},5,264.48,7.48,170,99019,{"$f":"'Bethel TMY 3'!$D$5","v":2019},"12","17","18","12/17/2019 18:00","2019-12-17T10:00:00",33.674]
["20121217:1900",1.03,{"v":100,"d":"100.00"},12,{"v":0,"d":"0.00"},12,267.92,7.57,171,99056,{"$f":"'Bethel TMY 3'!$D$5","v":2019},"12","17","19","12/17/2019 19:00","2019-12-17T11:00:00",33.854]
["20121217:2000",1.13,{"v":100,"d":"100.00"},3,{"v":0,"d":"0.00"},3,271.35,7.67,172,99092,{"$f":"'Bethel TMY 3'!$D$5","v":2019},"12","17","20","12/17/2019 20:00","2019-12-17T12:00:00",34.034]
["20121217:2100",1.23,{"v":100,"d":"100.00"},3,{"v":0,"d":"0.00"},3,271.23,7.58,170,99109,{"$f":"'Bethel TMY 3'!$D$5","v":2019},"12","17","21","12/17/2019 21:00","2019-12-17T13:00:00",34.214]
["20121217:2200",1.32,{"v":100,"d":"100.00"},3,{"v":0,"d":"0.00"},3,271.12,7.49,168,99126,{"$f":"'Bethel TMY 3'!$D$5","v":2019},"12","17","22","12/17/2019 22:00","2019-12-17T14:00:00",34.376]
["20121217:2300",1.41,{"v":100,"d":"100.00"},1,{"v":0,"d":"0.00"},1,{"v":271,"d":"271.00"},7.39,167,99142,{"$f":"'Bethel TMY 3'!$D$5","v":2019},"12","17","23","12/17/2019 23:00","2019-12-17T15:00:00",34.538]
["20121218:0000",1.53,{"v":100,"d":"100.00"},0,{"v":0,"d":"0.00"},0,269.82,7.44,166,99146,{"$f":"'Bethel TMY 3'!$D$5","v":2019},"12","18","00","12/18/2019 00:00","2019-12-17T16:00:00",34.754]
["20121218:0100",1.64,{"v":100,"d":"100.00"},0,{"v":0,"d":"0.00"},0,268.63,7.49,165,99149,{"$f":"'Bethel TMY 3'!$D$5","v":2019},"12","18","01","12/18/2019 01:00","2019-12-17T17:00:00",34.952]
["20121218:0200",1.76,{"v":100,"d":"100.00"},0,{"v":0,"d":"0.00"},0,267.45,7.53,164,99152,{"$f":"'Bethel TMY 3'!$D$5","v":2019},"12","18","02","12/18/2019 02:00","2019-12-17T18:00:00",35.168]
["20121218:0300",1.61,{"v":100,"d":"100.00"},0,{"v":0,"d":"0.00"},0,270.95,7.31,167,99116,{"$f":"'Bethel TMY 3'!$D$5","v":2019},"12","18","03","12/18/2019 03:00","2019-12-17T19:00:00",34.898]
["20121218:0400",1.47,{"v":100,"d":"100.00"},0,{"v":0,"d":"0.00"},0,274.45,7.09,171,99079,{"$f":"'Bethel TMY 3'!$D$5","v":2019},"12","18","04","12/18/2019 04:00","2019-12-17T20:00:00",34.646]
["20121218:0500",1.32,{"v":100,"d":"100.00"},0,{"v":0,"d":"0.00"},0,277.95,6.87,174,99042,{"$f":"'Bethel TMY 3'!$D$5","v":2019},"12","18","05","12/18/2019 05:00","2019-12-17T21:00:00",34.376]
["20121218:0600",1.26,{"v":100,"d":"100.00"},0,{"v":0,"d":"0.00"},0,275.08,6.93,185,99023,{"$f":"'Bethel TMY 3'!$D$5","v":2019},"12","18","06","12/18/2019 06:00","2019-12-17T22:00:00",34.268]
["20121218:0700",1.21,{"v":100,"d":"100.00"},0,{"v":0,"d":"0.00"},0,272.22,{"v":7,"d":"7.00"},197,99003,{"$f":"'Bethel TMY 3'!$D$5","v":2019},"12","18","07","12/18/2019 07:00","2019-12-17T23:00:00",34.178]
["20121218:0800",1.16,{"v":100,"d":"100.00"},0,{"v":0,"d":"0.00"},0,269.35,7.06,208,98983,{"$f":"'Bethel TMY 3'!$D$5","v":2019},"12","18","08","12/18/2019 08:00","2019-12-18",34.088]
["20121218:0900",1.12,{"v":100,"d":"100.00"},0,{"v":0,"d":"0.00"},0,{"v":264.5,"d":"264.50"},6.93,211,99009,{"$f":"'Bethel TMY 3'!$D$5","v":2019},"12","18","09","12/18/2019 09:00","2019-12-18T01:00:00",34.016]
["20121218:1000",1.08,{"v":100,"d":"100.00"},0,{"v":0,"d":"0.00"},0,259.65,{"v":6.8,"d":"6.80"},214,99036,{"$f":"'Bethel TMY 3'!$D$5","v":2019},"12","18","10","12/18/2019 10:00","2019-12-18T02:00:00",33.944]
["20121218:1100",1.05,{"v":100,"d":"100.00"},0,{"v":0,"d":"0.00"},0,{"v":254.8,"d":"254.80"},6.66,217,99062,{"$f":"'Bethel TMY 3'!$D$5","v":2019},"12","18","11","12/18/2019 11:00","2019-12-18T03:00:00",33.89]
["20121218:1200",0.96,{"v":100,"d":"100.00"},0,{"v":0,"d":"0.00"},0,253.68,6.35,212,99086,{"$f":"'Bethel TMY 3'!$D$5","v":2019},"12","18","12","12/18/2019 12:00","2019-12-18T04:00:00",33.728]
["20121218:1300",0.88,{"v":100,"d":"100.00"},0,{"v":0,"d":"0.00"},0,252.57,6.05,207,99109,{"$f":"'Bethel TMY 3'!$D$5","v":2019},"12","18","13","12/18/2019 13:00","2019-12-18T05:00:00",33.584]
["20121218:1400",{"v":0.8,"d":"0.80"},{"v":100,"d":"100.00"},0,{"v":0,"d":"0.00"},0,251.45,5.74,202,99132,{"$f":"'Bethel TMY 3'!$D$5","v":2019},"12","18","14","12/18/2019 14:00","2019-12-18T06:00:00",33.44]
["20121218:1500",{"v":0.8,"d":"0.80"},{"v":100,"d":"100.00"},0,{"v":0,"d":"0.00"},0,255.27,5.92,194,99139,{"$f":"'Bethel TMY 3'!$D$5","v":2019},"12","18","15","12/18/2019 15:00","2019-12-18T07:00:00",33.44]
["20121218:1600",0.81,{"v":100,"d":"100.00"},0,{"v":0,"d":"0.00"},0,259.08,6.11,186,99146,{"$f":"'Bethel TMY 3'!$D$5","v":2019},"12","18","16","12/18/2019 16:00","2019-12-18T08:00:00",33.458]
["20121218:1700",0.82,{"v":100,"d":"100.00"},0,{"v":0,"d":"0.00"},0,{"v":262.9,"d":"262.90"},6.29,177,99152,{"$f":"'Bethel TMY 3'!$D$5","v":2019},"12","18","17","12/18/2019 17:00","2019-12-18T09:00:00",33.476]
["20121218:1800",0.98,{"v":100,"d":"100.00"},31,54.87,27,264.88,6.58,177,99136,{"$f":"'Bethel TMY 3'!$D$5","v":2019},"12","18","18","12/18/2019 18:00","2019-12-18T10:00:00",33.764]
["20121218:1900",1.15,{"v":100,"d":"100.00"},76,155.28,53,266.87,6.88,177,99119,{"$f":"'Bethel TMY 3'!$D$5","v":2019},"12","18","19","12/18/2019 19:00","2019-12-18T11:00:00",34.07]
["20121218:2000",1.31,{"v":100,"d":"100.00"},71,{"v":15.7,"d":"15.70"},68,268.85,7.17,177,99102,{"$f":"'Bethel TMY 3'!$D$5","v":2019},"12","18","20","12/18/2019 20:00","2019-12-18T12:00:00",34.358]
["20121218:2100",1.32,{"v":100,"d":"100.00"},3,{"v":0,"d":"0.00"},3,270.43,6.64,178,99069,{"$f":"'Bethel TMY 3'!$D$5","v":2019},"12","18","21","12/18/2019 21:00","2019-12-18T13:00:00",34.376]
["20121218:2200",1.33,{"v":100,"d":"100.00"},46,{"v":0,"d":"0.00"},46,272.02,6.11,180,99036,{"$f":"'Bethel TMY 3'!$D$5","v":2019},"12","18","22","12/18/2019 22:00","2019-12-18T14:00:00",34.394]
["20121218:2300",1.34,{"v":100,"d":"100.00"},26,{"v":0,"d":"0.00"},26,{"v":273.6,"d":"273.60"},5.57,182,99003,{"$f":"'Bethel TMY 3'!$D$5","v":2019},"12","18","23","12/18/2019 23:00","2019-12-18T15:00:00",34.412]
["20121219:0000",1.66,{"v":100,"d":"100.00"},4,{"v":0,"d":"0.00"},4,278.03,5.94,181,98989,{"$f":"'Bethel TMY 3'!$D$5","v":2019},"12","19","00","12/19/2019 00:00","2019-12-18T16:00:00",34.988]
["20121219:0100",1.98,{"v":100,"d":"100.00"},0,{"v":0,"d":"0.00"},0,282.47,6.32,180,98976,{"$f":"'Bethel TMY 3'!$D$5","v":2019},{"$f":"MID(A8467,5,2)","v":"12"},{"$f":"MID(A8467,7,2)","v":"19"},{"$f":"MID(A8467,10,2)","v":"01"},{"$f":"L8467&\"/\"&M8467&\"/\"&K8467&\" \"&N8467&\":00\"","v":"12/19/2019 01:00"},{"$f":"(DATEVALUE(O8467)+TIMEVALUE(O8467))+($P$16/24)","v":"2019-12-18T17:00:00"},{"$f":"((9/5)*B8467)+32","v":35.564}]
["20121219:0200",{"v":2.3,"d":"2.30"},{"v":100,"d":"100.00"},0,{"v":0,"d":"0.00"},0,{"v":286.9,"d":"286.90"},6.69,178,98963,{"$f":"'Bethel TMY 3'!$D$5","v":2019},"12","19","02","12/19/2019 02:00","2019-12-18T18:00:00",36.14]
["20121219:0300",2.27,{"v":100,"d":"100.00"},0,{"v":0,"d":"0.00"},0,289.73,6.54,174,98959,{"$f":"'Bethel TMY 3'!$D$5","v":2019},"12","19","03","12/19/2019 03:00","2019-12-18T19:00:00",36.086]
["20121219:0400",2.24,{"v":100,"d":"100.00"},0,{"v":0,"d":"0.00"},0,292.57,{"v":6.4,"d":"6.40"},170,98956,{"$f":"'Bethel TMY 3'!$D$5","v":2019},"12","19","04","12/19/2019 04:00","2019-12-18T20:00:00",36.032000000000004]
["20121219:0500",2.21,{"v":100,"d":"100.00"},0,{"v":0,"d":"0.00"},0,{"v":295.4,"d":"295.40"},6.25,166,98953,{"$f":"'Bethel TMY 3'!$D$5","v":2019},"12","19","05","12/19/2019 05:00","2019-12-18T21:00:00",35.978]
["20121219:0600",2.09,{"v":100,"d":"100.00"},0,{"v":0,"d":"0.00"},0,297.83,6.49,161,98943,{"$f":"'Bethel TMY 3'!$D$5","v":2019},"12","19","06","12/19/2019 06:00","2019-12-18T22:00:00",35.762]
["20121219:0700",1.98,{"v":100,"d":"100.00"},0,{"v":0,"d":"0.00"},0,300.27,6.73,156,98933,{"$f":"'Bethel TMY 3'!$D$5","v":2019},"12","19","07","12/19/2019 07:00","2019-12-18T23:00:00",35.564]
["20121219:0800",1.87,{"v":100,"d":"100.00"},0,{"v":0,"d":"0.00"},0,{"v":302.7,"d":"302.70"},6.97,150,98923,{"$f":"'Bethel TMY 3'!$D$5","v":2019},"12","19","08","12/19/2019 08:00","2019-12-19",35.366]
["20121219:0900",1.83,{"v":100,"d":"100.00"},0,{"v":0,"d":"0.00"},0,305.67,6.82,150,98886,{"$f":"'Bethel TMY 3'!$D$5","v":2019},"12","19","09","12/19/2019 09:00","2019-12-19T01:00:00",35.294]
["20121219:1000",{"v":1.8,"d":"1.80"},{"v":100,"d":"100.00"},0,{"v":0,"d":"0.00"},0,308.63,6.67,151,98849,{"$f":"'Bethel TMY 3'!$D$5","v":2019},"12","19","10","12/19/2019 10:00","2019-12-19T02:00:00",35.24]
["20121219:1100",1.77,{"v":100,"d":"100.00"},0,{"v":0,"d":"0.00"},0,{"v":311.6,"d":"311.60"},6.52,151,98813,{"$f":"'Bethel TMY 3'!$D$5","v":2019},"12","19","11","12/19/2019 11:00","2019-12-19T03:00:00",35.186]
["20121219:1200",1.82,{"v":100,"d":"100.00"},0,{"v":0,"d":"0.00"},0,316.08,6.19,147,98776,{"$f":"'Bethel TMY 3'!$D$5","v":2019},"12","19","12","12/19/2019 12:00","2019-12-19T04:00:00",35.276]
["20121219:1300",1.87,{"v":100,"d":"100.00"},0,{"v":0,"d":"0.00"},0,320.57,5.86,143,98740,{"$f":"'Bethel TMY 3'!$D$5","v":2019},"12","19","13","12/19/2019 13:00","2019-12-19T05:00:00",35.366]
["20121219:1400",1.93,{"v":100,"d":"100.00"},0,{"v":0,"d":"0.00"},0,325.05,5.53,140,98703,{"$f":"'Bethel TMY 3'!$D$5","v":2019},"12","19","14","12/19/2019 14:00","2019-12-19T06:00:00",35.474]
["20121219:1500",1.89,{"v":100,"d":"100.00"},0,{"v":0,"d":"0.00"},0,326.75,4.17,132,98676,{"$f":"'Bethel TMY 3'!$D$5","v":2019},"12","19","15","12/19/2019 15:00","2019-12-19T07:00:00",35.402]
["20121219:1600",1.85,{"v":100,"d":"100.00"},0,{"v":0,"d":"0.00"},0,328.45,2.81,125,98650,{"$f":"'Bethel TMY 3'!$D$5","v":2019},"12","19","16","12/19/2019 16:00","2019-12-19T08:00:00",35.33]
["20121219:1700",1.82,{"v":100,"d":"100.00"},0,{"v":0,"d":"0.00"},0,330.15,1.45,117,98623,{"$f":"'Bethel TMY 3'!$D$5","v":2019},"12","19","17","12/19/2019 17:00","2019-12-19T09:00:00",35.276]
["20121219:1800",1.92,{"v":100,"d":"100.00"},8,{"v":0,"d":"0.00"},8,325.92,{"v":2.5,"d":"2.50"},72,98620,{"$f":"'Bethel TMY 3'!$D$5","v":2019},"12","19","18","12/19/2019 18:00","2019-12-19T10:00:00",35.456]
["20121219:1900",2.02,{"v":100,"d":"100.00"},20,{"v":0,"d":"0.00"},20,321.68,3.54,26,98616,{"$f":"'Bethel TMY 3'!$D$5","v":2019},"12","19","19","12/19/2019 19:00","2019-12-19T11:00:00",35.636]
["20121219:2000",2.12,{"v":100,"d":"100.00"},6,{"v":0,"d":"0.00"},6,317.45,4.59,340,98613,{"$f":"'Bethel TMY 3'!$D$5","v":2019},"12","19","20","12/19/2019 20:00","2019-12-19T12:00:00",35.816]
["20121219:2100",2.17,{"v":100,"d":"100.00"},22,{"v":0,"d":"0.00"},22,313.82,5.37,335,98643,{"$f":"'Bethel TMY 3'!$D$5","v":2019},"12","19","21","12/19/2019 21:00","2019-12-19T13:00:00",35.906]
["20121219:2200",2.22,{"v":100,"d":"100.00"},29,{"v":0,"d":"0.00"},29,310.18,6.14,330,98673,{"$f":"'Bethel TMY 3'!$D$5","v":2019},"12","19","22","12/19/2019 22:00","2019-12-19T14:00:00",35.996]
["20121219:2300",2.27,{"v":100,"d":"100.00"},28,{"v":0,"d":"0.00"},28,306.55,6.91,326,98703,{"$f":"'Bethel TMY 3'!$D$5","v":2019},"12","19","23","12/19/2019 23:00","2019-12-19T15:00:00",36.086]
["20121220:0000",2.11,{"v":100,"d":"100.00"},4,{"v":0,"d":"0.00"},4,{"v":293.7,"d":"293.70"},7.21,322,98849,{"$f":"'Bethel TMY 3'!$D$5","v":2019},"12","20","00","12/20/2019 00:00","2019-12-19T16:00:00",35.798]
["20121220:0100",1.95,{"v":100,"d":"100.00"},0,{"v":0,"d":"0.00"},0,280.85,7.51,318,98996,{"$f":"'Bethel TMY 3'!$D$5","v":2019},"12","20","01","12/20/2019 01:00","2019-12-19T17:00:00",35.51]
["20121220:0200",1.79,{"v":100,"d":"100.00"},0,{"v":0,"d":"0.00"},0,{"v":268,"d":"268.00"},7.81,314,99142,{"$f":"'Bethel TMY 3'!$D$5","v":2019},"12","20","02","12/20/2019 02:00","2019-12-19T18:00:00",35.222]
["20121220:0300",1.77,{"v":100,"d":"100.00"},0,{"v":0,"d":"0.00"},0,259.02,7.66,313,99259,{"$f":"'Bethel TMY 3'!$D$5","v":2019},"12","20","03","12/20/2019 03:00","2019-12-19T19:00:00",35.186]
["20121220:0400",1.75,{"v":100,"d":"100.00"},0,{"v":0,"d":"0.00"},0,250.03,7.51,312,99375,{"$f":"'Bethel TMY 3'!$D$5","v":2019},"12","20","04","12/20/2019 04:00","2019-12-19T20:00:00",35.15]
["20121220:0500",1.73,{"v":100,"d":"100.00"},0,{"v":0,"d":"0.00"},0,241.05,7.37,310,99492,{"$f":"'Bethel TMY 3'!$D$5","v":2019},"12","20","05","12/20/2019 05:00","2019-12-19T21:00:00",35.114]
["20121220:0600",1.68,{"v":100,"d":"100.00"},0,{"v":0,"d":"0.00"},0,236.88,7.14,309,99622,{"$f":"'Bethel TMY 3'!$D$5","v":2019},"12","20","06","12/20/2019 06:00","2019-12-19T22:00:00",35.024]
["20121220:0700",1.63,{"v":100,"d":"100.00"},0,{"v":0,"d":"0.00"},0,232.72,6.92,308,99752,{"$f":"'Bethel TMY 3'!$D$5","v":2019},"12","20","07","12/20/2019 07:00","2019-12-19T23:00:00",34.934]
["20121220:0800",1.59,{"v":100,"d":"100.00"},0,{"v":0,"d":"0.00"},0,228.55,{"v":6.7,"d":"6.70"},306,99881,{"$f":"'Bethel TMY 3'!$D$5","v":2019},"12","20","08","12/20/2019 08:00","2019-12-20",34.862]
["20121220:0900",1.59,{"v":100,"d":"100.00"},0,{"v":0,"d":"0.00"},0,229.42,6.26,307,100028,{"$f":"'Bethel TMY 3'!$D$5","v":2019},"12","20","09","12/20/2019 09:00","2019-12-20T01:00:00",34.862]
["20121220:1000",1.59,{"v":100,"d":"100.00"},0,{"v":0,"d":"0.00"},0,230.28,5.81,307,100174,{"$f":"'Bethel TMY 3'!$D$5","v":2019},"12","20","10","12/20/2019 10:00","2019-12-20T02:00:00",34.862]
["20121220:1100",{"v":1.6,"d":"1.60"},{"v":100,"d":"100.00"},0,{"v":0,"d":"0.00"},0,231.15,5.37,307,100321,{"$f":"'Bethel TMY 3'!$D$5","v":2019},"12","20","11","12/20/2019 11:00","2019-12-20T03:00:00",34.88]
["20121220:1200",1.51,{"v":100,"d":"100.00"},0,{"v":0,"d":"0.00"},0,236.38,4.45,308,100467,{"$f":"'Bethel TMY 3'!$D$5","v":2019},"12","20","12","12/20/2019 12:00","2019-12-20T04:00:00",34.718]
["20121220:1300",1.42,{"v":100,"d":"100.00"},0,{"v":0,"d":"0.00"},0,241.62,3.53,310,100614,{"$f":"'Bethel TMY 3'!$D$5","v":2019},"12","20","13","12/20/2019 13:00","2019-12-20T05:00:00",34.556]
["20121220:1400",1.34,{"v":100,"d":"100.00"},0,{"v":0,"d":"0.00"},0,246.85,2.61,311,100760,{"$f":"'Bethel TMY 3'!$D$5","v":2019},"12","20","14","12/20/2019 14:00","2019-12-20T06:00:00",34.412]
["20121220:1500",1.39,{"v":100,"d":"100.00"},0,{"v":0,"d":"0.00"},0,246.93,2.08,264,100854,{"$f":"'Bethel TMY 3'!$D$5","v":2019},"12","20","15","12/20/2019 15:00","2019-12-20T07:00:00",34.502]
["20121220:1600",1.45,{"v":100,"d":"100.00"},0,{"v":0,"d":"0.00"},0,247.02,1.56,217,100947,{"$f":"'Bethel TMY 3'!$D$5","v":2019},"12","20","16","12/20/2019 16:00","2019-12-20T08:00:00",34.61]
["20121220:1700",1.51,{"v":100,"d":"100.00"},0,{"v":0,"d":"0.00"},0,{"v":247.1,"d":"247.10"},1.03,169,101040,{"$f":"'Bethel TMY 3'!$D$5","v":2019},"12","20","17","12/20/2019 17:00","2019-12-20T09:00:00",34.718]
["20121220:1800",1.84,{"v":100,"d":"100.00"},6,{"v":0,"d":"0.00"},6,247.95,{"v":1.6,"d":"1.60"},171,101133,{"$f":"'Bethel TMY 3'!$D$5","v":2019},"12","20","18","12/20/2019 18:00","2019-12-20T10:00:00",35.312]
["20121220:1900",2.17,{"v":100,"d":"100.00"},16,{"v":0,"d":"0.00"},16,{"v":248.8,"d":"248.80"},2.17,174,101227,{"$f":"'Bethel TMY 3'!$D$5","v":2019},"12","20","19","12/20/2019 19:00","2019-12-20T11:00:00",35.906]
["20121220:2000",2.49,{"v":100,"d":"100.00"},25,{"v":0,"d":"0.00"},25,249.65,2.73,176,101320,{"$f":"'Bethel TMY 3'!$D$5","v":2019},"12","20","20","12/20/2019 20:00","2019-12-20T12:00:00",36.482]
["20121220:2100",{"v":2.4,"d":"2.40"},{"v":100,"d":"100.00"},19,{"v":0,"d":"0.00"},19,{"v":251.7,"d":"251.70"},2.74,177,101373,{"$f":"'Bethel TMY 3'!$D$5","v":2019},"12","20","21","12/20/2019 21:00","2019-12-20T13:00:00",36.32]
["20121220:2200",{"v":2.3,"d":"2.30"},{"v":100,"d":"100.00"},91,146.36,66,253.75,2.74,178,101426,{"$f":"'Bethel TMY 3'!$D$5","v":2019},"12","20","22","12/20/2019 22:00","2019-12-20T14:00:00",36.14]
["20121220:2300",{"v":2.2,"d":"2.20"},{"v":100,"d":"100.00"},18,{"v":0,"d":"0.00"},18,{"v":255.8,"d":"255.80"},2.74,180,101480,{"$f":"'Bethel TMY 3'!$D$5","v":2019},"12","20","23","12/20/2019 23:00","2019-12-20T15:00:00",35.96]
["20121221:0000",2.13,{"v":100,"d":"100.00"},3,{"v":0,"d":"0.00"},3,258.38,3.49,172,101543,{"$f":"'Bethel TMY 3'!$D$5","v":2019},"12","21","00","12/21/2019 00:00","2019-12-20T16:00:00",35.834]
["20121221:0100",2.06,{"v":100,"d":"100.00"},0,{"v":0,"d":"0.00"},0,260.97,4.23,164,101606,{"$f":"'Bethel TMY 3'!$D$5","v":2019},"12","21","01","12/21/2019 01:00","2019-12-20T17:00:00",35.708]
["20121221:0200",1.99,{"v":100,"d":"100.00"},0,{"v":0,"d":"0.00"},0,263.55,4.97,156,101669,{"$f":"'Bethel TMY 3'!$D$5","v":2019},"12","21","02","12/21/2019 02:00","2019-12-20T18:00:00",35.582]
["20121221:0300",2.15,{"v":100,"d":"100.00"},0,{"v":0,"d":"0.00"},0,270.12,5.67,155,101663,{"$f":"'Bethel TMY 3'!$D$5","v":2019},"12","21","03","12/21/2019 03:00","2019-12-20T19:00:00",35.87]
["20121221:0400",2.32,{"v":100,"d":"100.00"},0,{"v":0,"d":"0.00"},0,276.68,6.38,153,101656,{"$f":"'Bethel TMY 3'!$D$5","v":2019},"12","21","04","12/21/2019 04:00","2019-12-20T20:00:00",36.176]
["20121221:0500",2.48,{"v":100,"d":"100.00"},0,{"v":0,"d":"0.00"},0,283.25,7.09,151,101649,{"$f":"'Bethel TMY 3'!$D$5","v":2019},"12","21","05","12/21/2019 05:00","2019-12-20T21:00:00",36.464]
["20121221:0600",2.62,{"v":100,"d":"100.00"},0,{"v":0,"d":"0.00"},0,288.97,7.77,152,101663,{"$f":"'Bethel TMY 3'!$D$5","v":2019},"12","21","06","12/21/2019 06:00","2019-12-20T22:00:00",36.716]
["20121221:0700",2.76,{"v":100,"d":"100.00"},0,{"v":0,"d":"0.00"},0,294.68,8.45,154,101676,{"$f":"'Bethel TMY 3'!$D$5","v":2019},"12","21","07","12/21/2019 07:00","2019-12-20T23:00:00",36.968]
["20121221:0800",2.91,{"v":100,"d":"100.00"},0,{"v":0,"d":"0.00"},0,{"v":300.4,"d":"300.40"},9.13,155,101689,{"$f":"'Bethel TMY 3'!$D$5","v":2019},"12","21","08","12/21/2019 08:00","2019-12-21",37.238]
["20121221:0900",2.93,{"v":100,"d":"100.00"},0,{"v":0,"d":"0.00"},0,304.53,9.95,152,101656,{"$f":"'Bethel TMY 3'!$D$5","v":2019},"12","21","09","12/21/2019 09:00","2019-12-21T01:00:00",37.274]
["20121221:1000",2.95,{"v":100,"d":"100.00"},0,{"v":0,"d":"0.00"},0,308.67,10.78,149,101623,{"$f":"'Bethel TMY 3'!$D$5","v":2019},"12","21","10","12/21/2019 10:00","2019-12-21T02:00:00",37.31]
["20121221:1100",2.98,{"v":100,"d":"100.00"},0,{"v":0,"d":"0.00"},0,{"v":312.8,"d":"312.80"},{"v":11.6,"d":"11.60"},146,101589,{"$f":"'Bethel TMY 3'!$D$5","v":2019},"12","21","11","12/21/2019 11:00","2019-12-21T03:00:00",37.364]
["20121221:1200",3.22,{"v":100,"d":"100.00"},0,{"v":0,"d":"0.00"},0,314.83,12.43,144,101506,{"$f":"'Bethel TMY 3'!$D$5","v":2019},"12","21","12","12/21/2019 12:00","2019-12-21T04:00:00",37.796]
["20121221:1300",3.47,{"v":100,"d":"100.00"},0,{"v":0,"d":"0.00"},0,316.87,13.26,142,101423,{"$f":"'Bethel TMY 3'!$D$5","v":2019},"12","21","13","12/21/2019 13:00","2019-12-21T05:00:00",38.246]
["20121221:1400",3.72,{"v":100,"d":"100.00"},0,{"v":0,"d":"0.00"},0,{"v":318.9,"d":"318.90"},14.08,140,101340,{"$f":"'Bethel TMY 3'!$D$5","v":2019},"12","21","14","12/21/2019 14:00","2019-12-21T06:00:00",38.696]
["20121221:1500",3.76,{"v":100,"d":"100.00"},0,{"v":0,"d":"0.00"},0,320.63,14.79,139,101270,{"$f":"'Bethel TMY 3'!$D$5","v":2019},"12","21","15","12/21/2019 15:00","2019-12-21T07:00:00",38.768]
["20121221:1600",{"v":3.8,"d":"3.80"},{"v":100,"d":"100.00"},0,{"v":0,"d":"0.00"},0,322.37,{"v":15.5,"d":"15.50"},139,101200,{"$f":"'Bethel TMY 3'!$D$5","v":2019},"12","21","16","12/21/2019 16:00","2019-12-21T08:00:00",38.84]
["20121221:1700",3.84,{"v":100,"d":"100.00"},0,{"v":0,"d":"0.00"},0,{"v":324.1,"d":"324.10"},16.21,138,101130,{"$f":"'Bethel TMY 3'!$D$5","v":2019},{"$f":"MID(A8531,5,2)","v":"12"},{"$f":"MID(A8531,7,2)","v":"21"},{"$f":"MID(A8531,10,2)","v":"17"},{"$f":"L8531&\"/\"&M8531&\"/\"&K8531&\" \"&N8531&\":00\"","v":"12/21/2019 17:00"},{"$f":"(DATEVALUE(O8531)+TIMEVALUE(O8531))+($P$16/24)","v":"2019-12-21T09:00:00"},{"$f":"((9/5)*B8531)+32","v":38.912}]
["20121221:1800",3.96,{"v":100,"d":"100.00"},3,{"v":0,"d":"0.00"},3,325.23,16.59,138,101033,{"$f":"'Bethel TMY 3'!$D$5","v":2019},"12","21","18","12/21/2019 18:00","2019-12-21T10:00:00",39.128]
["20121221:1900",4.09,{"v":100,"d":"100.00"},7,{"v":0,"d":"0.00"},7,326.37,16.97,138,100937,{"$f":"'Bethel TMY 3'!$D$5","v":2019},"12","21","19","12/21/2019 19:00","2019-12-21T11:00:00",39.362]
["20121221:2000",4.21,{"v":100,"d":"100.00"},14,{"v":0,"d":"0.00"},14,{"v":327.5,"d":"327.50"},17.35,138,100840,{"$f":"'Bethel TMY 3'!$D$5","v":2019},"12","21","20","12/21/2019 20:00","2019-12-21T12:00:00",39.578]
["20121221:2100",{"v":4.2,"d":"4.20"},{"v":100,"d":"100.00"},11,{"v":0,"d":"0.00"},11,328.52,17.46,137,100707,{"$f":"'Bethel TMY 3'!$D$5","v":2019},"12","21","21","12/21/2019 21:00","2019-12-21T13:00:00",39.56]
["20121221:2200",4.19,{"v":100,"d":"100.00"},6,{"v":0,"d":"0.00"},6,329.53,17.57,136,100574,{"$f":"'Bethel TMY 3'!$D$5","v":2019},"12","21","22","12/21/2019 22:00","2019-12-21T14:00:00",39.542]
["20121221:2300",4.17,{"v":100,"d":"100.00"},5,{"v":0,"d":"0.00"},5,330.55,17.68,134,100441,{"$f":"'Bethel TMY 3'!$D$5","v":2019},"12","21","23","12/21/2019 23:00","2019-12-21T15:00:00",39.506]
["20121222:0000",4.28,{"v":100,"d":"100.00"},0,{"v":0,"d":"0.00"},0,331.13,17.63,133,100298,{"$f":"'Bethel TMY 3'!$D$5","v":2019},"12","22","00","12/22/2019 00:00","2019-12-21T16:00:00",39.704]
["20121222:0100",4.38,{"v":100,"d":"100.00"},0,{"v":0,"d":"0.00"},0,331.72,17.57,132,100155,{"$f":"'Bethel TMY 3'!$D$5","v":2019},"12","22","01","12/22/2019 01:00","2019-12-21T17:00:00",39.884]
["20121222:0200",4.49,{"v":100,"d":"100.00"},0,{"v":0,"d":"0.00"},0,{"v":332.3,"d":"332.30"},17.52,130,100011,{"$f":"'Bethel TMY 3'!$D$5","v":2019},"12","22","02","12/22/2019 02:00","2019-12-21T18:00:00",40.082]
["20121222:0300",4.85,{"v":100,"d":"100.00"},0,{"v":0,"d":"0.00"},0,{"v":333,"d":"333.00"},18.15,133,99862,{"$f":"'Bethel TMY 3'!$D$5","v":2019},"12","22","03","12/22/2019 03:00","2019-12-21T19:00:00",40.730000000000004]
["20121222:0400",{"v":5.2,"d":"5.20"},{"v":100,"d":"100.00"},0,{"v":0,"d":"0.00"},0,{"v":333.7,"d":"333.70"},18.78,136,99712,{"$f":"'Bethel TMY 3'!$D$5","v":2019},"12","22","04","12/22/2019 04:00","2019-12-21T20:00:00",41.36]
["20121222:0500",5.56,{"v":100,"d":"100.00"},0,{"v":0,"d":"0.00"},0,{"v":334.4,"d":"334.40"},19.41,139,99562,{"$f":"'Bethel TMY 3'!$D$5","v":2019},"12","22","05","12/22/2019 05:00","2019-12-21T21:00:00",42.007999999999996]
["20121222:0600",5.75,{"v":100,"d":"100.00"},0,{"v":0,"d":"0.00"},0,335.33,18.75,139,99472,{"$f":"'Bethel TMY 3'!$D$5","v":2019},"12","22","06","12/22/2019 06:00","2019-12-21T22:00:00",42.35]
["20121222:0700",5.94,{"v":100,"d":"100.00"},0,{"v":0,"d":"0.00"},0,336.27,{"v":18.1,"d":"18.10"},139,99382,{"$f":"'Bethel TMY 3'!$D$5","v":2019},"12","22","07","12/22/2019 07:00","2019-12-21T23:00:00",42.692]
["20121222:0800",6.14,{"v":100,"d":"100.00"},0,{"v":0,"d":"0.00"},0,{"v":337.2,"d":"337.20"},17.45,139,99292,{"$f":"'Bethel TMY 3'!$D$5","v":2019},"12","22","08","12/22/2019 08:00","2019-12-22",43.052]
["20121222:0900",6.01,{"v":100,"d":"100.00"},0,{"v":0,"d":"0.00"},0,334.92,{"v":17.2,"d":"17.20"},140,99209,{"$f":"'Bethel TMY 3'!$D$5","v":2019},"12","22","09","12/22/2019 09:00","2019-12-22T01:00:00",42.818]
["20121222:1000",5.88,{"v":100,"d":"100.00"},0,{"v":0,"d":"0.00"},0,332.63,16.96,140,99126,{"$f":"'Bethel TMY 3'!$D$5","v":2019},"12","22","10","12/22/2019 10:00","2019-12-22T02:00:00",42.584]
["20121222:1100",5.76,{"v":100,"d":"100.00"},0,{"v":0,"d":"0.00"},0,330.35,16.72,141,99042,{"$f":"'Bethel TMY 3'!$D$5","v":2019},"12","22","11","12/22/2019 11:00","2019-12-22T03:00:00",42.368]
["20121222:1200",5.76,{"v":100,"d":"100.00"},0,{"v":0,"d":"0.00"},0,330.48,16.07,141,98996,{"$f":"'Bethel TMY 3'!$D$5","v":2019},"12","22","12","12/22/2019 12:00","2019-12-22T04:00:00",42.368]
["20121222:1300",5.76,{"v":100,"d":"100.00"},0,{"v":0,"d":"0.00"},0,330.62,15.43,141,98949,{"$f":"'Bethel TMY 3'!$D$5","v":2019},"12","22","13","12/22/2019 13:00","2019-12-22T05:00:00",42.368]
["20121222:1400",5.77,{"v":100,"d":"100.00"},0,{"v":0,"d":"0.00"},0,330.75,14.79,141,98903,{"$f":"'Bethel TMY 3'!$D$5","v":2019},"12","22","14","12/22/2019 14:00","2019-12-22T06:00:00",42.385999999999996]
["20121222:1500",5.82,{"v":100,"d":"100.00"},0,{"v":0,"d":"0.00"},0,{"v":332.2,"d":"332.20"},13.14,147,98903,{"$f":"'Bethel TMY 3'!$D$5","v":2019},"12","22","15","12/22/2019 15:00","2019-12-22T07:00:00",42.476]
["20121222:1600",5.87,{"v":100,"d":"100.00"},0,{"v":0,"d":"0.00"},0,333.65,11.49,154,98903,{"$f":"'Bethel TMY 3'!$D$5","v":2019},"12","22","16","12/22/2019 16:00","2019-12-22T08:00:00",42.566]
["20121222:1700",5.92,{"v":100,"d":"100.00"},0,{"v":0,"d":"0.00"},0,{"v":335.1,"d":"335.10"},9.83,160,98903,{"$f":"'Bethel TMY 3'!$D$5","v":2019},"12","22","17","12/22/2019 17:00","2019-12-22T09:00:00",42.656]
["20121222:1800",{"v":6.1,"d":"6.10"},{"v":100,"d":"100.00"},9,{"v":0,"d":"0.00"},9,335.77,9.31,183,98996,{"$f":"'Bethel TMY 3'!$D$5","v":2019},"12","22","18","12/22/2019 18:00","2019-12-22T10:00:00",42.980000000000004]
["20121222:1900",6.28,{"v":100,"d":"100.00"},25,{"v":0,"d":"0.00"},25,336.43,8.78,205,99089,{"$f":"'Bethel TMY 3'!$D$5","v":2019},"12","22","19","12/22/2019 19:00","2019-12-22T11:00:00",43.304]
["20121222:2000",6.46,{"v":100,"d":"100.00"},35,{"v":0,"d":"0.00"},35,{"v":337.1,"d":"337.10"},8.25,228,99182,{"$f":"'Bethel TMY 3'!$D$5","v":2019},"12","22","20","12/22/2019 20:00","2019-12-22T12:00:00",43.628]
["20121222:2100",6.36,{"v":100,"d":"100.00"},11,{"v":0,"d":"0.00"},11,335.98,{"v":8.8,"d":"8.80"},236,99355,{"$f":"'Bethel TMY 3'!$D$5","v":2019},"12","22","21","12/22/2019 21:00","2019-12-22T13:00:00",43.448]
["20121222:2200",6.26,{"v":100,"d":"100.00"},4,{"v":0,"d":"0.00"},4,334.87,9.36,244,99529,{"$f":"'Bethel TMY 3'!$D$5","v":2019},"12","22","22","12/22/2019 22:00","2019-12-22T14:00:00",43.268]
["20121222:2300",6.15,{"v":100,"d":"100.00"},76,352.77,37,333.75,9.92,252,99702,{"$f":"'Bethel TMY 3'!$D$5","v":2019},"12","22","23","12/22/2019 23:00","2019-12-22T15:00:00",43.07]
["20121223:0000",5.87,{"v":100,"d":"100.00"},12,{"v":0,"d":"0.00"},12,322.67,8.91,240,99895,{"$f":"'Bethel TMY 3'!$D$5","v":2019},"12","23","00","12/23/2019 00:00","2019-12-22T16:00:00",42.566]
["20121223:0100",5.59,{"v":100,"d":"100.00"},0,{"v":0,"d":"0.00"},0,311.58,{"v":7.9,"d":"7.90"},228,100088,{"$f":"'Bethel TMY 3'!$D$5","v":2019},"12","23","01","12/23/2019 01:00","2019-12-22T17:00:00",42.062]
["20121223:0200",5.31,{"v":100,"d":"100.00"},0,{"v":0,"d":"0.00"},0,{"v":300.5,"d":"300.50"},{"v":6.9,"d":"6.90"},216,100281,{"$f":"'Bethel TMY 3'!$D$5","v":2019},"12","23","02","12/23/2019 02:00","2019-12-22T18:00:00",41.558]
["20121223:0300",5.14,{"v":100,"d":"100.00"},0,{"v":0,"d":"0.00"},0,298.25,7.41,199,100361,{"$f":"'Bethel TMY 3'!$D$5","v":2019},"12","23","03","12/23/2019 03:00","2019-12-22T19:00:00",41.251999999999995]
["20121223:0400",4.97,{"v":100,"d":"100.00"},0,{"v":0,"d":"0.00"},0,{"v":296,"d":"296.00"},7.93,182,100441,{"$f":"'Bethel TMY 3'!$D$5","v":2019},"12","23","04","12/23/2019 04:00","2019-12-22T20:00:00",40.946]
["20121223:0500",{"v":4.8,"d":"4.80"},{"v":100,"d":"100.00"},0,{"v":0,"d":"0.00"},0,293.75,8.44,165,100521,{"$f":"'Bethel TMY 3'!$D$5","v":2019},"12","23","05","12/23/2019 05:00","2019-12-22T21:00:00",40.64]
["20121223:0600",4.68,{"v":100,"d":"100.00"},0,{"v":0,"d":"0.00"},0,300.98,10.28,159,100471,{"$f":"'Bethel TMY 3'!$D$5","v":2019},"12","23","06","12/23/2019 06:00","2019-12-22T22:00:00",40.424]
["20121223:0700",4.57,{"v":100,"d":"100.00"},0,{"v":0,"d":"0.00"},0,308.22,12.11,153,100421,{"$f":"'Bethel TMY 3'!$D$5","v":2019},"12","23","07","12/23/2019 07:00","2019-12-22T23:00:00",40.226]
["20121223:0800",4.46,{"v":100,"d":"100.00"},0,{"v":0,"d":"0.00"},0,315.45,13.94,147,100371,{"$f":"'Bethel TMY 3'!$D$5","v":2019},"12","23","08","12/23/2019 08:00","2019-12-23",40.028]
["20121223:0900",4.28,{"v":100,"d":"100.00"},0,{"v":0,"d":"0.00"},0,317.78,15.92,146,100155,{"$f":"'Bethel TMY 3'!$D$5","v":2019},"12","23","09","12/23/2019 09:00","2019-12-23T01:00:00",39.704]
["20121223:1000",4.11,{"v":100,"d":"100.00"},0,{"v":0,"d":"0.00"},0,320.12,17.89,144,99938,{"$f":"'Bethel TMY 3'!$D$5","v":2019},"12","23","10","12/23/2019 10:00","2019-12-23T02:00:00",39.398]
["20121223:1100",3.94,{"v":100,"d":"100.00"},0,{"v":0,"d":"0.00"},0,322.45,19.86,143,99722,{"$f":"'Bethel TMY 3'!$D$5","v":2019},"12","23","11","12/23/2019 11:00","2019-12-23T03:00:00",39.092]
["20121223:1200",4.37,{"v":100,"d":"100.00"},0,{"v":0,"d":"0.00"},0,{"v":325.7,"d":"325.70"},18.95,145,99495,{"$f":"'Bethel TMY 3'!$D$5","v":2019},"12","23","12","12/23/2019 12:00","2019-12-23T04:00:00",39.866]
["20121223:1300",{"v":4.8,"d":"4.80"},{"v":100,"d":"100.00"},0,{"v":0,"d":"0.00"},0,328.95,18.04,148,99269,{"$f":"'Bethel TMY 3'!$D$5","v":2019},"12","23","13","12/23/2019 13:00","2019-12-23T05:00:00",40.64]
["20121223:1400",5.24,{"v":100,"d":"100.00"},0,{"v":0,"d":"0.00"},0,{"v":332.2,"d":"332.20"},17.13,150,99042,{"$f":"'Bethel TMY 3'!$D$5","v":2019},"12","23","14","12/23/2019 14:00","2019-12-23T06:00:00",41.432]
["20121223:1500",5.36,{"v":100,"d":"100.00"},0,{"v":0,"d":"0.00"},0,329.48,17.19,153,98903,{"$f":"'Bethel TMY 3'!$D$5","v":2019},"12","23","15","12/23/2019 15:00","2019-12-23T07:00:00",41.648]
["20121223:1600",5.48,{"v":100,"d":"100.00"},0,{"v":0,"d":"0.00"},0,326.77,17.25,156,98763,{"$f":"'Bethel TMY 3'!$D$5","v":2019},"12","23","16","12/23/2019 16:00","2019-12-23T08:00:00",41.864000000000004]
["20121223:1700",5.61,{"v":100,"d":"100.00"},0,{"v":0,"d":"0.00"},0,324.05,17.31,158,98623,{"$f":"'Bethel TMY 3'!$D$5","v":2019},"12","23","17","12/23/2019 17:00","2019-12-23T09:00:00",42.098]
["20121223:1800",5.73,{"v":100,"d":"100.00"},4,{"v":0,"d":"0.00"},4,326.87,16.94,165,98560,{"$f":"'Bethel TMY 3'!$D$5","v":2019},"12","23","18","12/23/2019 18:00","2019-12-23T10:00:00",42.314]
["20121223:1900",5.85,{"v":100,"d":"100.00"},12,{"v":0,"d":"0.00"},12,329.68,16.57,171,98496,{"$f":"'Bethel TMY 3'!$D$5","v":2019},"12","23","19","12/23/2019 19:00","2019-12-23T11:00:00",42.53]
["20121223:2000",5.97,{"v":100,"d":"100.00"},11,{"v":0,"d":"0.00"},11,{"v":332.5,"d":"332.50"},16.21,178,98433,{"$f":"'Bethel TMY 3'!$D$5","v":2019},"12","23","20","12/23/2019 20:00","2019-12-23T12:00:00",42.746]
["20121223:2100",5.89,{"v":100,"d":"100.00"},15,{"v":0,"d":"0.00"},15,332.88,15.75,183,98457,{"$f":"'Bethel TMY 3'!$D$5","v":2019},"12","23","21","12/23/2019 21:00","2019-12-23T13:00:00",42.602000000000004]
["20121223:2200",5.81,{"v":100,"d":"100.00"},6,{"v":0,"d":"0.00"},6,333.27,{"v":15.3,"d":"15.30"},189,98480,{"$f":"'Bethel TMY 3'!$D$5","v":2019},"12","23","22","12/23/2019 22:00","2019-12-23T14:00:00",42.458]
["20121223:2300",5.73,{"v":100,"d":"100.00"},3,{"v":0,"d":"0.00"},3,333.65,14.84,195,98503,{"$f":"'Bethel TMY 3'!$D$5","v":2019},"12","23","23","12/23/2019 23:00","2019-12-23T15:00:00",42.314]
["20121224:0000",{"v":5.4,"d":"5.40"},{"v":100,"d":"100.00"},0,{"v":0,"d":"0.00"},0,331.83,14.22,201,98700,{"$f":"'Bethel TMY 3'!$D$5","v":2019},"12","24","00","12/24/2019 00:00","2019-12-23T16:00:00",41.72]
["20121224:0100",5.06,{"v":100,"d":"100.00"},0,{"v":0,"d":"0.00"},0,330.02,{"v":13.6,"d":"13.60"},208,98896,{"$f":"'Bethel TMY 3'!$D$5","v":2019},"12","24","01","12/24/2019 01:00","2019-12-23T17:00:00",41.108]
["20121224:0200",4.73,{"v":100,"d":"100.00"},0,{"v":0,"d":"0.00"},0,{"v":328.2,"d":"328.20"},12.98,214,99092,{"$f":"'Bethel TMY 3'!$D$5","v":2019},"12","24","02","12/24/2019 02:00","2019-12-23T18:00:00",40.514]
["20121224:0300",4.71,{"v":100,"d":"100.00"},0,{"v":0,"d":"0.00"},0,327.93,13.38,220,99202,{"$f":"'Bethel TMY 3'!$D$5","v":2019},"12","24","03","12/24/2019 03:00","2019-12-23T19:00:00",40.478]
["20121224:0400",4.69,{"v":100,"d":"100.00"},0,{"v":0,"d":"0.00"},0,327.67,13.79,226,99312,{"$f":"'Bethel TMY 3'!$D$5","v":2019},"12","24","04","12/24/2019 04:00","2019-12-23T20:00:00",40.442]
["20121224:0500",4.67,{"v":100,"d":"100.00"},0,{"v":0,"d":"0.00"},0,{"v":327.4,"d":"327.40"},14.19,232,99422,{"$f":"'Bethel TMY 3'!$D$5","v":2019},"12","24","05","12/24/2019 05:00","2019-12-23T21:00:00",40.406]
["20121224:0600",4.62,{"v":100,"d":"100.00"},0,{"v":0,"d":"0.00"},0,326.12,14.43,235,99539,{"$f":"'Bethel TMY 3'!$D$5","v":2019},"12","24","06","12/24/2019 06:00","2019-12-23T22:00:00",40.316]
["20121224:0700",4.57,{"v":100,"d":"100.00"},0,{"v":0,"d":"0.00"},0,324.83,14.66,238,99655,{"$f":"'Bethel TMY 3'!$D$5","v":2019},"12","24","07","12/24/2019 07:00","2019-12-23T23:00:00",40.226]
["20121224:0800",4.52,{"v":100,"d":"100.00"},0,{"v":0,"d":"0.00"},0,323.55,{"v":14.9,"d":"14.90"},240,99772,{"$f":"'Bethel TMY 3'!$D$5","v":2019},"12","24","08","12/24/2019 08:00","2019-12-24",40.135999999999996]
["20121224:0900",4.48,{"v":100,"d":"100.00"},0,{"v":0,"d":"0.00"},0,319.03,15.57,248,99935,{"$f":"'Bethel TMY 3'!$D$5","v":2019},{"$f":"MID(A8595,5,2)","v":"12"},{"$f":"MID(A8595,7,2)","v":"24"},{"$f":"MID(A8595,10,2)","v":"09"},{"$f":"L8595&\"/\"&M8595&\"/\"&K8595&\" \"&N8595&\":00\"","v":"12/24/2019 09:00"},{"$f":"(DATEVALUE(O8595)+TIMEVALUE(O8595))+($P$16/24)","v":"2019-12-24T01:00:00"},{"$f":"((9/5)*B8595)+32","v":40.064}]
["20121224:1000",4.45,{"v":100,"d":"100.00"},0,{"v":0,"d":"0.00"},0,314.52,16.25,256,100098,{"$f":"'Bethel TMY 3'!$D$5","v":2019},"12","24","10","12/24/2019 10:00","2019-12-24T02:00:00",40.01]
["20121224:1100",4.42,{"v":100,"d":"100.00"},0,{"v":0,"d":"0.00"},0,{"v":310,"d":"310.00"},16.92,264,100261,{"$f":"'Bethel TMY 3'!$D$5","v":2019},"12","24","11","12/24/2019 11:00","2019-12-24T03:00:00",39.956]
["20121224:1200",4.55,{"v":100,"d":"100.00"},0,{"v":0,"d":"0.00"},0,305.05,15.01,268,100581,{"$f":"'Bethel TMY 3'!$D$5","v":2019},"12","24","12","12/24/2019 12:00","2019-12-24T04:00:00",40.19]
["20121224:1300",4.69,{"v":100,"d":"100.00"},0,{"v":0,"d":"0.00"},0,{"v":300.1,"d":"300.10"},{"v":13.1,"d":"13.10"},272,100900,{"$f":"'Bethel TMY 3'!$D$5","v":2019},"12","24","13","12/24/2019 13:00","2019-12-24T05:00:00",40.442]
["20121224:1400",4.83,{"v":100,"d":"100.00"},0,{"v":0,"d":"0.00"},0,295.15,11.19,276,101220,{"$f":"'Bethel TMY 3'!$D$5","v":2019},"12","24","14","12/24/2019 14:00","2019-12-24T06:00:00",40.694]
["20121224:1500",4.75,{"v":100,"d":"100.00"},0,{"v":0,"d":"0.00"},0,283.27,10.23,275,101423,{"$f":"'Bethel TMY 3'!$D$5","v":2019},"12","24","15","12/24/2019 15:00","2019-12-24T07:00:00",40.55]
["20121224:1600",4.67,{"v":100,"d":"100.00"},0,{"v":0,"d":"0.00"},0,271.38,9.26,274,101626,{"$f":"'Bethel TMY 3'!$D$5","v":2019},"12","24","16","12/24/2019 16:00","2019-12-24T08:00:00",40.406]
["20121224:1700",{"v":4.6,"d":"4.60"},{"v":100,"d":"100.00"},0,{"v":0,"d":"0.00"},0,{"v":259.5,"d":"259.50"},{"v":8.3,"d":"8.30"},273,101829,{"$f":"'Bethel TMY 3'!$D$5","v":2019},"12","24","17","12/24/2019 17:00","2019-12-24T09:00:00",40.28]
["20121224:1800",{"v":4.8,"d":"4.80"},98.89,43,234.98,27,258.52,{"v":7,"d":"7.00"},264,101936,{"$f":"'Bethel TMY 3'!$D$5","v":2019},"12","24","18","12/24/2019 18:00","2019-12-24T10:00:00",40.64]
["20121224:1900",{"v":5,"d":"5.00"},97.78,38,{"v":0,"d":"0.00"},38,257.53,5.69,255,102042,{"$f":"'Bethel TMY 3'!$D$5","v":2019},"12","24","19","12/24/2019 19:00","2019-12-24T11:00:00",41]
["20121224:2000",{"v":5.2,"d":"5.20"},96.67,81,52.85,71,256.55,4.39,246,102149,{"$f":"'Bethel TMY 3'!$D$5","v":2019},"12","24","20","12/24/2019 20:00","2019-12-24T12:00:00",41.36]
["20121224:2100",5.18,97.78,15,{"v":0,"d":"0.00"},15,{"v":262.6,"d":"262.60"},4.78,218,102165,{"$f":"'Bethel TMY 3'!$D$5","v":2019},"12","24","21","12/24/2019 21:00","2019-12-24T13:00:00",41.324]
["20121224:2200",5.16,98.89,23,{"v":0,"d":"0.00"},23,268.65,5.17,189,102182,{"$f":"'Bethel TMY 3'!$D$5","v":2019},"12","24","22","12/24/2019 22:00","2019-12-24T14:00:00",41.288]
["20121224:2300",5.14,{"v":100,"d":"100.00"},4,{"v":0,"d":"0.00"},4,{"v":274.7,"d":"274.70"},5.56,160,102199,{"$f":"'Bethel TMY 3'!$D$5","v":2019},"12","24","23","12/24/2019 23:00","2019-12-24T15:00:00",41.251999999999995]
["20121225:0000",4.99,{"v":100,"d":"100.00"},0,{"v":0,"d":"0.00"},0,{"v":281.9,"d":"281.90"},7.63,155,102096,{"$f":"'Bethel TMY 3'!$D$5","v":2019},"12","25","00","12/25/2019 00:00","2019-12-24T16:00:00",40.982]
["20121225:0100",4.83,{"v":100,"d":"100.00"},0,{"v":0,"d":"0.00"},0,{"v":289.1,"d":"289.10"},{"v":9.7,"d":"9.70"},149,101992,{"$f":"'Bethel TMY 3'!$D$5","v":2019},"12","25","01","12/25/2019 01:00","2019-12-24T17:00:00",40.694]
["20121225:0200",4.67,{"v":100,"d":"100.00"},0,{"v":0,"d":"0.00"},0,{"v":296.3,"d":"296.30"},11.77,144,101889,{"$f":"'Bethel TMY 3'!$D$5","v":2019},"12","25","02","12/25/2019 02:00","2019-12-24T18:00:00",40.406]
["20121225:0300",4.52,{"v":100,"d":"100.00"},0,{"v":0,"d":"0.00"},0,301.22,13.37,145,101723,{"$f":"'Bethel TMY 3'!$D$5","v":2019},"12","25","03","12/25/2019 03:00","2019-12-24T19:00:00",40.135999999999996]
["20121225:0400",4.37,{"v":100,"d":"100.00"},0,{"v":0,"d":"0.00"},0,306.13,14.97,145,101556,{"$f":"'Bethel TMY 3'!$D$5","v":2019},"12","25","04","12/25/2019 04:00","2019-12-24T20:00:00",39.866]
["20121225:0500",4.22,{"v":100,"d":"100.00"},0,{"v":0,"d":"0.00"},0,311.05,16.57,146,101390,{"$f":"'Bethel TMY 3'!$D$5","v":2019},"12","25","05","12/25/2019 05:00","2019-12-24T21:00:00",39.596000000000004]
["20121225:0600",4.04,{"v":100,"d":"100.00"},0,{"v":0,"d":"0.00"},0,313.25,17.84,146,101223,{"$f":"'Bethel TMY 3'!$D$5","v":2019},"12","25","06","12/25/2019 06:00","2019-12-24T22:00:00",39.272]
["20121225:0700",3.86,{"v":100,"d":"100.00"},0,{"v":0,"d":"0.00"},0,315.45,19.12,146,101057,{"$f":"'Bethel TMY 3'!$D$5","v":2019},"12","25","07","12/25/2019 07:00","2019-12-24T23:00:00",38.948]
["20121225:0800",3.68,{"v":100,"d":"100.00"},0,{"v":0,"d":"0.00"},0,317.65,{"v":20.4,"d":"20.40"},146,100890,{"$f":"'Bethel TMY 3'!$D$5","v":2019},"12","25","08","12/25/2019 08:00","2019-12-25",38.624]
["20121225:0900",3.78,{"v":100,"d":"100.00"},0,{"v":0,"d":"0.00"},0,{"v":320.1,"d":"320.10"},20.61,147,100734,{"$f":"'Bethel TMY 3'!$D$5","v":2019},"12","25","09","12/25/2019 09:00","2019-12-25T01:00:00",38.804]
["20121225:1000",3.88,{"v":100,"d":"100.00"},0,{"v":0,"d":"0.00"},0,322.55,20.82,149,100577,{"$f":"'Bethel TMY 3'!$D$5","v":2019},"12","25","10","12/25/2019 10:00","2019-12-25T02:00:00",38.984]
["20121225:1100",3.98,{"v":100,"d":"100.00"},0,{"v":0,"d":"0.00"},0,{"v":325,"d":"325.00"},21.03,150,100421,{"$f":"'Bethel TMY 3'!$D$5","v":2019},"12","25","11","12/25/2019 11:00","2019-12-25T03:00:00",39.164]
["20121225:1200",{"v":4.1,"d":"4.10"},{"v":100,"d":"100.00"},0,{"v":0,"d":"0.00"},0,323.83,17.37,153,100364,{"$f":"'Bethel TMY 3'!$D$5","v":2019},"12","25","12","12/25/2019 12:00","2019-12-25T04:00:00",39.38]
["20121225:1300",4.22,{"v":100,"d":"100.00"},0,{"v":0,"d":"0.00"},0,322.67,13.71,155,100308,{"$f":"'Bethel TMY 3'!$D$5","v":2019},"12","25","13","12/25/2019 13:00","2019-12-25T05:00:00",39.596000000000004]
["20121225:1400",4.35,{"v":100,"d":"100.00"},0,{"v":0,"d":"0.00"},0,{"v":321.5,"d":"321.50"},10.04,158,100251,{"$f":"'Bethel TMY 3'!$D$5","v":2019},"12","25","14","12/25/2019 14:00","2019-12-25T06:00:00",39.83]
["20121225:1500",4.34,{"v":100,"d":"100.00"},0,{"v":0,"d":"0.00"},0,318.38,8.39,167,100231,{"$f":"'Bethel TMY 3'!$D$5","v":2019},"12","25","15","12/25/2019 15:00","2019-12-25T07:00:00",39.812]
["20121225:1600",4.33,{"v":100,"d":"100.00"},0,{"v":0,"d":"0.00"},0,315.27,6.74,176,100211,{"$f":"'Bethel TMY 3'!$D$5","v":2019},"12","25","16","12/25/2019 16:00","2019-12-25T08:00:00",39.794]
["20121225:1700",4.33,{"v":100,"d":"100.00"},0,{"v":0,"d":"0.00"},0,312.15,5.09,186,100191,{"$f":"'Bethel TMY 3'!$D$5","v":2019},"12","25","17","12/25/2019 17:00","2019-12-25T09:00:00",39.794]
["20121225:1800",{"v":4.3,"d":"4.30"},{"v":100,"d":"100.00"},8,{"v":0,"d":"0.00"},8,304.82,4.74,204,100198,{"$f":"'Bethel TMY 3'!$D$5","v":2019},"12","25","18","12/25/2019 18:00","2019-12-25T10:00:00",39.74]
["20121225:1900",4.28,{"v":100,"d":"100.00"},22,{"v":0,"d":"0.00"},22,297.48,{"v":4.4,"d":"4.40"},223,100204,{"$f":"'Bethel TMY 3'!$D$5","v":2019},"12","25","19","12/25/2019 19:00","2019-12-25T11:00:00",39.704]
["20121225:2000",4.25,{"v":100,"d":"100.00"},5,{"v":0,"d":"0.00"},5,290.15,4.06,241,100211,{"$f":"'Bethel TMY 3'!$D$5","v":2019},"12","25","20","12/25/2019 20:00","2019-12-25T12:00:00",39.65]
["20121225:2100",3.91,{"v":100,"d":"100.00"},17,{"v":0,"d":"0.00"},17,286.45,4.96,249,100244,{"$f":"'Bethel TMY 3'!$D$5","v":2019},"12","25","21","12/25/2019 21:00","2019-12-25T13:00:00",39.038]
["20121225:2200",3.56,{"v":100,"d":"100.00"},50,{"v":0,"d":"0.00"},50,282.75,5.86,256,100278,{"$f":"'Bethel TMY 3'!$D$5","v":2019},"12","25","22","12/25/2019 22:00","2019-12-25T14:00:00",38.408]
["20121225:2300",3.21,{"v":100,"d":"100.00"},29,{"v":0,"d":"0.00"},29,279.05,6.76,263,100311,{"$f":"'Bethel TMY 3'!$D$5","v":2019},"12","25","23","12/25/2019 23:00","2019-12-25T15:00:00",37.778]
["20121226:0000",3.26,{"v":100,"d":"100.00"},5,{"v":0,"d":"0.00"},5,281.05,6.63,263,100401,{"$f":"'Bethel TMY 3'!$D$5","v":2019},"12","26","00","12/26/2019 00:00","2019-12-25T16:00:00",37.868]
["20121226:0100",{"v":3.3,"d":"3.30"},{"v":100,"d":"100.00"},0,{"v":0,"d":"0.00"},0,283.05,{"v":6.5,"d":"6.50"},263,100491,{"$f":"'Bethel TMY 3'!$D$5","v":2019},"12","26","01","12/26/2019 01:00","2019-12-25T17:00:00",37.94]
["20121226:0200",3.34,{"v":100,"d":"100.00"},0,{"v":0,"d":"0.00"},0,285.05,6.37,263,100581,{"$f":"'Bethel TMY 3'!$D$5","v":2019},"12","26","02","12/26/2019 02:00","2019-12-25T18:00:00",38.012]
["20121226:0300",3.19,{"v":100,"d":"100.00"},0,{"v":0,"d":"0.00"},0,278.67,6.18,259,100627,{"$f":"'Bethel TMY 3'!$D$5","v":2019},"12","26","03","12/26/2019 03:00","2019-12-25T19:00:00",37.742]
["20121226:0400",3.05,{"v":100,"d":"100.00"},0,{"v":0,"d":"0.00"},0,272.28,{"v":6,"d":"6.00"},254,100674,{"$f":"'Bethel TMY 3'!$D$5","v":2019},"12","26","04","12/26/2019 04:00","2019-12-25T20:00:00",37.49]
["20121226:0500",{"v":2.9,"d":"2.90"},{"v":100,"d":"100.00"},0,{"v":0,"d":"0.00"},0,{"v":265.9,"d":"265.90"},5.81,250,100721,{"$f":"'Bethel TMY 3'!$D$5","v":2019},"12","26","05","12/26/2019 05:00","2019-12-25T21:00:00",37.22]
["20121226:0600",2.75,{"v":100,"d":"100.00"},0,{"v":0,"d":"0.00"},0,{"v":267.1,"d":"267.10"},6.02,250,100770,{"$f":"'Bethel TMY 3'!$D$5","v":2019},"12","26","06","12/26/2019 06:00","2019-12-25T22:00:00",36.95]
["20121226:0700",2.61,{"v":100,"d":"100.00"},0,{"v":0,"d":"0.00"},0,{"v":268.3,"d":"268.30"},6.23,249,100820,{"$f":"'Bethel TMY 3'!$D$5","v":2019},"12","26","07","12/26/2019 07:00","2019-12-25T23:00:00",36.698]
["20121226:0800",2.47,{"v":100,"d":"100.00"},0,{"v":0,"d":"0.00"},0,{"v":269.5,"d":"269.50"},6.44,249,100870,{"$f":"'Bethel TMY 3'!$D$5","v":2019},"12","26","08","12/26/2019 08:00","2019-12-26",36.446]
["20121226:0900",2.48,{"v":100,"d":"100.00"},0,{"v":0,"d":"0.00"},0,273.27,6.34,250,100927,{"$f":"'Bethel TMY 3'!$D$5","v":2019},"12","26","09","12/26/2019 09:00","2019-12-26T01:00:00",36.464]
["20121226:1000",2.49,{"v":100,"d":"100.00"},0,{"v":0,"d":"0.00"},0,277.03,6.25,251,100984,{"$f":"'Bethel TMY 3'!$D$5","v":2019},"12","26","10","12/26/2019 10:00","2019-12-26T02:00:00",36.482]
["20121226:1100",{"v":2.5,"d":"2.50"},{"v":100,"d":"100.00"},0,{"v":0,"d":"0.00"},0,{"v":280.8,"d":"280.80"},6.15,252,101040,{"$f":"'Bethel TMY 3'!$D$5","v":2019},"12","26","11","12/26/2019 11:00","2019-12-26T03:00:00",36.5]
["20121226:1200",2.35,{"v":100,"d":"100.00"},0,{"v":0,"d":"0.00"},0,275.85,5.76,253,101117,{"$f":"'Bethel TMY 3'!$D$5","v":2019},"12","26","12","12/26/2019 12:00","2019-12-26T04:00:00",36.230000000000004]
["20121226:1300",{"v":2.2,"d":"2.20"},{"v":100,"d":"100.00"},0,{"v":0,"d":"0.00"},0,{"v":270.9,"d":"270.90"},5.37,254,101193,{"$f":"'Bethel TMY 3'!$D$5","v":2019},"12","26","13","12/26/2019 13:00","2019-12-26T05:00:00",35.96]
["20121226:1400",2.06,{"v":100,"d":"100.00"},0,{"v":0,"d":"0.00"},0,265.95,4.98,255,101270,{"$f":"'Bethel TMY 3'!$D$5","v":2019},"12","26","14","12/26/2019 14:00","2019-12-26T06:00:00",35.708]
["20121226:1500",2.01,{"v":100,"d":"100.00"},0,{"v":0,"d":"0.00"},0,263.17,4.59,257,101350,{"$f":"'Bethel TMY 3'!$D$5","v":2019},"12","26","15","12/26/2019 15:00","2019-12-26T07:00:00",35.618]
["20121226:1600",1.96,{"v":100,"d":"100.00"},0,{"v":0,"d":"0.00"},0,260.38,{"v":4.2,"d":"4.20"},258,101430,{"$f":"'Bethel TMY 3'!$D$5","v":2019},"12","26","16","12/26/2019 16:00","2019-12-26T08:00:00",35.528]
["20121226:1700",1.91,{"v":100,"d":"100.00"},0,{"v":0,"d":"0.00"},0,{"v":257.6,"d":"257.60"},3.81,259,101510,{"$f":"'Bethel TMY 3'!$D$5","v":2019},"12","26","17","12/26/2019 17:00","2019-12-26T09:00:00",35.438]
["20121226:1800",{"v":2,"d":"2.00"},{"v":100,"d":"100.00"},27,29.64,25,255.17,3.38,254,101563,{"$f":"'Bethel TMY 3'!$D$5","v":2019},"12","26","18","12/26/2019 18:00","2019-12-26T10:00:00",35.6]
["20121226:1900",2.09,{"v":100,"d":"100.00"},71,131.42,52,252.73,2.96,249,101616,{"$f":"'Bethel TMY 3'!$D$5","v":2019},"12","26","19","12/26/2019 19:00","2019-12-26T11:00:00",35.762]
["20121226:2000",2.17,{"v":100,"d":"100.00"},5,{"v":0,"d":"0.00"},5,{"v":250.3,"d":"250.30"},2.54,244,101669,{"$f":"'Bethel TMY 3'!$D$5","v":2019},"12","26","20","12/26/2019 20:00","2019-12-26T12:00:00",35.906]
["20121226:2100",2.06,{"v":100,"d":"100.00"},51,{"v":0,"d":"0.00"},51,249.73,2.33,227,101686,{"$f":"'Bethel TMY 3'!$D$5","v":2019},"12","26","21","12/26/2019 21:00","2019-12-26T13:00:00",35.708]
["20121226:2200",1.95,{"v":100,"d":"100.00"},43,{"v":0,"d":"0.00"},43,249.17,2.11,209,101703,{"$f":"'Bethel TMY 3'!$D$5","v":2019},"12","26","22","12/26/2019 22:00","2019-12-26T14:00:00",35.51]
["20121226:2300",1.84,{"v":100,"d":"100.00"},84,394.41,39,{"v":248.6,"d":"248.60"},{"v":1.9,"d":"1.90"},191,101719,{"$f":"'Bethel TMY 3'!$D$5","v":2019},"12","26","23","12/26/2019 23:00","2019-12-26T15:00:00",35.312]
["20121227:0000",1.72,{"v":100,"d":"100.00"},14,{"v":0,"d":"0.00"},14,{"v":252.9,"d":"252.90"},2.67,175,101673,{"$f":"'Bethel TMY 3'!$D$5","v":2019},"12","27","00","12/27/2019 00:00","2019-12-26T16:00:00",35.096000000000004]
["20121227:0100",1.59,{"v":100,"d":"100.00"},0,{"v":0,"d":"0.00"},0,{"v":257.2,"d":"257.20"},3.43,160,101626,{"$f":"'Bethel TMY 3'!$D$5","v":2019},{"$f":"MID(A8659,5,2)","v":"12"},{"$f":"MID(A8659,7,2)","v":"27"},{"$f":"MID(A8659,10,2)","v":"01"},{"$f":"L8659&\"/\"&M8659&\"/\"&K8659&\" \"&N8659&\":00\"","v":"12/27/2019 01:00"},{"$f":"(DATEVALUE(O8659)+TIMEVALUE(O8659))+($P$16/24)","v":"2019-12-26T17:00:00"},{"$f":"((9/5)*B8659)+32","v":34.862}]
["20121227:0200",1.46,{"v":100,"d":"100.00"},0,{"v":0,"d":"0.00"},0,{"v":261.5,"d":"261.50"},4.19,144,101579,{"$f":"'Bethel TMY 3'!$D$5","v":2019},"12","27","02","12/27/2019 02:00","2019-12-26T18:00:00",34.628]
["20121227:0300",1.52,{"v":100,"d":"100.00"},0,{"v":0,"d":"0.00"},0,262.17,5.11,142,101516,{"$f":"'Bethel TMY 3'!$D$5","v":2019},"12","27","03","12/27/2019 03:00","2019-12-26T19:00:00",34.736]
["20121227:0400",1.59,{"v":100,"d":"100.00"},0,{"v":0,"d":"0.00"},0,262.83,6.03,140,101453,{"$f":"'Bethel TMY 3'!$D$5","v":2019},"12","27","04","12/27/2019 04:00","2019-12-26T20:00:00",34.862]
["20121227:0500",1.65,{"v":100,"d":"100.00"},0,{"v":0,"d":"0.00"},0,{"v":263.5,"d":"263.50"},6.95,137,101390,{"$f":"'Bethel TMY 3'!$D$5","v":2019},"12","27","05","12/27/2019 05:00","2019-12-26T21:00:00",34.97]
["20121227:0600",1.69,{"v":100,"d":"100.00"},0,{"v":0,"d":"0.00"},0,{"v":269.6,"d":"269.60"},7.68,135,101313,{"$f":"'Bethel TMY 3'!$D$5","v":2019},"12","27","06","12/27/2019 06:00","2019-12-26T22:00:00",35.042]
["20121227:0700",1.73,{"v":100,"d":"100.00"},0,{"v":0,"d":"0.00"},0,{"v":275.7,"d":"275.70"},{"v":8.4,"d":"8.40"},133,101237,{"$f":"'Bethel TMY 3'!$D$5","v":2019},"12","27","07","12/27/2019 07:00","2019-12-26T23:00:00",35.114]
["20121227:0800",1.77,{"v":100,"d":"100.00"},0,{"v":0,"d":"0.00"},0,{"v":281.8,"d":"281.80"},9.13,131,101160,{"$f":"'Bethel TMY 3'!$D$5","v":2019},"12","27","08","12/27/2019 08:00","2019-12-27",35.186]
["20121227:0900",1.74,{"v":100,"d":"100.00"},0,{"v":0,"d":"0.00"},0,286.63,9.95,129,101050,{"$f":"'Bethel TMY 3'!$D$5","v":2019},"12","27","09","12/27/2019 09:00","2019-12-27T01:00:00",35.132]
["20121227:1000",1.71,{"v":100,"d":"100.00"},0,{"v":0,"d":"0.00"},0,291.47,10.77,127,100940,{"$f":"'Bethel TMY 3'!$D$5","v":2019},"12","27","10","12/27/2019 10:00","2019-12-27T02:00:00",35.078]
["20121227:1100",1.68,{"v":100,"d":"100.00"},0,{"v":0,"d":"0.00"},0,{"v":296.3,"d":"296.30"},11.59,125,100830,{"$f":"'Bethel TMY 3'!$D$5","v":2019},"12","27","11","12/27/2019 11:00","2019-12-27T03:00:00",35.024]
["20121227:1200",1.73,{"v":100,"d":"100.00"},0,{"v":0,"d":"0.00"},0,300.33,11.66,119,100691,{"$f":"'Bethel TMY 3'!$D$5","v":2019},"12","27","12","12/27/2019 12:00","2019-12-27T04:00:00",35.114]
["20121227:1300",1.79,{"v":100,"d":"100.00"},0,{"v":0,"d":"0.00"},0,304.37,11.73,114,100551,{"$f":"'Bethel TMY 3'!$D$5","v":2019},"12","27","13","12/27/2019 13:00","2019-12-27T05:00:00",35.222]
["20121227:1400",1.85,{"v":100,"d":"100.00"},0,{"v":0,"d":"0.00"},0,{"v":308.4,"d":"308.40"},11.81,108,100411,{"$f":"'Bethel TMY 3'!$D$5","v":2019},"12","27","14","12/27/2019 14:00","2019-12-27T06:00:00",35.33]
["20121227:1500",{"v":1.9,"d":"1.90"},{"v":100,"d":"100.00"},0,{"v":0,"d":"0.00"},0,312.08,12.05,108,100311,{"$f":"'Bethel TMY 3'!$D$5","v":2019},"12","27","15","12/27/2019 15:00","2019-12-27T07:00:00",35.42]
["20121227:1600",1.95,{"v":100,"d":"100.00"},0,{"v":0,"d":"0.00"},0,315.77,12.29,107,100211,{"$f":"'Bethel TMY 3'!$D$5","v":2019},"12","27","16","12/27/2019 16:00","2019-12-27T08:00:00",35.51]
["20121227:1700",2.01,{"v":100,"d":"100.00"},0,{"v":0,"d":"0.00"},0,319.45,12.52,106,100111,{"$f":"'Bethel TMY 3'!$D$5","v":2019},"12","27","17","12/27/2019 17:00","2019-12-27T09:00:00",35.618]
["20121227:1800",2.15,{"v":100,"d":"100.00"},7,{"v":0,"d":"0.00"},7,320.35,12.52,107,100035,{"$f":"'Bethel TMY 3'!$D$5","v":2019},"12","27","18","12/27/2019 18:00","2019-12-27T10:00:00",35.87]
["20121227:1900",{"v":2.3,"d":"2.30"},{"v":100,"d":"100.00"},18,{"v":0,"d":"0.00"},18,321.25,12.51,108,99958,{"$f":"'Bethel TMY 3'!$D$5","v":2019},"12","27","19","12/27/2019 19:00","2019-12-27T11:00:00",36.14]
["20121227:2000",2.44,{"v":100,"d":"100.00"},7,{"v":0,"d":"0.00"},7,322.15,12.51,108,99881,{"$f":"'Bethel TMY 3'!$D$5","v":2019},"12","27","20","12/27/2019 20:00","2019-12-27T12:00:00",36.392]
["20121227:2100",2.47,{"v":100,"d":"100.00"},13,{"v":0,"d":"0.00"},13,322.98,12.11,108,99818,{"$f":"'Bethel TMY 3'!$D$5","v":2019},"12","27","21","12/27/2019 21:00","2019-12-27T13:00:00",36.446]
["20121227:2200",{"v":2.5,"d":"2.50"},{"v":100,"d":"100.00"},14,{"v":0,"d":"0.00"},14,323.82,{"v":11.7,"d":"11.70"},108,99755,{"$f":"'Bethel TMY 3'!$D$5","v":2019},"12","27","22","12/27/2019 22:00","2019-12-27T14:00:00",36.5]
["20121227:2300",2.53,{"v":100,"d":"100.00"},31,{"v":0,"d":"0.00"},31,324.65,{"v":11.3,"d":"11.30"},108,99692,{"$f":"'Bethel TMY 3'!$D$5","v":2019},"12","27","23","12/27/2019 23:00","2019-12-27T15:00:00",36.554]
["20121228:0000",2.61,{"v":100,"d":"100.00"},6,{"v":0,"d":"0.00"},6,322.75,11.04,108,99672,{"$f":"'Bethel TMY 3'!$D$5","v":2019},"12","28","00","12/28/2019 00:00","2019-12-27T16:00:00",36.698]
["20121228:0100",2.68,{"v":100,"d":"100.00"},0,{"v":0,"d":"0.00"},0,320.85,10.78,109,99652,{"$f":"'Bethel TMY 3'!$D$5","v":2019},"12","28","01","12/28/2019 01:00","2019-12-27T17:00:00",36.824]
["20121228:0200",2.75,{"v":100,"d":"100.00"},0,{"v":0,"d":"0.00"},0,318.95,10.52,110,99632,{"$f":"'Bethel TMY 3'!$D$5","v":2019},"12","28","02","12/28/2019 02:00","2019-12-27T18:00:00",36.95]
["20121228:0300",2.77,{"v":100,"d":"100.00"},0,{"v":0,"d":"0.00"},0,{"v":319.7,"d":"319.70"},{"v":10.1,"d":"10.10"},111,99605,{"$f":"'Bethel TMY 3'!$D$5","v":2019},"12","28","03","12/28/2019 03:00","2019-12-27T19:00:00",36.986]
["20121228:0400",{"v":2.8,"d":"2.80"},{"v":100,"d":"100.00"},0,{"v":0,"d":"0.00"},0,320.45,9.68,113,99579,{"$f":"'Bethel TMY 3'!$D$5","v":2019},"12","28","04","12/28/2019 04:00","2019-12-27T20:00:00",37.04]
["20121228:0500",2.82,{"v":100,"d":"100.00"},0,{"v":0,"d":"0.00"},0,{"v":321.2,"d":"321.20"},9.26,114,99552,{"$f":"'Bethel TMY 3'!$D$5","v":2019},"12","28","05","12/28/2019 05:00","2019-12-27T21:00:00",37.076]
["20121228:0600",2.86,{"v":100,"d":"100.00"},0,{"v":0,"d":"0.00"},0,320.08,8.49,117,99549,{"$f":"'Bethel TMY 3'!$D$5","v":2019},"12","28","06","12/28/2019 06:00","2019-12-27T22:00:00",37.147999999999996]
["20121228:0700",2.91,{"v":100,"d":"100.00"},0,{"v":0,"d":"0.00"},0,318.97,7.73,121,99545,{"$f":"'Bethel TMY 3'!$D$5","v":2019},"12","28","07","12/28/2019 07:00","2019-12-27T23:00:00",37.238]
["20121228:0800",2.96,{"v":100,"d":"100.00"},0,{"v":0,"d":"0.00"},0,317.85,6.97,124,99542,{"$f":"'Bethel TMY 3'!$D$5","v":2019},"12","28","08","12/28/2019 08:00","2019-12-28",37.328]
["20121228:0900",2.95,{"v":100,"d":"100.00"},0,{"v":0,"d":"0.00"},0,319.08,6.04,133,99555,{"$f":"'Bethel TMY 3'!$D$5","v":2019},"12","28","09","12/28/2019 09:00","2019-12-28T01:00:00",37.31]
["20121228:1000",2.94,{"v":100,"d":"100.00"},0,{"v":0,"d":"0.00"},0,320.32,5.11,143,99569,{"$f":"'Bethel TMY 3'!$D$5","v":2019},"12","28","10","12/28/2019 10:00","2019-12-28T02:00:00",37.292]
["20121228:1100",2.94,{"v":100,"d":"100.00"},0,{"v":0,"d":"0.00"},0,321.55,4.18,152,99582,{"$f":"'Bethel TMY 3'!$D$5","v":2019},"12","28","11","12/28/2019 11:00","2019-12-28T03:00:00",37.292]
["20121228:1200",3.05,{"v":100,"d":"100.00"},0,{"v":0,"d":"0.00"},0,318.17,3.98,156,99575,{"$f":"'Bethel TMY 3'!$D$5","v":2019},"12","28","12","12/28/2019 12:00","2019-12-28T04:00:00",37.49]
["20121228:1300",3.17,{"v":100,"d":"100.00"},0,{"v":0,"d":"0.00"},0,314.78,3.78,160,99569,{"$f":"'Bethel TMY 3'!$D$5","v":2019},"12","28","13","12/28/2019 13:00","2019-12-28T05:00:00",37.706]
["20121228:1400",3.29,{"v":100,"d":"100.00"},0,{"v":0,"d":"0.00"},0,{"v":311.4,"d":"311.40"},3.59,164,99562,{"$f":"'Bethel TMY 3'!$D$5","v":2019},"12","28","14","12/28/2019 14:00","2019-12-28T06:00:00",37.922]
["20121228:1500",3.35,{"v":100,"d":"100.00"},0,{"v":0,"d":"0.00"},0,311.07,{"v":3.5,"d":"3.50"},167,99608,{"$f":"'Bethel TMY 3'!$D$5","v":2019},"12","28","15","12/28/2019 15:00","2019-12-28T07:00:00",38.03]
["20121228:1600",3.41,{"v":100,"d":"100.00"},0,{"v":0,"d":"0.00"},0,310.73,3.42,169,99655,{"$f":"'Bethel TMY 3'!$D$5","v":2019},"12","28","16","12/28/2019 16:00","2019-12-28T08:00:00",38.138]
["20121228:1700",3.47,{"v":100,"d":"100.00"},0,{"v":0,"d":"0.00"},0,{"v":310.4,"d":"310.40"},3.34,172,99702,{"$f":"'Bethel TMY 3'!$D$5","v":2019},"12","28","17","12/28/2019 17:00","2019-12-28T09:00:00",38.246]
["20121228:1800",3.64,{"v":100,"d":"100.00"},31,89.03,25,307.98,{"v":3.7,"d":"3.70"},171,99755,{"$f":"'Bethel TMY 3'!$D$5","v":2019},"12","28","18","12/28/2019 18:00","2019-12-28T10:00:00",38.552]
["20121228:1900",3.81,{"v":100,"d":"100.00"},82,220.71,50,305.57,4.06,171,99808,{"$f":"'Bethel TMY 3'!$D$5","v":2019},"12","28","19","12/28/2019 19:00","2019-12-28T11:00:00",38.858000000000004]
["20121228:2000",3.97,{"v":100,"d":"100.00"},45,{"v":0,"d":"0.00"},45,303.15,4.43,171,99862,{"$f":"'Bethel TMY 3'!$D$5","v":2019},"12","28","20","12/28/2019 20:00","2019-12-28T12:00:00",39.146]
["20121228:2100",3.98,{"v":100,"d":"100.00"},7,{"v":0,"d":"0.00"},7,297.02,4.61,171,99901,{"$f":"'Bethel TMY 3'!$D$5","v":2019},"12","28","21","12/28/2019 21:00","2019-12-28T13:00:00",39.164]
["20121228:2200",3.98,{"v":100,"d":"100.00"},12,{"v":0,"d":"0.00"},12,290.88,{"v":4.8,"d":"4.80"},171,99941,{"$f":"'Bethel TMY 3'!$D$5","v":2019},"12","28","22","12/28/2019 22:00","2019-12-28T14:00:00",39.164]
["20121228:2300",3.98,{"v":100,"d":"100.00"},5,{"v":0,"d":"0.00"},5,284.75,4.98,171,99981,{"$f":"'Bethel TMY 3'!$D$5","v":2019},"12","28","23","12/28/2019 23:00","2019-12-28T15:00:00",39.164]
["20121229:0000",3.92,{"v":100,"d":"100.00"},1,{"v":0,"d":"0.00"},1,279.63,4.71,170,100005,{"$f":"'Bethel TMY 3'!$D$5","v":2019},"12","29","00","12/29/2019 00:00","2019-12-28T16:00:00",39.056]
["20121229:0100",3.85,{"v":100,"d":"100.00"},0,{"v":0,"d":"0.00"},0,274.52,4.44,169,100028,{"$f":"'Bethel TMY 3'!$D$5","v":2019},"12","29","01","12/29/2019 01:00","2019-12-28T17:00:00",38.93]
["20121229:0200",3.79,{"v":100,"d":"100.00"},0,{"v":0,"d":"0.00"},0,{"v":269.4,"d":"269.40"},4.17,169,100051,{"$f":"'Bethel TMY 3'!$D$5","v":2019},"12","29","02","12/29/2019 02:00","2019-12-28T18:00:00",38.822]
["20121229:0300",3.64,{"v":100,"d":"100.00"},0,{"v":0,"d":"0.00"},0,270.77,4.36,170,100058,{"$f":"'Bethel TMY 3'!$D$5","v":2019},"12","29","03","12/29/2019 03:00","2019-12-28T19:00:00",38.552]
["20121229:0400",3.49,{"v":100,"d":"100.00"},0,{"v":0,"d":"0.00"},0,272.13,4.56,172,100065,{"$f":"'Bethel TMY 3'!$D$5","v":2019},"12","29","04","12/29/2019 04:00","2019-12-28T20:00:00",38.282000000000004]
["20121229:0500",3.34,{"v":100,"d":"100.00"},0,{"v":0,"d":"0.00"},0,{"v":273.5,"d":"273.50"},4.76,174,100071,{"$f":"'Bethel TMY 3'!$D$5","v":2019},"12","29","05","12/29/2019 05:00","2019-12-28T21:00:00",38.012]
["20121229:0600",3.35,{"v":100,"d":"100.00"},0,{"v":0,"d":"0.00"},0,275.88,5.09,175,100075,{"$f":"'Bethel TMY 3'!$D$5","v":2019},"12","29","06","12/29/2019 06:00","2019-12-28T22:00:00",38.03]
["20121229:0700",3.36,{"v":100,"d":"100.00"},0,{"v":0,"d":"0.00"},0,278.27,5.43,176,100078,{"$f":"'Bethel TMY 3'!$D$5","v":2019},"12","29","07","12/29/2019 07:00","2019-12-28T23:00:00",38.048]
["20121229:0800",3.38,{"v":100,"d":"100.00"},0,{"v":0,"d":"0.00"},0,280.65,5.77,178,100081,{"$f":"'Bethel TMY 3'!$D$5","v":2019},"12","29","08","12/29/2019 08:00","2019-12-29",38.084]
["20121229:0900",3.38,{"v":100,"d":"100.00"},0,{"v":0,"d":"0.00"},0,285.93,5.56,179,100085,{"$f":"'Bethel TMY 3'!$D$5","v":2019},"12","29","09","12/29/2019 09:00","2019-12-29T01:00:00",38.084]
["20121229:1000",3.38,{"v":100,"d":"100.00"},0,{"v":0,"d":"0.00"},0,291.22,5.36,180,100088,{"$f":"'Bethel TMY 3'!$D$5","v":2019},"12","29","10","12/29/2019 10:00","2019-12-29T02:00:00",38.084]
["20121229:1100",3.39,{"v":100,"d":"100.00"},0,{"v":0,"d":"0.00"},0,{"v":296.5,"d":"296.50"},5.16,181,100091,{"$f":"'Bethel TMY 3'!$D$5","v":2019},"12","29","11","12/29/2019 11:00","2019-12-29T03:00:00",38.102000000000004]
["20121229:1200",3.14,{"v":100,"d":"100.00"},0,{"v":0,"d":"0.00"},0,{"v":295.1,"d":"295.10"},5.04,173,100081,{"$f":"'Bethel TMY 3'!$D$5","v":2019},"12","29","12","12/29/2019 12:00","2019-12-29T04:00:00",37.652]
["20121229:1300",2.89,{"v":100,"d":"100.00"},0,{"v":0,"d":"0.00"},0,{"v":293.7,"d":"293.70"},4.92,165,100071,{"$f":"'Bethel TMY 3'!$D$5","v":2019},"12","29","13","12/29/2019 13:00","2019-12-29T05:00:00",37.202]
["20121229:1400",2.64,{"v":100,"d":"100.00"},0,{"v":0,"d":"0.00"},0,{"v":292.3,"d":"292.30"},{"v":4.8,"d":"4.80"},158,100061,{"$f":"'Bethel TMY 3'!$D$5","v":2019},"12","29","14","12/29/2019 14:00","2019-12-29T06:00:00",36.752]
["20121229:1500",2.59,{"v":100,"d":"100.00"},0,{"v":0,"d":"0.00"},0,295.58,4.84,153,100045,{"$f":"'Bethel TMY 3'!$D$5","v":2019},"12","29","15","12/29/2019 15:00","2019-12-29T07:00:00",36.662]
["20121229:1600",2.54,{"v":100,"d":"100.00"},0,{"v":0,"d":"0.00"},0,298.87,4.88,149,100028,{"$f":"'Bethel TMY 3'!$D$5","v":2019},"12","29","16","12/29/2019 16:00","2019-12-29T08:00:00",36.572]
["20121229:1700",2.49,{"v":100,"d":"100.00"},0,{"v":0,"d":"0.00"},0,302.15,4.92,144,100011,{"$f":"'Bethel TMY 3'!$D$5","v":2019},{"$f":"MID(A8723,5,2)","v":"12"},{"$f":"MID(A8723,7,2)","v":"29"},{"$f":"MID(A8723,10,2)","v":"17"},{"$f":"L8723&\"/\"&M8723&\"/\"&K8723&\" \"&N8723&\":00\"","v":"12/29/2019 17:00"},{"$f":"(DATEVALUE(O8723)+TIMEVALUE(O8723))+($P$16/24)","v":"2019-12-29T09:00:00"},{"$f":"((9/5)*B8723)+32","v":36.482}]
["20121229:1800",2.45,{"v":100,"d":"100.00"},6,{"v":0,"d":"0.00"},6,306.28,4.75,143,99988,{"$f":"'Bethel TMY 3'!$D$5","v":2019},"12","29","18","12/29/2019 18:00","2019-12-29T10:00:00",36.41]
["20121229:1900",2.41,{"v":100,"d":"100.00"},17,{"v":0,"d":"0.00"},17,310.42,4.57,142,99965,{"$f":"'Bethel TMY 3'!$D$5","v":2019},"12","29","19","12/29/2019 19:00","2019-12-29T11:00:00",36.338]
["20121229:2000",2.36,{"v":100,"d":"100.00"},35,{"v":0,"d":"0.00"},35,314.55,{"v":4.4,"d":"4.40"},140,99941,{"$f":"'Bethel TMY 3'!$D$5","v":2019},"12","29","20","12/29/2019 20:00","2019-12-29T12:00:00",36.248]
["20121229:2100",2.24,{"v":100,"d":"100.00"},45,{"v":0,"d":"0.00"},45,314.92,4.04,136,99888,{"$f":"'Bethel TMY 3'!$D$5","v":2019},"12","29","21","12/29/2019 21:00","2019-12-29T13:00:00",36.032000000000004]
["20121229:2200",2.12,{"v":100,"d":"100.00"},53,{"v":0,"d":"0.00"},53,315.28,3.67,131,99835,{"$f":"'Bethel TMY 3'!$D$5","v":2019},"12","29","22","12/29/2019 22:00","2019-12-29T14:00:00",35.816]
["20121229:2300",{"v":2,"d":"2.00"},{"v":100,"d":"100.00"},15,{"v":0,"d":"0.00"},15,315.65,3.31,127,99782,{"$f":"'Bethel TMY 3'!$D$5","v":2019},"12","29","23","12/29/2019 23:00","2019-12-29T15:00:00",35.6]
["20121230:0000",2.03,{"v":100,"d":"100.00"},3,{"v":0,"d":"0.00"},3,311.48,3.67,112,99772,{"$f":"'Bethel TMY 3'!$D$5","v":2019},"12","30","00","12/30/2019 00:00","2019-12-29T16:00:00",35.653999999999996]
["20121230:0100",2.05,{"v":100,"d":"100.00"},0,{"v":0,"d":"0.00"},0,307.32,4.03,98,99762,{"$f":"'Bethel TMY 3'!$D$5","v":2019},"12","30","01","12/30/2019 01:00","2019-12-29T17:00:00",35.69]
["20121230:0200",2.08,{"v":100,"d":"100.00"},0,{"v":0,"d":"0.00"},0,303.15,4.39,84,99752,{"$f":"'Bethel TMY 3'!$D$5","v":2019},"12","30","02","12/30/2019 02:00","2019-12-29T18:00:00",35.744]
["20121230:0300",1.92,{"v":100,"d":"100.00"},0,{"v":0,"d":"0.00"},0,301.95,3.95,81,99762,{"$f":"'Bethel TMY 3'!$D$5","v":2019},"12","30","03","12/30/2019 03:00","2019-12-29T19:00:00",35.456]
["20121230:0400",1.75,{"v":100,"d":"100.00"},0,{"v":0,"d":"0.00"},0,300.75,3.52,77,99772,{"$f":"'Bethel TMY 3'!$D$5","v":2019},"12","30","04","12/30/2019 04:00","2019-12-29T20:00:00",35.15]
["20121230:0500",1.59,{"v":100,"d":"100.00"},0,{"v":0,"d":"0.00"},0,299.55,3.09,74,99782,{"$f":"'Bethel TMY 3'!$D$5","v":2019},"12","30","05","12/30/2019 05:00","2019-12-29T21:00:00",34.862]
["20121230:0600",1.43,{"v":100,"d":"100.00"},0,{"v":0,"d":"0.00"},0,297.15,{"v":2.8,"d":"2.80"},71,99842,{"$f":"'Bethel TMY 3'!$D$5","v":2019},"12","30","06","12/30/2019 06:00","2019-12-29T22:00:00",34.574]
["20121230:0700",1.28,{"v":100,"d":"100.00"},0,{"v":0,"d":"0.00"},0,294.75,2.52,68,99901,{"$f":"'Bethel TMY 3'!$D$5","v":2019},"12","30","07","12/30/2019 07:00","2019-12-29T23:00:00",34.304]
["20121230:0800",1.13,{"v":100,"d":"100.00"},0,{"v":0,"d":"0.00"},0,292.35,2.23,66,99961,{"$f":"'Bethel TMY 3'!$D$5","v":2019},"12","30","08","12/30/2019 08:00","2019-12-30",34.034]
["20121230:0900",1.03,{"v":100,"d":"100.00"},0,{"v":0,"d":"0.00"},0,290.23,1.97,65,100065,{"$f":"'Bethel TMY 3'!$D$5","v":2019},"12","30","09","12/30/2019 09:00","2019-12-30T01:00:00",33.854]
["20121230:1000",0.94,{"v":100,"d":"100.00"},0,{"v":0,"d":"0.00"},0,288.12,{"v":1.7,"d":"1.70"},64,100168,{"$f":"'Bethel TMY 3'!$D$5","v":2019},"12","30","10","12/30/2019 10:00","2019-12-30T02:00:00",33.692]
["20121230:1100",0.85,{"v":100,"d":"100.00"},0,{"v":0,"d":"0.00"},0,{"v":286,"d":"286.00"},1.43,63,100271,{"$f":"'Bethel TMY 3'!$D$5","v":2019},"12","30","11","12/30/2019 11:00","2019-12-30T03:00:00",33.53]
["20121230:1200",0.94,{"v":100,"d":"100.00"},0,{"v":0,"d":"0.00"},0,285.07,1.09,57,100404,{"$f":"'Bethel TMY 3'!$D$5","v":2019},"12","30","12","12/30/2019 12:00","2019-12-30T04:00:00",33.692]
["20121230:1300",1.03,{"v":100,"d":"100.00"},0,{"v":0,"d":"0.00"},0,284.13,0.74,51,100537,{"$f":"'Bethel TMY 3'!$D$5","v":2019},"12","30","13","12/30/2019 13:00","2019-12-30T05:00:00",33.854]
["20121230:1400",1.13,{"v":100,"d":"100.00"},0,{"v":0,"d":"0.00"},0,{"v":283.2,"d":"283.20"},{"v":0.4,"d":"0.40"},45,100671,{"$f":"'Bethel TMY 3'!$D$5","v":2019},"12","30","14","12/30/2019 14:00","2019-12-30T06:00:00",34.034]
["20121230:1500",1.28,{"v":100,"d":"100.00"},0,{"v":0,"d":"0.00"},0,281.22,0.53,46,100797,{"$f":"'Bethel TMY 3'!$D$5","v":2019},"12","30","15","12/30/2019 15:00","2019-12-30T07:00:00",34.304]
["20121230:1600",1.43,{"v":100,"d":"100.00"},0,{"v":0,"d":"0.00"},0,279.23,0.66,47,100924,{"$f":"'Bethel TMY 3'!$D$5","v":2019},"12","30","16","12/30/2019 16:00","2019-12-30T08:00:00",34.574]
["20121230:1700",1.59,{"v":100,"d":"100.00"},0,{"v":0,"d":"0.00"},0,277.25,0.79,49,101050,{"$f":"'Bethel TMY 3'!$D$5","v":2019},"12","30","17","12/30/2019 17:00","2019-12-30T09:00:00",34.862]
["20121230:1800",1.81,{"v":100,"d":"100.00"},4,{"v":0,"d":"0.00"},4,275.32,0.65,355,101170,{"$f":"'Bethel TMY 3'!$D$5","v":2019},"12","30","18","12/30/2019 18:00","2019-12-30T10:00:00",35.258]
["20121230:1900",2.03,{"v":100,"d":"100.00"},11,{"v":0,"d":"0.00"},11,273.38,0.52,301,101290,{"$f":"'Bethel TMY 3'!$D$5","v":2019},"12","30","19","12/30/2019 19:00","2019-12-30T11:00:00",35.653999999999996]
["20121230:2000",2.25,{"v":100,"d":"100.00"},15,{"v":0,"d":"0.00"},15,271.45,0.39,248,101410,{"$f":"'Bethel TMY 3'!$D$5","v":2019},"12","30","20","12/30/2019 20:00","2019-12-30T12:00:00",36.05]
["20121230:2100",2.41,{"v":100,"d":"100.00"},16,{"v":0,"d":"0.00"},16,268.22,0.95,257,101516,{"$f":"'Bethel TMY 3'!$D$5","v":2019},"12","30","21","12/30/2019 21:00","2019-12-30T13:00:00",36.338]
["20121230:2200",2.57,{"v":100,"d":"100.00"},17,{"v":0,"d":"0.00"},17,264.98,1.52,267,101623,{"$f":"'Bethel TMY 3'!$D$5","v":2019},"12","30","22","12/30/2019 22:00","2019-12-30T14:00:00",36.626]
["20121230:2300",2.72,{"v":100,"d":"100.00"},30,{"v":0,"d":"0.00"},30,261.75,2.08,277,101729,{"$f":"'Bethel TMY 3'!$D$5","v":2019},"12","30","23","12/30/2019 23:00","2019-12-30T15:00:00",36.896]
["20121231:0000",2.56,{"v":100,"d":"100.00"},6,{"v":0,"d":"0.00"},6,266.43,2.07,282,101862,{"$f":"'Bethel TMY 3'!$D$5","v":2019},"12","31","00","12/31/2019 00:00","2019-12-30T16:00:00",36.608000000000004]
["20121231:0100",{"v":2.4,"d":"2.40"},{"v":100,"d":"100.00"},0,{"v":0,"d":"0.00"},0,271.12,2.06,287,101996,{"$f":"'Bethel TMY 3'!$D$5","v":2019},"12","31","01","12/31/2019 01:00","2019-12-30T17:00:00",36.32]
["20121231:0200",2.24,{"v":100,"d":"100.00"},0,{"v":0,"d":"0.00"},0,{"v":275.8,"d":"275.80"},2.04,292,102129,{"$f":"'Bethel TMY 3'!$D$5","v":2019},"12","31","02","12/31/2019 02:00","2019-12-30T18:00:00",36.032000000000004]
["20121231:0300",2.24,{"v":100,"d":"100.00"},0,{"v":0,"d":"0.00"},0,276.75,1.85,297,102205,{"$f":"'Bethel TMY 3'!$D$5","v":2019},"12","31","03","12/31/2019 03:00","2019-12-30T19:00:00",36.032000000000004]
["20121231:0400",2.25,{"v":100,"d":"100.00"},0,{"v":0,"d":"0.00"},0,{"v":277.7,"d":"277.70"},1.66,303,102282,{"$f":"'Bethel TMY 3'!$D$5","v":2019},"12","31","04","12/31/2019 04:00","2019-12-30T20:00:00",36.05]
["20121231:0500",2.25,{"v":100,"d":"100.00"},0,{"v":0,"d":"0.00"},0,278.65,1.46,308,102359,{"$f":"'Bethel TMY 3'!$D$5","v":2019},"12","31","05","12/31/2019 05:00","2019-12-30T21:00:00",36.05]
["20121231:0600",2.29,{"v":100,"d":"100.00"},0,{"v":0,"d":"0.00"},0,280.75,1.17,251,102432,{"$f":"'Bethel TMY 3'!$D$5","v":2019},"12","31","06","12/31/2019 06:00","2019-12-30T22:00:00",36.122]
["20121231:0700",2.33,{"v":100,"d":"100.00"},0,{"v":0,"d":"0.00"},0,282.85,0.87,194,102505,{"$f":"'Bethel TMY 3'!$D$5","v":2019},"12","31","07","12/31/2019 07:00","2019-12-30T23:00:00",36.194]
["20121231:0800",2.37,{"v":100,"d":"100.00"},0,{"v":0,"d":"0.00"},0,284.95,0.58,137,102578,{"$f":"'Bethel TMY 3'!$D$5","v":2019},"12","31","08","12/31/2019 08:00","2019-12-31",36.266]
["20121231:0900",2.42,{"v":100,"d":"100.00"},0,{"v":0,"d":"0.00"},0,{"v":284.2,"d":"284.20"},1.69,134,102625,{"$f":"'Bethel TMY 3'!$D$5","v":2019},"12","31","09","12/31/2019 09:00","2019-12-31T01:00:00",36.356]
["20121231:1000",2.48,{"v":100,"d":"100.00"},0,{"v":0,"d":"0.00"},0,283.45,{"v":2.8,"d":"2.80"},131,102672,{"$f":"'Bethel TMY 3'!$D$5","v":2019},"12","31","10","12/31/2019 10:00","2019-12-31T02:00:00",36.464]
["20121231:1100",2.54,{"v":100,"d":"100.00"},0,{"v":0,"d":"0.00"},0,{"v":282.7,"d":"282.70"},{"v":3.9,"d":"3.90"},128,102718,{"$f":"'Bethel TMY 3'!$D$5","v":2019},"12","31","11","12/31/2019 11:00","2019-12-31T03:00:00",36.572]
["20121231:1200",2.45,{"v":100,"d":"100.00"},0,{"v":0,"d":"0.00"},0,281.68,4.73,128,102741,{"$f":"'Bethel TMY 3'!$D$5","v":2019},"12","31","12","12/31/2019 12:00","2019-12-31T04:00:00",36.41]
["20121231:1300",2.37,{"v":100,"d":"100.00"},0,{"v":0,"d":"0.00"},0,280.67,5.56,128,102765,{"$f":"'Bethel TMY 3'!$D$5","v":2019},"12","31","13","12/31/2019 13:00","2019-12-31T05:00:00",36.266]
["20121231:1400",2.29,{"v":100,"d":"100.00"},0,{"v":0,"d":"0.00"},0,279.65,6.39,127,102788,{"$f":"'Bethel TMY 3'!$D$5","v":2019},"12","31","14","12/31/2019 14:00","2019-12-31T06:00:00",36.122]
["20121231:1500",{"v":2.4,"d":"2.40"},{"v":100,"d":"100.00"},0,{"v":0,"d":"0.00"},0,{"v":282,"d":"282.00"},6.66,126,102815,{"$f":"'Bethel TMY 3'!$D$5","v":2019},"12","31","15","12/31/2019 15:00","2019-12-31T07:00:00",36.32]
["20121231:1600",3.43,{"v":99,"d":"99.00"},0,{"v":0,"d":"0.00"},0,301.08,9.51,125,102841,{"$f":"'Bethel TMY 3'!$D$5","v":2019},"12","31","16","12/31/2019 16:00","2019-12-31T08:00:00",38.174]
["20121231:1700",3.21,99.95,0,{"v":0,"d":"0.00"},0,{"v":296.8,"d":"296.80"},9.11,124,102868,{"$f":"'Bethel TMY 3'!$D$5","v":2019},"12","31","17","12/31/2019 17:00","2019-12-31T09:00:00",37.778]
["20121231:1800",{"v":3,"d":"3.00"},98.71,6,{"v":0,"d":"0.00"},6,292.53,{"v":8.7,"d":"8.70"},123,102845,{"$f":"'Bethel TMY 3'!$D$5","v":2019},"12","31","18","12/31/2019 18:00","2019-12-31T10:00:00",37.4]
["20121231:1900",2.78,97.48,16,{"v":0,"d":"0.00"},16,288.26,8.29,121,102821,{"$f":"'Bethel TMY 3'!$D$5","v":2019},"12","31","19","12/31/2019 19:00","2019-12-31T11:00:00",37.004]
["20121231:2000",2.57,96.24,39,{"v":0,"d":"0.00"},39,283.98,7.89,119,102798,{"$f":"'Bethel TMY 3'!$D$5","v":2019},"12","31","20","12/31/2019 20:00","2019-12-31T12:00:00",36.626]
["20121231:2100",2.36,{"v":95,"d":"95.00"},24,{"v":0,"d":"0.00"},24,279.71,7.48,118,102708,{"$f":"'Bethel TMY 3'!$D$5","v":2019},"12","31","21","12/31/2019 21:00","2019-12-31T13:00:00",36.248]
["20121231:2200",2.14,93.76,45,{"v":0,"d":"0.00"},45,275.44,7.07,118,102618,{"$f":"'Bethel TMY 3'!$D$5","v":2019},"12","31","22","12/31/2019 22:00","2019-12-31T14:00:00",35.852000000000004]
["20121231:2300",1.93,92.53,9,{"v":0,"d":"0.00"},9,271.16,6.67,117,102528,{"$f":"'Bethel TMY 3'!$D$5","v":2019},"12","31","23","12/31/2019 23:00","2019-12-31T15:00:00",35.474]
[]
["T2m: 2-m air temperature (degree Celsius)"]
["RH: relative humidity (%)"]
["G(h): Global irradiance on the horizontal plane (W/m2)"]
["Gb(n): Beam/direct irradiance on a plane always normal to sun rays (W/m2)"]
["Gd(h): Diffuse irradiance on the horizontal plane (W/m2)"]
["IR(h): Surface infrared (thermal) irradiance on a horizontal plane (W/m2)"]
["WS10m: 10-m total wind speed (m/s)"]
["WD10m: 10-m wind direction (0 = N"," 90 = E) (degree)"]
["SP: Surface (air) pressure (Pa)"]
[]
["PVGIS (c) European Communities"," 2001-2020"]

{"sheet":"Sheet6","index":5,"n_rows":0,"n_cols":0,"rows_kept":0}