{"text_format":"3","workbook":"xlsx","n_sheets":6,"sheets":["Misc.","Honolulu TMY 3","Honolulu TMY 2","Honolulu 2019 Actual","tmy_21.305_-157.858_2006_2015","Sheet6"],"not_rendered":{"charts":5,"images":1,"macros":1,"defined_names":3},"read":"whole","date_system":"1900"}

{"sheet":"Misc.","index":0,"n_rows":17,"n_cols":3,"rows_kept":17}
[]
["Facility Dynamics Headquarters  - 6760 Alexander Bell Drive,  Suite 200,  Columbia, MD 21046, Phone: (410) 290-0900;  www.facilitydynamics.com"]
["Facility Dynamics Satellite Location  - 8560 North Buchanan Avenue,  Portland, Oregon 97203, Phone: ;  www.facilitydynamics.com"]
["Engineering Calculation"]
["Date:","2020-07-06T10:06:01.700"]
["Project Name: ","TMY File Comparison"]
["Project Number: ","CERL Economizer Tool"]
["Engineer: ","David"]
["Assumptions"]
[{"v":1,"d":"1. "},"Data link - ","https://re.jrc.ec.europa.eu/pvg_tools/en/"]
[{"$f":"A10+1","v":{"v":2,"d":"2. "}},"????"]
[{"$f":"A11+1","v":{"v":3,"d":"3. "}},"????"]
[{"$f":"A12+1","v":{"v":4,"d":"4. "}},"????"]
[{"v":5,"d":"5. "},"????"]
[{"v":6,"d":"6. "},"????"]
[{"v":7,"d":"7. "},"????"]
[{"v":8,"d":"8. "},"????"]

{"sheet":"Honolulu TMY 3","index":1,"n_rows":8767,"n_cols":14,"rows_kept":4500,"cut":true,"merged":[[5,4,6,4],[5,5,6,5]],"bounds":{"rows_first":2000,"rows_last":500,"rows_between":2000,"halvings":0}}
["Country: USA"]
["State: HAWAII"]
["City: HONOLULU_INTL_ARPT"]
["Altitude: 6 ft."]
[null,null,"Year for Excel Date and Time - ",{"v":2019,"d":"2,019"}]
["Month","Day","Hour","Hour as 0-23","Date and Time Text String","Excel Date and Time","Dry Bulb","Wet Bulb","Dew Point","Humidity Ratio","Enthalpy","Density","Vapor Pressure","Specific Volume"]
[{"$nulls":6},"°F","°F","°F","gr/lb","btu/lb","lb/cu.ft.","in. HG","cu.ft./lb"]
["January",1,"12AM to 1AM",0,{"$f":"A8&\" \"&B8&\", \"&$D$5&\" \"&D8&\":00\"","v":"January 1, 2019 0:00"},{"$f":"DATEVALUE(E8)+TIMEVALUE(E8)","v":"2019-01-01"},{"v":68,"d":"68.0"},65.9,64.9,92.7,30.77,0.0746,0.62,13.58]
["January",1,"1AM to 2AM",{"$f":"IF(D8+1>23,0,D8+1)","v":1},{"$f":"A9&\" \"&B9&\", \"&$D$5&\" \"&D9&\":00\"","v":"January 1, 2019 1:00"},{"$f":"DATEVALUE(E9)+TIMEVALUE(E9)","v":"2019-01-01T01:00:00"},{"v":68,"d":"68.0"},65.4,{"v":64,"d":"64.0"},89.8,30.31,0.0746,{"v":0.6,"d":"0.60"},13.57]
["January",1,"2AM to 3AM",{"$f":"IF(D9+1>23,0,D9+1)","v":2},"January 1, 2019 2:00","2019-01-01T02:00:00",{"v":66,"d":"66.0"},{"v":64,"d":"64.0"},{"v":63,"d":"63.0"},86.4,{"v":29.3,"d":"29.30"},0.0749,0.58,13.51]
["January",1,"3AM to 4AM",3,"January 1, 2019 3:00","2019-01-01T03:00:00",{"v":66,"d":"66.0"},64.7,{"v":64,"d":"64.0"},89.8,29.83,0.0749,{"v":0.6,"d":"0.60"},13.52]
["January",1,"4AM to 5AM",4,"January 1, 2019 4:00","2019-01-01T04:00:00",{"v":66,"d":"66.0"},64.7,{"v":64,"d":"64.0"},89.8,29.83,0.0749,{"v":0.6,"d":"0.60"},13.52]
["January",1,"5AM to 6AM",5,"January 1, 2019 5:00","2019-01-01T05:00:00",{"v":66,"d":"66.0"},64.7,{"v":64,"d":"64.0"},89.8,29.83,0.0749,{"v":0.6,"d":"0.60"},13.52]
["January",1,"6AM to 7AM",6,"January 1, 2019 6:00","2019-01-01T06:00:00",{"v":66,"d":"66.0"},64.7,{"v":64,"d":"64.0"},89.8,29.83,0.0749,{"v":0.6,"d":"0.60"},13.52]
["January",1,"7AM to 8AM",7,"January 1, 2019 7:00","2019-01-01T07:00:00",69.1,{"v":67,"d":"67.0"},{"v":66,"d":"66.0"},96.3,{"v":31.6,"d":"31.60"},0.0744,0.64,13.62]
["January",1,"8AM to 9AM",8,"January 1, 2019 8:00","2019-01-01T08:00:00",75.9,70.4,{"v":68,"d":"68.0"},103.3,34.38,0.0734,0.69,13.82]
["January",1,"9AM to 10AM",9,"January 1, 2019 9:00","2019-01-01T09:00:00",80.1,70.9,66.9,99.5,34.79,0.0729,0.67,13.91]
["January",1,"10AM to 11AM",10,"January 1, 2019 10:00","2019-01-01T10:00:00",{"v":82,"d":"82.0"},71.5,66.9,99.5,35.28,0.0726,0.67,13.97]
["January",1,"11AM to 12PM",11,"January 1, 2019 11:00","2019-01-01T11:00:00",82.9,72.4,{"v":68,"d":"68.0"},103.3,36.11,0.0725,0.69,{"v":14,"d":"14.00"}]
["January",1,"12PM to 1PM",12,"January 1, 2019 12:00","2019-01-01T12:00:00",82.9,72.4,{"v":68,"d":"68.0"},103.3,36.11,0.0725,0.69,{"v":14,"d":"14.00"}]
["January",1,"1PM to 2PM",13,"January 1, 2019 13:00","2019-01-01T13:00:00",{"v":84,"d":"84.0"},71.5,{"v":66,"d":"66.0"},96.3,35.28,0.0724,0.64,14.01]
["January",1,"2PM to 3PM",14,"January 1, 2019 14:00","2019-01-01T14:00:00",{"v":84,"d":"84.0"},72.1,66.9,99.5,35.77,0.0724,0.67,14.02]
["January",1,"3PM to 4PM",15,"January 1, 2019 15:00","2019-01-01T15:00:00",{"v":82,"d":"82.0"},73.4,{"v":70,"d":"70.0"},110.8,37.05,0.0726,0.74,{"v":14,"d":"14.00"}]
["January",1,"4PM to 5PM",16,"January 1, 2019 16:00","2019-01-01T16:00:00",{"v":79,"d":"79.0"},72.6,{"v":70,"d":"70.0"},110.8,{"v":36.3,"d":"36.30"},{"v":0.073,"d":"0.0730"},0.74,13.92]
["January",1,"5PM to 6PM",17,"January 1, 2019 17:00","2019-01-01T17:00:00",{"v":77,"d":"77.0"},69.4,{"v":66,"d":"66.0"},96.3,33.55,0.0733,0.64,13.83]
["January",1,"6PM to 7PM",18,"January 1, 2019 18:00","2019-01-01T18:00:00",{"v":75,"d":"75.0"},68.8,{"v":66,"d":"66.0"},96.3,33.06,0.0736,0.64,13.78]
["January",1,"7PM to 8PM",19,"January 1, 2019 19:00","2019-01-01T19:00:00",73.9,67.8,64.9,92.7,32.23,0.0738,0.62,13.74]
["January",1,"8PM to 9PM",20,"January 1, 2019 20:00","2019-01-01T20:00:00",{"v":73,"d":"73.0"},68.2,{"v":66,"d":"66.0"},96.3,32.58,0.0739,0.64,13.72]
["January",1,"9PM to 10PM",21,"January 1, 2019 21:00","2019-01-01T21:00:00",73.9,69.8,{"v":68,"d":"68.0"},103.3,33.89,0.0737,0.69,13.77]
["January",1,"10PM to 11PM",22,"January 1, 2019 22:00","2019-01-01T22:00:00",{"v":72,"d":"72.0"},69.2,{"v":68,"d":"68.0"},103.3,{"v":33.4,"d":"33.40"},{"v":0.074,"d":"0.0740"},0.69,13.72]
["January",1,"11PM to 12AM",23,"January 1, 2019 23:00","2019-01-01T23:00:00",73.9,67.8,64.9,92.7,32.23,0.0738,0.62,13.74]
["January",2,"12AM to 1AM",0,"January 2, 2019 0:00","2019-01-02",73.9,69.1,66.9,99.5,33.29,0.0737,0.67,13.76]
["January",2,"1AM to 2AM",1,"January 2, 2019 1:00","2019-01-02T01:00:00",71.1,68.2,66.9,99.5,32.58,0.0741,0.67,13.68]
["January",2,"2AM to 3AM",2,"January 2, 2019 2:00","2019-01-02T02:00:00",{"v":72,"d":"72.0"},68.5,66.9,99.5,{"v":32.8,"d":"32.80"},{"v":0.074,"d":"0.0740"},0.67,13.71]
["January",2,"3AM to 4AM",3,"January 2, 2019 3:00","2019-01-02T03:00:00",{"v":72,"d":"72.0"},67.9,{"v":66,"d":"66.0"},96.3,32.31,{"v":0.074,"d":"0.0740"},0.64,{"v":13.7,"d":"13.70"}]
["January",2,"4AM to 5AM",4,"January 2, 2019 4:00","2019-01-02T04:00:00",{"v":73,"d":"73.0"},67.5,64.9,92.7,32.01,0.0739,0.62,13.71]
["January",2,"5AM to 6AM",5,"January 2, 2019 5:00","2019-01-02T05:00:00",{"v":73,"d":"73.0"},67.5,64.9,92.7,32.01,0.0739,0.62,13.71]
["January",2,"6AM to 7AM",6,"January 2, 2019 6:00","2019-01-02T06:00:00",{"v":73,"d":"73.0"},68.2,{"v":66,"d":"66.0"},96.3,32.58,0.0739,0.64,13.72]
["January",2,"7AM to 8AM",7,"January 2, 2019 7:00","2019-01-02T07:00:00",73.9,68.5,{"v":66,"d":"66.0"},96.3,{"v":32.8,"d":"32.80"},0.0737,0.64,13.75]
["January",2,"8AM to 9AM",8,"January 2, 2019 8:00","2019-01-02T08:00:00",75.9,69.7,66.9,99.5,33.77,0.0734,0.67,13.81]
["January",2,"9AM to 10AM",9,"January 2, 2019 9:00","2019-01-02T09:00:00",80.1,70.4,{"v":66,"d":"66.0"},96.3,{"v":34.3,"d":"34.30"},0.0729,0.64,13.91]
["January",2,"10AM to 11AM",10,"January 2, 2019 10:00","2019-01-02T10:00:00",78.1,69.8,{"v":66,"d":"66.0"},96.3,33.82,0.0732,0.64,13.85]
["January",2,"11AM to 12PM",11,"January 2, 2019 11:00","2019-01-02T11:00:00",{"v":82,"d":"82.0"},71.5,66.9,99.5,35.28,0.0726,0.67,13.97]
["January",2,"12PM to 1PM",12,"January 2, 2019 12:00","2019-01-02T12:00:00",82.9,70.5,64.9,92.7,34.44,0.0725,0.62,13.97]
["January",2,"1PM to 2PM",13,"January 2, 2019 13:00","2019-01-02T13:00:00",82.9,69.4,{"v":63,"d":"63.0"},86.4,33.45,0.0726,0.58,13.95]
["January",2,"2PM to 3PM",14,"January 2, 2019 14:00","2019-01-02T14:00:00",{"v":81,"d":"81.0"},68.8,{"v":63,"d":"63.0"},86.4,32.96,0.0728,0.58,{"v":13.9,"d":"13.90"}]
["January",2,"3PM to 4PM",15,"January 2, 2019 15:00","2019-01-02T15:00:00",80.1,68.5,{"v":63,"d":"63.0"},86.4,32.74,{"v":0.073,"d":"0.0730"},0.58,13.87]
["January",2,"4PM to 5PM",16,"January 2, 2019 16:00","2019-01-02T16:00:00",78.1,68.5,{"v":64,"d":"64.0"},89.8,32.79,0.0732,{"v":0.6,"d":"0.60"},13.83]
["January",2,"5PM to 6PM",17,"January 2, 2019 17:00","2019-01-02T17:00:00",75.9,67.2,{"v":63,"d":"63.0"},86.4,31.73,0.0735,0.58,13.77]
["January",2,"6PM to 7PM",18,"January 2, 2019 18:00","2019-01-02T18:00:00",{"v":75,"d":"75.0"},67.6,{"v":64,"d":"64.0"},89.8,32.04,0.0736,{"v":0.6,"d":"0.60"},13.76]
["January",2,"7PM to 8PM",19,"January 2, 2019 19:00","2019-01-02T19:00:00",75.9,68.4,64.9,92.7,32.72,0.0735,0.62,13.79]
["January",2,"8PM to 9PM",20,"January 2, 2019 20:00","2019-01-02T20:00:00",75.9,69.1,{"v":66,"d":"66.0"},96.3,33.29,0.0735,0.64,{"v":13.8,"d":"13.80"}]
["January",2,"9PM to 10PM",21,"January 2, 2019 21:00","2019-01-02T21:00:00",{"v":75,"d":"75.0"},69.4,66.9,99.5,33.55,0.0736,0.67,13.78]
["January",2,"10PM to 11PM",22,"January 2, 2019 22:00","2019-01-02T22:00:00",{"v":73,"d":"73.0"},69.5,{"v":68,"d":"68.0"},103.3,33.67,0.0738,0.69,13.75]
["January",2,"11PM to 12AM",23,"January 2, 2019 23:00","2019-01-02T23:00:00",{"v":73,"d":"73.0"},68.8,66.9,99.5,33.06,0.0738,0.67,13.73]
["January",3,"12AM to 1AM",0,"January 3, 2019 0:00","2019-01-03",{"v":73,"d":"73.0"},69.5,{"v":68,"d":"68.0"},103.3,33.67,0.0738,0.69,13.75]
["January",3,"1AM to 2AM",1,"January 3, 2019 1:00","2019-01-03T01:00:00",{"v":73,"d":"73.0"},70.3,69.1,107.3,34.29,0.0738,0.72,13.76]
["January",3,"2AM to 3AM",2,"January 3, 2019 2:00","2019-01-03T02:00:00",{"v":73,"d":"73.0"},70.3,69.1,107.3,34.29,0.0738,0.72,13.76]
["January",3,"3AM to 4AM",3,"January 3, 2019 3:00","2019-01-03T03:00:00",{"v":72,"d":"72.0"},69.9,69.1,107.3,34.03,0.0739,0.72,13.73]
["January",3,"4AM to 5AM",4,"January 3, 2019 4:00","2019-01-03T04:00:00",71.1,68.9,{"v":68,"d":"68.0"},103.3,33.18,0.0741,0.69,13.69]
["January",3,"5AM to 6AM",5,"January 3, 2019 5:00","2019-01-03T05:00:00",{"v":72,"d":"72.0"},69.9,69.1,107.3,34.03,0.0739,0.72,13.73]
["January",3,"6AM to 7AM",6,"January 3, 2019 6:00","2019-01-03T06:00:00",{"v":70,"d":"70.0"},68.6,{"v":68,"d":"68.0"},103.3,32.91,0.0742,0.69,13.67]
["January",3,"7AM to 8AM",7,"January 3, 2019 7:00","2019-01-03T07:00:00",{"v":73,"d":"73.0"},69.5,{"v":68,"d":"68.0"},103.3,33.67,0.0738,0.69,13.75]
["January",3,"8AM to 9AM",8,"January 3, 2019 8:00","2019-01-03T08:00:00",{"v":77,"d":"77.0"},{"v":70,"d":"70.0"},66.9,99.5,34.04,0.0733,0.67,13.84]
["January",3,"9AM to 10AM",9,"January 3, 2019 9:00","2019-01-03T09:00:00",{"v":82,"d":"82.0"},70.9,{"v":66,"d":"66.0"},96.3,34.79,0.0726,0.64,13.96]
["January",3,"10AM to 11AM",10,"January 3, 2019 10:00","2019-01-03T10:00:00",82.9,71.2,{"v":66,"d":"66.0"},96.3,35.01,0.0725,0.64,13.98]
["January",3,"11AM to 12PM",11,"January 3, 2019 11:00","2019-01-03T11:00:00",{"v":84,"d":"84.0"},71.5,{"v":66,"d":"66.0"},96.3,35.28,0.0724,0.64,14.01]
["January",3,"12PM to 1PM",12,"January 3, 2019 12:00","2019-01-03T12:00:00",84.9,71.8,{"v":66,"d":"66.0"},96.3,{"v":35.5,"d":"35.50"},0.0723,0.64,14.03]
["January",3,"1PM to 2PM",13,"January 3, 2019 13:00","2019-01-03T13:00:00",84.9,71.1,64.9,92.7,34.93,0.0723,0.62,14.02]
["January",3,"2PM to 3PM",14,"January 3, 2019 14:00","2019-01-03T14:00:00",{"v":84,"d":"84.0"},70.9,64.9,92.7,34.71,0.0724,0.62,{"v":14,"d":"14.00"}]
["January",3,"3PM to 4PM",15,"January 3, 2019 15:00","2019-01-03T15:00:00",{"v":84,"d":"84.0"},69.7,{"v":63,"d":"63.0"},86.4,33.72,0.0724,0.58,13.98]
["January",3,"4PM to 5PM",16,"January 3, 2019 16:00","2019-01-03T16:00:00",{"v":81,"d":"81.0"},{"v":70,"d":"70.0"},64.9,92.7,33.96,0.0728,0.62,13.92]
["January",3,"5PM to 6PM",17,{"$f":"A73&\" \"&B73&\", \"&$D$5&\" \"&D73&\":00\"","v":"January 3, 2019 17:00"},{"$f":"DATEVALUE(E73)+TIMEVALUE(E73)","v":"2019-01-03T17:00:00"},78.1,70.3,66.9,99.5,34.31,0.0732,0.67,13.86]
["January",3,"6PM to 7PM",{"$f":"IF(D73+1>23,0,D73+1)","v":18},"January 3, 2019 18:00","2019-01-03T18:00:00",{"v":75,"d":"75.0"},68.8,{"v":66,"d":"66.0"},96.3,33.06,0.0736,0.64,13.78]
["January",3,"7PM to 8PM",19,"January 3, 2019 19:00","2019-01-03T19:00:00",{"v":73,"d":"73.0"},68.2,{"v":66,"d":"66.0"},96.3,32.58,0.0739,0.64,13.72]
["January",3,"8PM to 9PM",20,"January 3, 2019 20:00","2019-01-03T20:00:00",{"v":72,"d":"72.0"},67.2,64.9,92.7,31.74,{"v":0.074,"d":"0.0740"},0.62,13.69]
["January",3,"9PM to 10PM",21,"January 3, 2019 21:00","2019-01-03T21:00:00",71.1,66.9,64.9,92.7,31.52,0.0742,0.62,13.66]
["January",3,"10PM to 11PM",22,"January 3, 2019 22:00","2019-01-03T22:00:00",{"v":70,"d":"70.0"},66.6,64.9,92.7,31.26,0.0743,0.62,13.63]
["January",3,"11PM to 12AM",23,"January 3, 2019 23:00","2019-01-03T23:00:00",71.1,68.2,66.9,99.5,32.58,0.0741,0.67,13.68]
["January",4,"12AM to 1AM",0,"January 4, 2019 0:00","2019-01-04",71.1,68.2,66.9,99.5,32.58,0.0741,0.67,13.68]
["January",4,"1AM to 2AM",1,"January 4, 2019 1:00","2019-01-04T01:00:00",{"v":73,"d":"73.0"},69.5,{"v":68,"d":"68.0"},103.3,33.67,0.0738,0.69,13.75]
["January",4,"2AM to 3AM",2,"January 4, 2019 2:00","2019-01-04T02:00:00",{"v":73,"d":"73.0"},68.8,66.9,99.5,33.06,0.0738,0.67,13.73]
["January",4,"3AM to 4AM",3,"January 4, 2019 3:00","2019-01-04T03:00:00",69.1,{"v":67,"d":"67.0"},{"v":66,"d":"66.0"},96.3,{"v":31.6,"d":"31.60"},0.0744,0.64,13.62]
["January",4,"4AM to 5AM",4,"January 4, 2019 4:00","2019-01-04T04:00:00",66.9,65.6,64.9,92.7,30.51,0.0747,0.62,13.56]
["January",4,"5AM to 6AM",5,"January 4, 2019 5:00","2019-01-04T05:00:00",{"v":68,"d":"68.0"},66.7,{"v":66,"d":"66.0"},96.3,31.34,0.0746,0.64,13.59]
["January",4,"6AM to 7AM",6,"January 4, 2019 6:00","2019-01-04T06:00:00",{"v":66,"d":"66.0"},65.3,64.9,92.7,30.28,0.0749,0.62,13.53]
["January",4,"7AM to 8AM",7,"January 4, 2019 7:00","2019-01-04T07:00:00",{"v":70,"d":"70.0"},67.9,66.9,99.5,32.31,0.0743,0.67,13.66]
["January",4,"8AM to 9AM",8,"January 4, 2019 8:00","2019-01-04T08:00:00",78.1,{"v":71,"d":"71.0"},{"v":68,"d":"68.0"},103.3,34.91,0.0731,0.69,13.88]
["January",4,"9AM to 10AM",9,"January 4, 2019 9:00","2019-01-04T09:00:00",80.1,72.3,69.1,107.3,36.03,0.0728,0.72,13.94]
["January",4,"10AM to 11AM",10,"January 4, 2019 10:00","2019-01-04T10:00:00",{"v":82,"d":"82.0"},72.9,69.1,107.3,36.51,0.0726,0.72,13.99]
["January",4,"11AM to 12PM",11,"January 4, 2019 11:00","2019-01-04T11:00:00",80.1,72.3,69.1,107.3,36.03,0.0728,0.72,13.94]
["January",4,"12PM to 1PM",12,"January 4, 2019 12:00","2019-01-04T12:00:00",{"v":82,"d":"82.0"},71.5,66.9,99.5,35.28,0.0726,0.67,13.97]
["January",4,"1PM to 2PM",13,"January 4, 2019 13:00","2019-01-04T13:00:00",{"v":84,"d":"84.0"},71.5,{"v":66,"d":"66.0"},96.3,35.28,0.0724,0.64,14.01]
["January",4,"2PM to 3PM",14,"January 4, 2019 14:00","2019-01-04T14:00:00",82.9,71.7,66.9,99.5,{"v":35.5,"d":"35.50"},0.0725,0.67,13.99]
["January",4,"3PM to 4PM",15,"January 4, 2019 15:00","2019-01-04T15:00:00",82.9,71.2,{"v":66,"d":"66.0"},96.3,35.01,0.0725,0.64,13.98]
["January",4,"4PM to 5PM",16,"January 4, 2019 16:00","2019-01-04T16:00:00",80.1,70.9,66.9,99.5,34.79,0.0729,0.67,13.91]
["January",4,"5PM to 6PM",17,"January 4, 2019 17:00","2019-01-04T17:00:00",{"v":77,"d":"77.0"},{"v":70,"d":"70.0"},66.9,99.5,34.04,0.0733,0.67,13.84]
["January",4,"6PM to 7PM",18,"January 4, 2019 18:00","2019-01-04T18:00:00",75.9,69.1,{"v":66,"d":"66.0"},96.3,33.29,0.0735,0.64,{"v":13.8,"d":"13.80"}]
["January",4,"7PM to 8PM",19,"January 4, 2019 19:00","2019-01-04T19:00:00",{"v":75,"d":"75.0"},68.2,64.9,92.7,{"v":32.5,"d":"32.50"},0.0736,0.62,13.76]
["January",4,"8PM to 9PM",20,"January 4, 2019 20:00","2019-01-04T20:00:00",73.9,67.3,{"v":64,"d":"64.0"},89.8,31.77,0.0738,{"v":0.6,"d":"0.60"},13.73]
["January",4,"9PM to 10PM",21,"January 4, 2019 21:00","2019-01-04T21:00:00",73.9,67.3,{"v":64,"d":"64.0"},89.8,31.77,0.0738,{"v":0.6,"d":"0.60"},13.73]
["January",4,"10PM to 11PM",22,"January 4, 2019 22:00","2019-01-04T22:00:00",{"v":72,"d":"72.0"},{"v":66,"d":"66.0"},{"v":63,"d":"63.0"},86.4,30.76,0.0741,0.58,13.67]
["January",4,"11PM to 12AM",23,"January 4, 2019 23:00","2019-01-04T23:00:00",{"v":72,"d":"72.0"},65.4,62.1,83.6,30.33,0.0741,0.56,13.66]
["January",5,"12AM to 1AM",0,"January 5, 2019 0:00","2019-01-05",{"v":70,"d":"70.0"},64.8,62.1,83.6,29.84,0.0744,0.56,13.61]
["January",5,"1AM to 2AM",1,"January 5, 2019 1:00","2019-01-05T01:00:00",69.1,64.5,62.1,83.6,29.62,0.0745,0.56,13.58]
["January",5,"2AM to 3AM",2,"January 5, 2019 2:00","2019-01-05T02:00:00",{"v":68,"d":"68.0"},64.1,62.1,83.6,29.35,0.0747,0.56,13.56]
["January",5,"3AM to 4AM",3,"January 5, 2019 3:00","2019-01-05T03:00:00",{"v":66,"d":"66.0"},63.4,62.1,83.6,28.87,0.0749,0.56,{"v":13.5,"d":"13.50"}]
["January",5,"4AM to 5AM",4,"January 5, 2019 4:00","2019-01-05T04:00:00",{"v":64,"d":"64.0"},62.1,{"v":61,"d":"61.0"},80.4,27.89,0.0752,0.54,13.44]
["January",5,"5AM to 6AM",5,"January 5, 2019 5:00","2019-01-05T05:00:00",{"v":64,"d":"64.0"},63.3,{"v":63,"d":"63.0"},86.4,28.81,0.0752,0.58,13.46]
["January",5,"6AM to 7AM",6,"January 5, 2019 6:00","2019-01-05T06:00:00",64.9,63.1,62.1,83.6,{"v":28.6,"d":"28.60"},0.0751,0.56,13.48]
["January",5,"7AM to 8AM",7,"January 5, 2019 7:00","2019-01-05T07:00:00",66.9,{"v":65,"d":"65.0"},{"v":64,"d":"64.0"},89.8,30.05,0.0748,{"v":0.6,"d":"0.60"},13.55]
["January",5,"8AM to 9AM",8,"January 5, 2019 8:00","2019-01-05T08:00:00",{"v":75,"d":"75.0"},68.8,{"v":66,"d":"66.0"},96.3,33.06,0.0736,0.64,13.78]
["January",5,"9AM to 10AM",9,"January 5, 2019 9:00","2019-01-05T09:00:00",{"v":79,"d":"79.0"},69.4,64.9,92.7,33.47,0.0731,0.62,13.87]
["January",5,"10AM to 11AM",10,"January 5, 2019 10:00","2019-01-05T10:00:00",82.9,71.2,{"v":66,"d":"66.0"},96.3,35.01,0.0725,0.64,13.98]
["January",5,"11AM to 12PM",11,"January 5, 2019 11:00","2019-01-05T11:00:00",{"v":81,"d":"81.0"},69.4,{"v":64,"d":"64.0"},89.8,{"v":33.5,"d":"33.50"},0.0728,{"v":0.6,"d":"0.60"},13.91]
["January",5,"12PM to 1PM",12,"January 5, 2019 12:00","2019-01-05T12:00:00",{"v":82,"d":"82.0"},69.7,{"v":64,"d":"64.0"},89.8,33.76,0.0727,{"v":0.6,"d":"0.60"},13.94]
["January",5,"1PM to 2PM",13,"January 5, 2019 13:00","2019-01-05T13:00:00",{"v":82,"d":"82.0"},69.7,{"v":64,"d":"64.0"},89.8,33.76,0.0727,{"v":0.6,"d":"0.60"},13.94]
["January",5,"2PM to 3PM",14,"January 5, 2019 14:00","2019-01-05T14:00:00",80.1,69.7,64.9,92.7,33.74,0.0729,0.62,13.89]
["January",5,"3PM to 4PM",15,"January 5, 2019 15:00","2019-01-05T15:00:00",80.1,69.1,{"v":64,"d":"64.0"},89.8,33.28,0.0729,{"v":0.6,"d":"0.60"},13.88]
["January",5,"4PM to 5PM",16,"January 5, 2019 16:00","2019-01-05T16:00:00",78.1,69.1,64.9,92.7,33.25,0.0732,0.62,13.84]
["January",5,"5PM to 6PM",17,"January 5, 2019 17:00","2019-01-05T17:00:00",{"v":77,"d":"77.0"},69.4,{"v":66,"d":"66.0"},96.3,33.55,0.0733,0.64,13.83]
["January",5,"6PM to 7PM",18,"January 5, 2019 18:00","2019-01-05T18:00:00",{"v":75,"d":"75.0"},67.6,{"v":64,"d":"64.0"},89.8,32.04,0.0736,{"v":0.6,"d":"0.60"},13.76]
["January",5,"7PM to 8PM",19,"January 5, 2019 19:00","2019-01-05T19:00:00",73.9,67.8,64.9,92.7,32.23,0.0738,0.62,13.74]
["January",5,"8PM to 9PM",20,"January 5, 2019 20:00","2019-01-05T20:00:00",73.9,67.8,64.9,92.7,32.23,0.0738,0.62,13.74]
["January",5,"9PM to 10PM",21,"January 5, 2019 21:00","2019-01-05T21:00:00",{"v":72,"d":"72.0"},67.2,64.9,92.7,31.74,{"v":0.074,"d":"0.0740"},0.62,13.69]
["January",5,"10PM to 11PM",22,"January 5, 2019 22:00","2019-01-05T22:00:00",71.1,66.9,64.9,92.7,31.52,0.0742,0.62,13.66]
["January",5,"11PM to 12AM",23,"January 5, 2019 23:00","2019-01-05T23:00:00",69.1,66.3,64.9,92.7,31.04,0.0744,0.62,13.61]
["January",6,"12AM to 1AM",0,"January 6, 2019 0:00","2019-01-06",69.1,66.3,64.9,92.7,31.04,0.0744,0.62,13.61]
["January",6,"1AM to 2AM",1,"January 6, 2019 1:00","2019-01-06T01:00:00",{"v":68,"d":"68.0"},65.4,{"v":64,"d":"64.0"},89.8,30.31,0.0746,{"v":0.6,"d":"0.60"},13.57]
["January",6,"2AM to 3AM",2,"January 6, 2019 2:00","2019-01-06T02:00:00",69.1,66.3,64.9,92.7,31.04,0.0744,0.62,13.61]
["January",6,"3AM to 4AM",3,"January 6, 2019 3:00","2019-01-06T03:00:00",{"v":68,"d":"68.0"},65.4,{"v":64,"d":"64.0"},89.8,30.31,0.0746,{"v":0.6,"d":"0.60"},13.57]
["January",6,"4AM to 5AM",4,"January 6, 2019 4:00","2019-01-06T04:00:00",{"v":66,"d":"66.0"},{"v":64,"d":"64.0"},{"v":63,"d":"63.0"},86.4,{"v":29.3,"d":"29.30"},0.0749,0.58,13.51]
["January",6,"5AM to 6AM",5,"January 6, 2019 5:00","2019-01-06T05:00:00",64.9,63.6,{"v":63,"d":"63.0"},86.4,29.03,0.0751,0.58,13.49]
["January",6,"6AM to 7AM",6,"January 6, 2019 6:00","2019-01-06T06:00:00",{"v":64,"d":"64.0"},63.3,{"v":63,"d":"63.0"},86.4,28.81,0.0752,0.58,13.46]
["January",6,"7AM to 8AM",7,"January 6, 2019 7:00","2019-01-06T07:00:00",{"v":70,"d":"70.0"},65.3,{"v":63,"d":"63.0"},86.4,30.27,0.0744,0.58,13.61]
["January",6,"8AM to 9AM",8,"January 6, 2019 8:00","2019-01-06T08:00:00",{"v":73,"d":"73.0"},{"v":67,"d":"67.0"},{"v":64,"d":"64.0"},89.8,31.55,0.0739,{"v":0.6,"d":"0.60"},{"v":13.7,"d":"13.70"}]
["January",6,"9AM to 10AM",9,{"$f":"A137&\" \"&B137&\", \"&$D$5&\" \"&D137&\":00\"","v":"January 6, 2019 9:00"},{"$f":"DATEVALUE(E137)+TIMEVALUE(E137)","v":"2019-01-06T09:00:00"},80.1,{"v":68,"d":"68.0"},62.1,83.6,32.31,{"v":0.073,"d":"0.0730"},0.56,13.87]
["January",6,"10AM to 11AM",{"$f":"IF(D137+1>23,0,D137+1)","v":10},"January 6, 2019 10:00","2019-01-06T10:00:00",{"v":82,"d":"82.0"},67.5,60.1,77.8,31.89,0.0728,0.52,{"v":13.9,"d":"13.90"}]
["January",6,"11AM to 12PM",11,"January 6, 2019 11:00","2019-01-06T11:00:00",84.9,69.5,62.1,83.6,33.51,0.0723,0.56,13.99]
["January",6,"12PM to 1PM",12,"January 6, 2019 12:00","2019-01-06T12:00:00",84.9,68.9,{"v":61,"d":"61.0"},80.4,{"v":33,"d":"33.00"},0.0724,0.54,13.98]
["January",6,"1PM to 2PM",13,"January 6, 2019 13:00","2019-01-06T13:00:00",82.9,{"v":70,"d":"70.0"},{"v":64,"d":"64.0"},89.8,33.98,0.0726,{"v":0.6,"d":"0.60"},13.96]
["January",6,"2PM to 3PM",14,"January 6, 2019 14:00","2019-01-06T14:00:00",{"v":82,"d":"82.0"},69.1,{"v":63,"d":"63.0"},86.4,33.23,0.0727,0.58,13.92]
["January",6,"3PM to 4PM",15,"January 6, 2019 15:00","2019-01-06T15:00:00",{"v":81,"d":"81.0"},70.6,{"v":66,"d":"66.0"},96.3,34.53,0.0728,0.64,13.93]
["January",6,"4PM to 5PM",16,"January 6, 2019 16:00","2019-01-06T16:00:00",{"v":79,"d":"79.0"},{"v":70,"d":"70.0"},{"v":66,"d":"66.0"},96.3,34.04,0.0731,0.64,13.88]
["January",6,"5PM to 6PM",17,"January 6, 2019 17:00","2019-01-06T17:00:00",75.9,69.1,{"v":66,"d":"66.0"},96.3,33.29,0.0735,0.64,{"v":13.8,"d":"13.80"}]
["January",6,"6PM to 7PM",18,"January 6, 2019 18:00","2019-01-06T18:00:00",{"v":73,"d":"73.0"},67.5,64.9,92.7,32.01,0.0739,0.62,13.71]
["January",6,"7PM to 8PM",19,"January 6, 2019 19:00","2019-01-06T19:00:00",71.1,67.6,{"v":66,"d":"66.0"},96.3,32.09,0.0741,0.64,13.67]
["January",6,"8PM to 9PM",20,"January 6, 2019 20:00","2019-01-06T20:00:00",{"v":73,"d":"73.0"},68.2,{"v":66,"d":"66.0"},96.3,32.58,0.0739,0.64,13.72]
["January",6,"9PM to 10PM",21,"January 6, 2019 21:00","2019-01-06T21:00:00",71.1,67.6,{"v":66,"d":"66.0"},96.3,32.09,0.0741,0.64,13.67]
["January",6,"10PM to 11PM",22,"January 6, 2019 22:00","2019-01-06T22:00:00",{"v":70,"d":"70.0"},{"v":66,"d":"66.0"},{"v":64,"d":"64.0"},89.8,{"v":30.8,"d":"30.80"},0.0743,{"v":0.6,"d":"0.60"},13.63]
["January",6,"11PM to 12AM",23,"January 6, 2019 23:00","2019-01-06T23:00:00",69.1,65.7,{"v":64,"d":"64.0"},89.8,30.58,0.0745,{"v":0.6,"d":"0.60"},{"v":13.6,"d":"13.60"}]
["January",7,"12AM to 1AM",0,"January 7, 2019 0:00","2019-01-07",66.9,64.3,{"v":63,"d":"63.0"},86.4,29.52,0.0748,0.58,13.54]
["January",7,"1AM to 2AM",1,"January 7, 2019 1:00","2019-01-07T01:00:00",{"v":66,"d":"66.0"},62.8,{"v":61,"d":"61.0"},80.4,28.37,{"v":0.075,"d":"0.0750"},0.54,{"v":13.5,"d":"13.50"}]
["January",7,"2AM to 3AM",2,"January 7, 2019 2:00","2019-01-07T02:00:00",64.9,62.4,{"v":61,"d":"61.0"},80.4,28.11,0.0751,0.54,13.47]
["January",7,"3AM to 4AM",3,"January 7, 2019 3:00","2019-01-07T03:00:00",{"v":64,"d":"64.0"},61.5,60.1,77.8,27.48,0.0753,0.52,13.44]
["January",7,"4AM to 5AM",4,"January 7, 2019 4:00","2019-01-07T04:00:00",{"v":64,"d":"64.0"},61.5,60.1,77.8,27.48,0.0753,0.52,13.44]
["January",7,"5AM to 6AM",5,"January 7, 2019 5:00","2019-01-07T05:00:00",{"v":64,"d":"64.0"},61.5,60.1,77.8,27.48,0.0753,0.52,13.44]
["January",7,"6AM to 7AM",6,"January 7, 2019 6:00","2019-01-07T06:00:00",{"v":63,"d":"63.0"},60.5,{"v":59,"d":"59.0"},74.9,26.75,0.0754,{"v":0.5,"d":"0.50"},{"v":13.4,"d":"13.40"}]
["January",7,"7AM to 8AM",7,"January 7, 2019 7:00","2019-01-07T07:00:00",64.9,61.8,60.1,77.8,27.71,0.0751,0.52,13.46]
["January",7,"8AM to 9AM",8,"January 7, 2019 8:00","2019-01-07T08:00:00",73.9,65.4,{"v":61,"d":"61.0"},80.4,30.31,0.0738,0.54,{"v":13.7,"d":"13.70"}]
["January",7,"9AM to 10AM",9,"January 7, 2019 9:00","2019-01-07T09:00:00",{"v":79,"d":"79.0"},68.2,{"v":63,"d":"63.0"},86.4,32.48,0.0731,0.58,13.85]
["January",7,"10AM to 11AM",10,"January 7, 2019 10:00","2019-01-07T10:00:00",{"v":81,"d":"81.0"},67.7,{"v":61,"d":"61.0"},80.4,32.03,0.0729,0.54,13.88]
["January",7,"11AM to 12PM",11,"January 7, 2019 11:00","2019-01-07T11:00:00",{"v":84,"d":"84.0"},68.6,{"v":61,"d":"61.0"},80.4,32.78,0.0725,0.54,13.96]
["January",7,"12PM to 1PM",12,"January 7, 2019 12:00","2019-01-07T12:00:00",{"v":82,"d":"82.0"},68.6,62.1,83.6,{"v":32.8,"d":"32.80"},0.0727,0.56,13.92]
["January",7,"1PM to 2PM",13,"January 7, 2019 13:00","2019-01-07T13:00:00",82.9,71.2,{"v":66,"d":"66.0"},96.3,35.01,0.0725,0.64,13.98]
["January",7,"2PM to 3PM",14,"January 7, 2019 14:00","2019-01-07T14:00:00",{"v":82,"d":"82.0"},71.5,66.9,99.5,35.28,0.0726,0.67,13.97]
["January",7,"3PM to 4PM",15,"January 7, 2019 15:00","2019-01-07T15:00:00",{"v":81,"d":"81.0"},{"v":70,"d":"70.0"},64.9,92.7,33.96,0.0728,0.62,13.92]
["January",7,"4PM to 5PM",16,"January 7, 2019 16:00","2019-01-07T16:00:00",80.1,69.7,64.9,92.7,33.74,0.0729,0.62,13.89]
["January",7,"5PM to 6PM",17,"January 7, 2019 17:00","2019-01-07T17:00:00",{"v":77,"d":"77.0"},67.6,{"v":63,"d":"63.0"},86.4,31.99,0.0734,0.58,{"v":13.8,"d":"13.80"}]
["January",7,"6PM to 7PM",18,"January 7, 2019 18:00","2019-01-07T18:00:00",{"v":75,"d":"75.0"},68.2,64.9,92.7,{"v":32.5,"d":"32.50"},0.0736,0.62,13.76]
["January",7,"7PM to 8PM",19,"January 7, 2019 19:00","2019-01-07T19:00:00",{"v":73,"d":"73.0"},{"v":67,"d":"67.0"},{"v":64,"d":"64.0"},89.8,31.55,0.0739,{"v":0.6,"d":"0.60"},{"v":13.7,"d":"13.70"}]
["January",7,"8PM to 9PM",20,"January 7, 2019 20:00","2019-01-07T20:00:00",{"v":72,"d":"72.0"},66.6,{"v":64,"d":"64.0"},89.8,31.29,0.0741,{"v":0.6,"d":"0.60"},13.68]
["January",7,"9PM to 10PM",21,"January 7, 2019 21:00","2019-01-07T21:00:00",{"v":70,"d":"70.0"},66.6,64.9,92.7,31.26,0.0743,0.62,13.63]
["January",7,"10PM to 11PM",22,"January 7, 2019 22:00","2019-01-07T22:00:00",69.1,65.7,{"v":64,"d":"64.0"},89.8,30.58,0.0745,{"v":0.6,"d":"0.60"},{"v":13.6,"d":"13.60"}]
["January",7,"11PM to 12AM",23,"January 7, 2019 23:00","2019-01-07T23:00:00",66.9,{"v":65,"d":"65.0"},{"v":64,"d":"64.0"},89.8,30.05,0.0748,{"v":0.6,"d":"0.60"},13.55]
["January",8,"12AM to 1AM",0,"January 8, 2019 0:00","2019-01-08",66.9,{"v":65,"d":"65.0"},{"v":64,"d":"64.0"},89.8,30.05,0.0748,{"v":0.6,"d":"0.60"},13.55]
["January",8,"1AM to 2AM",1,"January 8, 2019 1:00","2019-01-08T01:00:00",{"v":68,"d":"68.0"},65.9,64.9,92.7,30.77,0.0746,0.62,13.58]
["January",8,"2AM to 3AM",2,"January 8, 2019 2:00","2019-01-08T02:00:00",69.1,66.3,64.9,92.7,31.04,0.0744,0.62,13.61]
["January",8,"3AM to 4AM",3,"January 8, 2019 3:00","2019-01-08T03:00:00",{"v":70,"d":"70.0"},67.3,{"v":66,"d":"66.0"},96.3,31.82,0.0743,0.64,13.65]
["January",8,"4AM to 5AM",4,"January 8, 2019 4:00","2019-01-08T04:00:00",{"v":70,"d":"70.0"},67.3,{"v":66,"d":"66.0"},96.3,31.82,0.0743,0.64,13.65]
["January",8,"5AM to 6AM",5,"January 8, 2019 5:00","2019-01-08T05:00:00",71.1,67.6,{"v":66,"d":"66.0"},96.3,32.09,0.0741,0.64,13.67]
["January",8,"6AM to 7AM",6,"January 8, 2019 6:00","2019-01-08T06:00:00",71.1,67.6,{"v":66,"d":"66.0"},96.3,32.09,0.0741,0.64,13.67]
["January",8,"7AM to 8AM",7,"January 8, 2019 7:00","2019-01-08T07:00:00",{"v":72,"d":"72.0"},68.5,66.9,99.5,{"v":32.8,"d":"32.80"},{"v":0.074,"d":"0.0740"},0.67,13.71]
["January",8,"8AM to 9AM",8,"January 8, 2019 8:00","2019-01-08T08:00:00",75.9,69.7,66.9,99.5,33.77,0.0734,0.67,13.81]
["January",8,"9AM to 10AM",9,"January 8, 2019 9:00","2019-01-08T09:00:00",{"v":81,"d":"81.0"},71.2,66.9,99.5,35.01,0.0728,0.67,13.94]
["January",8,"10AM to 11AM",10,"January 8, 2019 10:00","2019-01-08T10:00:00",80.1,70.9,66.9,99.5,34.79,0.0729,0.67,13.91]
["January",8,"11AM to 12PM",11,"January 8, 2019 11:00","2019-01-08T11:00:00",{"v":81,"d":"81.0"},71.9,{"v":68,"d":"68.0"},103.3,35.62,0.0727,0.69,13.95]
["January",8,"12PM to 1PM",12,"January 8, 2019 12:00","2019-01-08T12:00:00",{"v":81,"d":"81.0"},71.9,{"v":68,"d":"68.0"},103.3,35.62,0.0727,0.69,13.95]
["January",8,"1PM to 2PM",13,"January 8, 2019 13:00","2019-01-08T13:00:00",80.1,71.6,{"v":68,"d":"68.0"},103.3,{"v":35.4,"d":"35.40"},0.0729,0.69,13.93]
["January",8,"2PM to 3PM",14,"January 8, 2019 14:00","2019-01-08T14:00:00",78.1,69.1,64.9,92.7,33.25,0.0732,0.62,13.84]
["January",8,"3PM to 4PM",15,"January 8, 2019 15:00","2019-01-08T15:00:00",{"v":75,"d":"75.0"},67.6,{"v":64,"d":"64.0"},89.8,32.04,0.0736,{"v":0.6,"d":"0.60"},13.76]
["January",8,"4PM to 5PM",16,"January 8, 2019 16:00","2019-01-08T16:00:00",73.9,67.3,{"v":64,"d":"64.0"},89.8,31.77,0.0738,{"v":0.6,"d":"0.60"},13.73]
["January",8,"5PM to 6PM",17,"January 8, 2019 17:00","2019-01-08T17:00:00",{"v":75,"d":"75.0"},66.9,{"v":63,"d":"63.0"},86.4,31.51,0.0737,0.58,13.74]
["January",8,"6PM to 7PM",18,"January 8, 2019 18:00","2019-01-08T18:00:00",{"v":75,"d":"75.0"},66.9,{"v":63,"d":"63.0"},86.4,31.51,0.0737,0.58,13.74]
["January",8,"7PM to 8PM",19,"January 8, 2019 19:00","2019-01-08T19:00:00",73.9,66.6,{"v":63,"d":"63.0"},86.4,31.24,0.0738,0.58,13.72]
["January",8,"8PM to 9PM",20,"January 8, 2019 20:00","2019-01-08T20:00:00",71.1,65.7,{"v":63,"d":"63.0"},86.4,30.53,0.0742,0.58,13.64]
["January",8,"9PM to 10PM",21,"January 8, 2019 21:00","2019-01-08T21:00:00",71.1,66.3,{"v":64,"d":"64.0"},89.8,31.07,0.0742,{"v":0.6,"d":"0.60"},13.65]
["January",8,"10PM to 11PM",22,"January 8, 2019 22:00","2019-01-08T22:00:00",{"v":72,"d":"72.0"},{"v":66,"d":"66.0"},{"v":63,"d":"63.0"},86.4,30.76,0.0741,0.58,13.67]
["January",8,"11PM to 12AM",23,"January 8, 2019 23:00","2019-01-08T23:00:00",{"v":70,"d":"70.0"},65.3,{"v":63,"d":"63.0"},86.4,30.27,0.0744,0.58,13.61]
["January",9,"12AM to 1AM",0,"January 9, 2019 0:00","2019-01-09",66.9,64.3,{"v":63,"d":"63.0"},86.4,29.52,0.0748,0.58,13.54]
["January",9,"1AM to 2AM",1,{"$f":"A201&\" \"&B201&\", \"&$D$5&\" \"&D201&\":00\"","v":"January 9, 2019 1:00"},{"$f":"DATEVALUE(E201)+TIMEVALUE(E201)","v":"2019-01-09T01:00:00"},64.9,63.1,62.1,83.6,{"v":28.6,"d":"28.60"},0.0751,0.56,13.48]
["January",9,"2AM to 3AM",{"$f":"IF(D201+1>23,0,D201+1)","v":2},"January 9, 2019 2:00","2019-01-09T02:00:00",{"v":66,"d":"66.0"},{"v":64,"d":"64.0"},{"v":63,"d":"63.0"},86.4,{"v":29.3,"d":"29.30"},0.0749,0.58,13.51]
["January",9,"3AM to 4AM",3,"January 9, 2019 3:00","2019-01-09T03:00:00",{"v":68,"d":"68.0"},65.9,64.9,92.7,30.77,0.0746,0.62,13.58]
["January",9,"4AM to 5AM",4,"January 9, 2019 4:00","2019-01-09T04:00:00",{"v":68,"d":"68.0"},65.4,{"v":64,"d":"64.0"},89.8,30.31,0.0746,{"v":0.6,"d":"0.60"},13.57]
["January",9,"5AM to 6AM",5,"January 9, 2019 5:00","2019-01-09T05:00:00",{"v":66,"d":"66.0"},{"v":64,"d":"64.0"},{"v":63,"d":"63.0"},86.4,{"v":29.3,"d":"29.30"},0.0749,0.58,13.51]
["January",9,"6AM to 7AM",6,"January 9, 2019 6:00","2019-01-09T06:00:00",66.9,64.3,{"v":63,"d":"63.0"},86.4,29.52,0.0748,0.58,13.54]
["January",9,"7AM to 8AM",7,"January 9, 2019 7:00","2019-01-09T07:00:00",{"v":68,"d":"68.0"},65.4,{"v":64,"d":"64.0"},89.8,30.31,0.0746,{"v":0.6,"d":"0.60"},13.57]
["January",9,"8AM to 9AM",8,"January 9, 2019 8:00","2019-01-09T08:00:00",75.9,66.1,{"v":61,"d":"61.0"},80.4,{"v":30.8,"d":"30.80"},0.0736,0.54,13.75]
["January",9,"9AM to 10AM",9,"January 9, 2019 9:00","2019-01-09T09:00:00",{"v":81,"d":"81.0"},70.6,{"v":66,"d":"66.0"},96.3,34.53,0.0728,0.64,13.93]
["January",9,"10AM to 11AM",10,"January 9, 2019 10:00","2019-01-09T10:00:00",{"v":82,"d":"82.0"},70.9,{"v":66,"d":"66.0"},96.3,34.79,0.0726,0.64,13.96]
["January",9,"11AM to 12PM",11,"January 9, 2019 11:00","2019-01-09T11:00:00",80.1,71.6,{"v":68,"d":"68.0"},103.3,{"v":35.4,"d":"35.40"},0.0729,0.69,13.93]
["January",9,"12PM to 1PM",12,"January 9, 2019 12:00","2019-01-09T12:00:00",{"v":75,"d":"75.0"},71.5,{"v":70,"d":"70.0"},110.8,35.32,0.0735,0.74,13.82]
["January",9,"1PM to 2PM",13,"January 9, 2019 13:00","2019-01-09T13:00:00",{"v":79,"d":"79.0"},{"v":70,"d":"70.0"},{"v":66,"d":"66.0"},96.3,34.04,0.0731,0.64,13.88]
["January",9,"2PM to 3PM",14,"January 9, 2019 14:00","2019-01-09T14:00:00",80.1,69.7,64.9,92.7,33.74,0.0729,0.62,13.89]
["January",9,"3PM to 4PM",15,"January 9, 2019 15:00","2019-01-09T15:00:00",{"v":77,"d":"77.0"},{"v":70,"d":"70.0"},66.9,99.5,34.04,0.0733,0.67,13.84]
["January",9,"4PM to 5PM",16,"January 9, 2019 16:00","2019-01-09T16:00:00",75.9,69.1,{"v":66,"d":"66.0"},96.3,33.29,0.0735,0.64,{"v":13.8,"d":"13.80"}]
["January",9,"5PM to 6PM",17,"January 9, 2019 17:00","2019-01-09T17:00:00",{"v":73,"d":"73.0"},68.2,{"v":66,"d":"66.0"},96.3,32.58,0.0739,0.64,13.72]
["January",9,"6PM to 7PM",18,"January 9, 2019 18:00","2019-01-09T18:00:00",{"v":72,"d":"72.0"},{"v":66,"d":"66.0"},{"v":63,"d":"63.0"},86.4,30.76,0.0741,0.58,13.67]
["January",9,"7PM to 8PM",19,"January 9, 2019 19:00","2019-01-09T19:00:00",{"v":72,"d":"72.0"},{"v":66,"d":"66.0"},{"v":63,"d":"63.0"},86.4,30.76,0.0741,0.58,13.67]
["January",9,"8PM to 9PM",20,"January 9, 2019 20:00","2019-01-09T20:00:00",71.1,65.1,62.1,83.6,30.11,0.0742,0.56,13.63]
["January",9,"9PM to 10PM",21,"January 9, 2019 21:00","2019-01-09T21:00:00",{"v":70,"d":"70.0"},64.1,{"v":61,"d":"61.0"},80.4,29.34,0.0744,0.54,{"v":13.6,"d":"13.60"}]
["January",9,"10PM to 11PM",22,"January 9, 2019 22:00","2019-01-09T22:00:00",{"v":70,"d":"70.0"},64.1,{"v":61,"d":"61.0"},80.4,29.34,0.0744,0.54,{"v":13.6,"d":"13.60"}]
["January",9,"11PM to 12AM",23,"January 9, 2019 23:00","2019-01-09T23:00:00",69.1,63.3,60.1,77.8,28.72,0.0745,0.52,13.57]
["January",10,"12AM to 1AM",0,"January 10, 2019 0:00","2019-01-10",71.1,63.3,{"v":59,"d":"59.0"},74.9,28.74,0.0743,{"v":0.5,"d":"0.50"},13.61]
["January",10,"1AM to 2AM",1,"January 10, 2019 1:00","2019-01-10T01:00:00",71.1,62.2,{"v":57,"d":"57.0"},69.6,27.92,0.0743,0.47,13.59]
["January",10,"2AM to 3AM",2,"January 10, 2019 2:00","2019-01-10T02:00:00",{"v":70,"d":"70.0"},60.7,{"v":55,"d":"55.0"},64.7,26.89,0.0745,0.44,13.55]
["January",10,"3AM to 4AM",3,"January 10, 2019 3:00","2019-01-10T03:00:00",{"v":70,"d":"70.0"},60.1,{"v":54,"d":"54.0"},62.2,{"v":26.5,"d":"26.50"},0.0745,0.42,13.54]
["January",10,"4AM to 5AM",4,"January 10, 2019 4:00","2019-01-10T04:00:00",{"v":70,"d":"70.0"},59.7,53.1,60.1,26.18,0.0745,0.41,13.53]
["January",10,"5AM to 6AM",5,"January 10, 2019 5:00","2019-01-10T05:00:00",69.1,58.4,51.1,55.9,25.29,0.0747,0.38,{"v":13.5,"d":"13.50"}]
["January",10,"6AM to 7AM",6,"January 10, 2019 6:00","2019-01-10T06:00:00",{"v":70,"d":"70.0"},59.7,53.1,60.1,26.18,0.0745,0.41,13.53]
["January",10,"7AM to 8AM",7,"January 10, 2019 7:00","2019-01-10T07:00:00",71.1,59.1,51.1,55.9,25.77,0.0744,0.38,13.55]
["January",10,"8AM to 9AM",8,"January 10, 2019 8:00","2019-01-10T08:00:00",{"v":72,"d":"72.0"},61.4,{"v":55,"d":"55.0"},64.7,27.38,0.0742,0.44,{"v":13.6,"d":"13.60"}]
["January",10,"9AM to 10AM",9,"January 10, 2019 9:00","2019-01-10T09:00:00",{"v":73,"d":"73.0"},61.8,{"v":55,"d":"55.0"},64.7,27.64,0.0741,0.44,13.63]
["January",10,"10AM to 11AM",10,"January 10, 2019 10:00","2019-01-10T10:00:00",{"v":77,"d":"77.0"},62.6,{"v":54,"d":"54.0"},62.2,28.21,0.0735,0.42,13.72]
["January",10,"11AM to 12PM",11,"January 10, 2019 11:00","2019-01-10T11:00:00",78.1,{"v":63,"d":"63.0"},{"v":54,"d":"54.0"},62.2,28.47,0.0734,0.42,13.75]
["January",10,"12PM to 1PM",12,"January 10, 2019 12:00","2019-01-10T12:00:00",{"v":79,"d":"79.0"},63.9,{"v":55,"d":"55.0"},64.7,29.09,0.0732,0.44,13.78]
["January",10,"1PM to 2PM",13,"January 10, 2019 13:00","2019-01-10T13:00:00",{"v":79,"d":"79.0"},64.9,{"v":57,"d":"57.0"},69.6,29.86,0.0732,0.47,13.79]
["January",10,"2PM to 3PM",14,"January 10, 2019 14:00","2019-01-10T14:00:00",78.1,63.6,{"v":55,"d":"55.0"},64.7,28.87,0.0734,0.44,13.76]
["January",10,"3PM to 4PM",15,"January 10, 2019 15:00","2019-01-10T15:00:00",{"v":77,"d":"77.0"},63.2,{"v":55,"d":"55.0"},64.7,28.61,0.0735,0.44,13.73]
["January",10,"4PM to 5PM",16,"January 10, 2019 16:00","2019-01-10T16:00:00",73.9,62.1,{"v":55,"d":"55.0"},64.7,27.86,0.0739,0.44,13.65]
["January",10,"5PM to 6PM",17,"January 10, 2019 17:00","2019-01-10T17:00:00",{"v":72,"d":"72.0"},61.9,55.9,66.9,27.72,0.0742,0.45,13.61]
["January",10,"6PM to 7PM",18,"January 10, 2019 18:00","2019-01-10T18:00:00",{"v":72,"d":"72.0"},61.9,55.9,66.9,27.72,0.0742,0.45,13.61]
["January",10,"7PM to 8PM",19,"January 10, 2019 19:00","2019-01-10T19:00:00",{"v":72,"d":"72.0"},62.5,{"v":57,"d":"57.0"},69.6,28.14,0.0742,0.47,13.61]
["January",10,"8PM to 9PM",20,"January 10, 2019 20:00","2019-01-10T20:00:00",{"v":73,"d":"73.0"},61.3,{"v":54,"d":"54.0"},62.2,27.24,0.0741,0.42,13.62]
["January",10,"9PM to 10PM",21,"January 10, 2019 21:00","2019-01-10T21:00:00",{"v":72,"d":"72.0"},59.9,{"v":52,"d":"52.0"},57.8,26.29,0.0743,0.39,13.58]
["January",10,"10PM to 11PM",22,"January 10, 2019 22:00","2019-01-10T22:00:00",{"v":72,"d":"72.0"},60.4,53.1,60.1,26.66,0.0742,0.41,13.59]
["January",10,"11PM to 12AM",23,"January 10, 2019 23:00","2019-01-10T23:00:00",71.1,60.1,53.1,60.1,26.44,0.0744,0.41,13.56]
["January",11,"12AM to 1AM",0,"January 11, 2019 0:00","2019-01-11",{"v":72,"d":"72.0"},{"v":63,"d":"63.0"},57.9,{"v":72,"d":"72.0"},28.51,0.0742,0.48,13.62]
["January",11,"1AM to 2AM",1,"January 11, 2019 1:00","2019-01-11T01:00:00",71.1,61.1,{"v":55,"d":"55.0"},64.7,27.16,0.0743,0.44,13.58]
["January",11,"2AM to 3AM",2,"January 11, 2019 2:00","2019-01-11T02:00:00",71.1,59.1,51.1,55.9,25.77,0.0744,0.38,13.55]
["January",11,"3AM to 4AM",3,"January 11, 2019 3:00","2019-01-11T03:00:00",71.1,60.5,{"v":54,"d":"54.0"},62.2,26.76,0.0744,0.42,13.57]
["January",11,"4AM to 5AM",4,"January 11, 2019 4:00","2019-01-11T04:00:00",71.1,61.6,55.9,66.9,{"v":27.5,"d":"27.50"},0.0743,0.45,13.58]
["January",11,"5AM to 6AM",5,"January 11, 2019 5:00","2019-01-11T05:00:00",71.1,60.5,{"v":54,"d":"54.0"},62.2,26.76,0.0744,0.42,13.57]
["January",11,"6AM to 7AM",6,"January 11, 2019 6:00","2019-01-11T06:00:00",{"v":72,"d":"72.0"},61.4,{"v":55,"d":"55.0"},64.7,27.38,0.0742,0.44,{"v":13.6,"d":"13.60"}]
["January",11,"7AM to 8AM",7,"January 11, 2019 7:00","2019-01-11T07:00:00",71.1,61.6,55.9,66.9,{"v":27.5,"d":"27.50"},0.0743,0.45,13.58]
["January",11,"8AM to 9AM",8,"January 11, 2019 8:00","2019-01-11T08:00:00",73.9,62.6,55.9,66.9,{"v":28.2,"d":"28.20"},0.0739,0.45,13.66]
["January",11,"9AM to 10AM",9,"January 11, 2019 9:00","2019-01-11T09:00:00",{"v":77,"d":"77.0"},63.6,55.9,66.9,28.95,0.0735,0.45,13.74]
["January",11,"10AM to 11AM",10,"January 11, 2019 10:00","2019-01-11T10:00:00",{"v":77,"d":"77.0"},64.7,57.9,{"v":72,"d":"72.0"},29.74,0.0735,0.48,13.75]
["January",11,"11AM to 12PM",11,"January 11, 2019 11:00","2019-01-11T11:00:00",{"v":79,"d":"79.0"},64.9,{"v":57,"d":"57.0"},69.6,29.86,0.0732,0.47,13.79]
["January",11,"12PM to 1PM",12,"January 11, 2019 12:00","2019-01-11T12:00:00",{"v":79,"d":"79.0"},63.3,{"v":54,"d":"54.0"},62.2,28.69,0.0733,0.42,13.77]
["January",11,"1PM to 2PM",13,"January 11, 2019 13:00","2019-01-11T13:00:00",{"v":79,"d":"79.0"},63.9,{"v":55,"d":"55.0"},64.7,29.09,0.0732,0.44,13.78]
["January",11,"2PM to 3PM",14,"January 11, 2019 14:00","2019-01-11T14:00:00",{"v":79,"d":"79.0"},64.9,{"v":57,"d":"57.0"},69.6,29.86,0.0732,0.47,13.79]
["January",11,"3PM to 4PM",15,"January 11, 2019 15:00","2019-01-11T15:00:00",{"v":75,"d":"75.0"},64.6,{"v":59,"d":"59.0"},74.9,29.71,0.0737,{"v":0.5,"d":"0.50"},13.71]
["January",11,"4PM to 5PM",16,"January 11, 2019 16:00","2019-01-11T16:00:00",73.9,63.7,57.9,{"v":72,"d":"72.0"},28.99,0.0739,0.48,13.67]
["January",11,"5PM to 6PM",17,{"$f":"A265&\" \"&B265&\", \"&$D$5&\" \"&D265&\":00\"","v":"January 11, 2019 17:00"},{"$f":"DATEVALUE(E265)+TIMEVALUE(E265)","v":"2019-01-11T17:00:00"},{"v":73,"d":"73.0"},62.3,55.9,66.9,27.98,{"v":0.074,"d":"0.0740"},0.45,13.63]
["January",11,"6PM to 7PM",{"$f":"IF(D265+1>23,0,D265+1)","v":18},"January 11, 2019 18:00","2019-01-11T18:00:00",{"v":72,"d":"72.0"},61.4,{"v":55,"d":"55.0"},64.7,27.38,0.0742,0.44,{"v":13.6,"d":"13.60"}]
["January",11,"7PM to 8PM",19,"January 11, 2019 19:00","2019-01-11T19:00:00",{"v":72,"d":"72.0"},61.4,{"v":55,"d":"55.0"},64.7,27.38,0.0742,0.44,{"v":13.6,"d":"13.60"}]
["January",11,"8PM to 9PM",20,"January 11, 2019 20:00","2019-01-11T20:00:00",71.1,61.6,55.9,66.9,{"v":27.5,"d":"27.50"},0.0743,0.45,13.58]
["January",11,"9PM to 10PM",21,"January 11, 2019 21:00","2019-01-11T21:00:00",{"v":73,"d":"73.0"},63.4,57.9,{"v":72,"d":"72.0"},28.77,{"v":0.074,"d":"0.0740"},0.48,13.65]
["January",11,"10PM to 11PM",22,"January 11, 2019 22:00","2019-01-11T22:00:00",{"v":72,"d":"72.0"},63.6,{"v":59,"d":"59.0"},74.9,28.96,0.0741,{"v":0.5,"d":"0.50"},13.63]
["January",11,"11PM to 12AM",23,"January 11, 2019 23:00","2019-01-11T23:00:00",71.1,62.2,{"v":57,"d":"57.0"},69.6,27.92,0.0743,0.47,13.59]
["January",12,"12AM to 1AM",0,"January 12, 2019 0:00","2019-01-12",{"v":72,"d":"72.0"},62.5,{"v":57,"d":"57.0"},69.6,28.14,0.0742,0.47,13.61]
["January",12,"1AM to 2AM",1,"January 12, 2019 1:00","2019-01-12T01:00:00",{"v":72,"d":"72.0"},62.5,{"v":57,"d":"57.0"},69.6,28.14,0.0742,0.47,13.61]
["January",12,"2AM to 3AM",2,"January 12, 2019 2:00","2019-01-12T02:00:00",71.1,61.6,55.9,66.9,{"v":27.5,"d":"27.50"},0.0743,0.45,13.58]
["January",12,"3AM to 4AM",3,"January 12, 2019 3:00","2019-01-12T03:00:00",{"v":72,"d":"72.0"},61.9,55.9,66.9,27.72,0.0742,0.45,13.61]
["January",12,"4AM to 5AM",4,"January 12, 2019 4:00","2019-01-12T04:00:00",{"v":72,"d":"72.0"},62.5,{"v":57,"d":"57.0"},69.6,28.14,0.0742,0.47,13.61]
["January",12,"5AM to 6AM",5,"January 12, 2019 5:00","2019-01-12T05:00:00",{"v":72,"d":"72.0"},63.6,{"v":59,"d":"59.0"},74.9,28.96,0.0741,{"v":0.5,"d":"0.50"},13.63]
["January",12,"6AM to 7AM",6,"January 12, 2019 6:00","2019-01-12T06:00:00",{"v":72,"d":"72.0"},63.6,{"v":59,"d":"59.0"},74.9,28.96,0.0741,{"v":0.5,"d":"0.50"},13.63]
["January",12,"7AM to 8AM",7,"January 12, 2019 7:00","2019-01-12T07:00:00",{"v":73,"d":"73.0"},64.6,60.1,77.8,29.69,{"v":0.074,"d":"0.0740"},0.52,13.67]
["January",12,"8AM to 9AM",8,"January 12, 2019 8:00","2019-01-12T08:00:00",73.9,64.9,60.1,77.8,29.91,0.0739,0.52,13.69]
["January",12,"9AM to 10AM",9,"January 12, 2019 9:00","2019-01-12T09:00:00",73.9,66.1,62.1,83.6,30.81,0.0738,0.56,13.71]
["January",12,"10AM to 11AM",10,"January 12, 2019 10:00","2019-01-12T10:00:00",75.9,65.5,60.1,77.8,30.39,0.0736,0.52,13.74]
["January",12,"11AM to 12PM",11,"January 12, 2019 11:00","2019-01-12T11:00:00",{"v":77,"d":"77.0"},65.9,60.1,77.8,30.66,0.0734,0.52,13.77]
["January",12,"12PM to 1PM",12,"January 12, 2019 12:00","2019-01-12T12:00:00",75.9,66.1,{"v":61,"d":"61.0"},80.4,{"v":30.8,"d":"30.80"},0.0736,0.54,13.75]
["January",12,"1PM to 2PM",13,"January 12, 2019 13:00","2019-01-12T13:00:00",{"v":77,"d":"77.0"},65.9,60.1,77.8,30.66,0.0734,0.52,13.77]
["January",12,"2PM to 3PM",14,"January 12, 2019 14:00","2019-01-12T14:00:00",{"v":79,"d":"79.0"},65.9,{"v":59,"d":"59.0"},74.9,30.68,0.0732,{"v":0.5,"d":"0.50"},13.81]
["January",12,"3PM to 4PM",15,"January 12, 2019 15:00","2019-01-12T15:00:00",78.1,65.6,{"v":59,"d":"59.0"},74.9,30.46,0.0733,{"v":0.5,"d":"0.50"},13.79]
["January",12,"4PM to 5PM",16,"January 12, 2019 16:00","2019-01-12T16:00:00",{"v":77,"d":"77.0"},65.3,{"v":59,"d":"59.0"},74.9,30.19,0.0735,{"v":0.5,"d":"0.50"},13.76]
["January",12,"5PM to 6PM",17,"January 12, 2019 17:00","2019-01-12T17:00:00",{"v":75,"d":"75.0"},65.8,{"v":61,"d":"61.0"},80.4,30.58,0.0737,0.54,13.73]
["January",12,"6PM to 7PM",18,"January 12, 2019 18:00","2019-01-12T18:00:00",71.1,65.7,{"v":63,"d":"63.0"},86.4,30.53,0.0742,0.58,13.64]
["January",12,"7PM to 8PM",19,"January 12, 2019 19:00","2019-01-12T19:00:00",71.1,65.1,62.1,83.6,30.11,0.0742,0.56,13.63]
["January",12,"8PM to 9PM",20,"January 12, 2019 20:00","2019-01-12T20:00:00",{"v":72,"d":"72.0"},64.8,{"v":61,"d":"61.0"},80.4,29.83,0.0741,0.54,13.65]
["January",12,"9PM to 10PM",21,"January 12, 2019 21:00","2019-01-12T21:00:00",{"v":72,"d":"72.0"},64.8,{"v":61,"d":"61.0"},80.4,29.83,0.0741,0.54,13.65]
["January",12,"10PM to 11PM",22,"January 12, 2019 22:00","2019-01-12T22:00:00",71.1,65.1,62.1,83.6,30.11,0.0742,0.56,13.63]
["January",12,"11PM to 12AM",23,"January 12, 2019 23:00","2019-01-12T23:00:00",71.1,65.1,62.1,83.6,30.11,0.0742,0.56,13.63]
["January",13,"12AM to 1AM",0,"January 13, 2019 0:00","2019-01-13",71.1,64.5,{"v":61,"d":"61.0"},80.4,29.61,0.0742,0.54,13.62]
["January",13,"1AM to 2AM",1,"January 13, 2019 1:00","2019-01-13T01:00:00",{"v":70,"d":"70.0"},64.1,{"v":61,"d":"61.0"},80.4,29.34,0.0744,0.54,{"v":13.6,"d":"13.60"}]
["January",13,"2AM to 3AM",2,"January 13, 2019 2:00","2019-01-13T02:00:00",71.1,65.1,62.1,83.6,30.11,0.0742,0.56,13.63]
["January",13,"3AM to 4AM",3,"January 13, 2019 3:00","2019-01-13T03:00:00",69.1,63.3,60.1,77.8,28.72,0.0745,0.52,13.57]
["January",13,"4AM to 5AM",4,"January 13, 2019 4:00","2019-01-13T04:00:00",{"v":70,"d":"70.0"},64.1,{"v":61,"d":"61.0"},80.4,29.34,0.0744,0.54,{"v":13.6,"d":"13.60"}]
["January",13,"5AM to 6AM",5,"January 13, 2019 5:00","2019-01-13T05:00:00",69.1,63.8,{"v":61,"d":"61.0"},80.4,29.12,0.0745,0.54,13.57]
["January",13,"6AM to 7AM",6,"January 13, 2019 6:00","2019-01-13T06:00:00",71.1,64.5,{"v":61,"d":"61.0"},80.4,29.61,0.0742,0.54,13.62]
["January",13,"7AM to 8AM",7,"January 13, 2019 7:00","2019-01-13T07:00:00",{"v":70,"d":"70.0"},64.8,62.1,83.6,29.84,0.0744,0.56,13.61]
["January",13,"8AM to 9AM",8,"January 13, 2019 8:00","2019-01-13T08:00:00",{"v":75,"d":"75.0"},66.4,62.1,83.6,31.08,0.0737,0.56,13.74]
["January",13,"9AM to 10AM",9,"January 13, 2019 9:00","2019-01-13T09:00:00",{"v":77,"d":"77.0"},66.4,{"v":61,"d":"61.0"},80.4,31.06,0.0734,0.54,13.78]
["January",13,"10AM to 11AM",10,"January 13, 2019 10:00","2019-01-13T10:00:00",80.1,66.3,{"v":59,"d":"59.0"},74.9,30.94,{"v":0.073,"d":"0.0730"},{"v":0.5,"d":"0.50"},13.84]
["January",13,"11AM to 12PM",11,"January 13, 2019 11:00","2019-01-13T11:00:00",{"v":82,"d":"82.0"},66.9,{"v":59,"d":"59.0"},74.9,31.42,0.0728,{"v":0.5,"d":"0.50"},13.89]
["January",13,"12PM to 1PM",12,"January 13, 2019 12:00","2019-01-13T12:00:00",82.9,{"v":70,"d":"70.0"},{"v":64,"d":"64.0"},89.8,33.98,0.0726,{"v":0.6,"d":"0.60"},13.96]
["January",13,"1PM to 2PM",13,"January 13, 2019 13:00","2019-01-13T13:00:00",80.1,68.5,{"v":63,"d":"63.0"},86.4,32.74,{"v":0.073,"d":"0.0730"},0.58,13.87]
["January",13,"2PM to 3PM",14,"January 13, 2019 14:00","2019-01-13T14:00:00",80.1,68.5,{"v":63,"d":"63.0"},86.4,32.74,{"v":0.073,"d":"0.0730"},0.58,13.87]
["January",13,"3PM to 4PM",15,"January 13, 2019 15:00","2019-01-13T15:00:00",{"v":77,"d":"77.0"},{"v":67,"d":"67.0"},62.1,83.6,31.56,0.0734,0.56,13.79]
["January",13,"4PM to 5PM",16,"January 13, 2019 16:00","2019-01-13T16:00:00",75.9,66.7,62.1,83.6,{"v":31.3,"d":"31.30"},0.0735,0.56,13.76]
["January",13,"5PM to 6PM",17,"January 13, 2019 17:00","2019-01-13T17:00:00",{"v":72,"d":"72.0"},65.4,62.1,83.6,30.33,0.0741,0.56,13.66]
["January",13,"6PM to 7PM",18,"January 13, 2019 18:00","2019-01-13T18:00:00",{"v":72,"d":"72.0"},65.4,62.1,83.6,30.33,0.0741,0.56,13.66]
["January",13,"7PM to 8PM",19,"January 13, 2019 19:00","2019-01-13T19:00:00",71.1,64.5,{"v":61,"d":"61.0"},80.4,29.61,0.0742,0.54,13.62]
["January",13,"8PM to 9PM",20,"January 13, 2019 20:00","2019-01-13T20:00:00",71.1,64.5,{"v":61,"d":"61.0"},80.4,29.61,0.0742,0.54,13.62]
["January",13,"9PM to 10PM",21,"January 13, 2019 21:00","2019-01-13T21:00:00",{"v":68,"d":"68.0"},64.7,{"v":63,"d":"63.0"},86.4,29.78,0.0746,0.58,13.56]
["January",13,"10PM to 11PM",22,"January 13, 2019 22:00","2019-01-13T22:00:00",66.9,63.7,62.1,83.6,29.09,0.0748,0.56,13.53]
["January",13,"11PM to 12AM",23,"January 13, 2019 23:00","2019-01-13T23:00:00",{"v":66,"d":"66.0"},62.2,60.1,77.8,27.97,{"v":0.075,"d":"0.0750"},0.52,13.49]
["January",14,"12AM to 1AM",0,"January 14, 2019 0:00","2019-01-14",66.9,62.5,60.1,77.8,28.19,0.0748,0.52,13.51]
["January",14,"1AM to 2AM",1,"January 14, 2019 1:00","2019-01-14T01:00:00",64.9,60.5,57.9,{"v":72,"d":"72.0"},26.79,0.0752,0.48,13.44]
["January",14,"2AM to 3AM",2,"January 14, 2019 2:00","2019-01-14T02:00:00",64.9,62.4,{"v":61,"d":"61.0"},80.4,28.11,0.0751,0.54,13.47]
["January",14,"3AM to 4AM",3,"January 14, 2019 3:00","2019-01-14T03:00:00",64.9,62.4,{"v":61,"d":"61.0"},80.4,28.11,0.0751,0.54,13.47]
["January",14,"4AM to 5AM",4,"January 14, 2019 4:00","2019-01-14T04:00:00",{"v":66,"d":"66.0"},61.5,{"v":59,"d":"59.0"},74.9,{"v":27.5,"d":"27.50"},{"v":0.075,"d":"0.0750"},{"v":0.5,"d":"0.50"},13.48]
["January",14,"5AM to 6AM",5,"January 14, 2019 5:00","2019-01-14T05:00:00",64.9,62.4,{"v":61,"d":"61.0"},80.4,28.11,0.0751,0.54,13.47]
["January",14,"6AM to 7AM",6,"January 14, 2019 6:00","2019-01-14T06:00:00",64.9,62.4,{"v":61,"d":"61.0"},80.4,28.11,0.0751,0.54,13.47]
["January",14,"7AM to 8AM",7,"January 14, 2019 7:00","2019-01-14T07:00:00",{"v":68,"d":"68.0"},61.6,57.9,{"v":72,"d":"72.0"},27.54,0.0747,0.48,13.52]
["January",14,"8AM to 9AM",8,"January 14, 2019 8:00","2019-01-14T08:00:00",69.1,63.3,60.1,77.8,28.72,0.0745,0.52,13.57]
["January",14,"9AM to 10AM",9,{"$f":"A329&\" \"&B329&\", \"&$D$5&\" \"&D329&\":00\"","v":"January 14, 2019 9:00"},{"$f":"DATEVALUE(E329)+TIMEVALUE(E329)","v":"2019-01-14T09:00:00"},{"v":73,"d":"73.0"},63.4,57.9,{"v":72,"d":"72.0"},28.77,{"v":0.074,"d":"0.0740"},0.48,13.65]
["January",14,"10AM to 11AM",{"$f":"IF(D329+1>23,0,D329+1)","v":10},"January 14, 2019 10:00","2019-01-14T10:00:00",{"v":72,"d":"72.0"},64.8,{"v":61,"d":"61.0"},80.4,29.83,0.0741,0.54,13.65]
["January",14,"11AM to 12PM",11,"January 14, 2019 11:00","2019-01-14T11:00:00",{"v":72,"d":"72.0"},64.2,60.1,77.8,29.42,0.0741,0.52,13.64]
["January",14,"12PM to 1PM",12,"January 14, 2019 12:00","2019-01-14T12:00:00",{"v":70,"d":"70.0"},65.3,{"v":63,"d":"63.0"},86.4,30.27,0.0744,0.58,13.61]
["January",14,"1PM to 2PM",13,"January 14, 2019 13:00","2019-01-14T13:00:00",{"v":73,"d":"73.0"},65.1,{"v":61,"d":"61.0"},80.4,30.09,{"v":0.074,"d":"0.0740"},0.54,13.68]
["January",14,"2PM to 3PM",14,"January 14, 2019 14:00","2019-01-14T14:00:00",{"v":72,"d":"72.0"},64.2,60.1,77.8,29.42,0.0741,0.52,13.64]
["January",14,"3PM to 4PM",15,"January 14, 2019 15:00","2019-01-14T15:00:00",{"v":73,"d":"73.0"},{"v":64,"d":"64.0"},{"v":59,"d":"59.0"},74.9,29.22,{"v":0.074,"d":"0.0740"},{"v":0.5,"d":"0.50"},13.66]
["January",14,"4PM to 5PM",16,"January 14, 2019 16:00","2019-01-14T16:00:00",71.1,63.9,60.1,77.8,{"v":29.2,"d":"29.20"},0.0743,0.52,13.62]
["January",14,"5PM to 6PM",17,"January 14, 2019 17:00","2019-01-14T17:00:00",{"v":70,"d":"70.0"},63.6,60.1,77.8,28.94,0.0744,0.52,13.59]
["January",14,"6PM to 7PM",18,"January 14, 2019 18:00","2019-01-14T18:00:00",69.1,63.3,60.1,77.8,28.72,0.0745,0.52,13.57]
["January",14,"7PM to 8PM",19,"January 14, 2019 19:00","2019-01-14T19:00:00",{"v":70,"d":"70.0"},62.9,{"v":59,"d":"59.0"},74.9,28.47,0.0744,{"v":0.5,"d":"0.50"},13.58]
["January",14,"8PM to 9PM",20,"January 14, 2019 20:00","2019-01-14T20:00:00",69.1,63.3,60.1,77.8,28.72,0.0745,0.52,13.57]
["January",14,"9PM to 10PM",21,"January 14, 2019 21:00","2019-01-14T21:00:00",66.9,62.5,60.1,77.8,28.19,0.0748,0.52,13.51]
["January",14,"10PM to 11PM",22,"January 14, 2019 22:00","2019-01-14T22:00:00",{"v":66,"d":"66.0"},62.2,60.1,77.8,27.97,{"v":0.075,"d":"0.0750"},0.52,13.49]
["January",14,"11PM to 12AM",23,"January 14, 2019 23:00","2019-01-14T23:00:00",66.9,61.9,{"v":59,"d":"59.0"},74.9,27.72,0.0749,{"v":0.5,"d":"0.50"},{"v":13.5,"d":"13.50"}]
["January",15,"12AM to 1AM",0,"January 15, 2019 0:00","2019-01-15",{"v":66,"d":"66.0"},62.2,60.1,77.8,27.97,{"v":0.075,"d":"0.0750"},0.52,13.49]
["January",15,"1AM to 2AM",1,"January 15, 2019 1:00","2019-01-15T01:00:00",{"v":66,"d":"66.0"},61.5,{"v":59,"d":"59.0"},74.9,{"v":27.5,"d":"27.50"},{"v":0.075,"d":"0.0750"},{"v":0.5,"d":"0.50"},13.48]
["January",15,"2AM to 3AM",2,"January 15, 2019 2:00","2019-01-15T02:00:00",64.9,61.8,60.1,77.8,27.71,0.0751,0.52,13.46]
["January",15,"3AM to 4AM",3,"January 15, 2019 3:00","2019-01-15T03:00:00",{"v":66,"d":"66.0"},61.5,{"v":59,"d":"59.0"},74.9,{"v":27.5,"d":"27.50"},{"v":0.075,"d":"0.0750"},{"v":0.5,"d":"0.50"},13.48]
["January",15,"4AM to 5AM",4,"January 15, 2019 4:00","2019-01-15T04:00:00",64.9,61.8,60.1,77.8,27.71,0.0751,0.52,13.46]
["January",15,"5AM to 6AM",5,"January 15, 2019 5:00","2019-01-15T05:00:00",64.9,61.2,{"v":59,"d":"59.0"},74.9,27.24,0.0751,{"v":0.5,"d":"0.50"},13.45]
["January",15,"6AM to 7AM",6,"January 15, 2019 6:00","2019-01-15T06:00:00",{"v":66,"d":"66.0"},61.5,{"v":59,"d":"59.0"},74.9,{"v":27.5,"d":"27.50"},{"v":0.075,"d":"0.0750"},{"v":0.5,"d":"0.50"},13.48]
["January",15,"7AM to 8AM",7,"January 15, 2019 7:00","2019-01-15T07:00:00",66.9,61.9,{"v":59,"d":"59.0"},74.9,27.72,0.0749,{"v":0.5,"d":"0.50"},{"v":13.5,"d":"13.50"}]
["January",15,"8AM to 9AM",8,"January 15, 2019 8:00","2019-01-15T08:00:00",{"v":72,"d":"72.0"},63.6,{"v":59,"d":"59.0"},74.9,28.96,0.0741,{"v":0.5,"d":"0.50"},13.63]
["January",15,"9AM to 10AM",9,"January 15, 2019 9:00","2019-01-15T09:00:00",{"v":75,"d":"75.0"},64.6,{"v":59,"d":"59.0"},74.9,29.71,0.0737,{"v":0.5,"d":"0.50"},13.71]
["January",15,"10AM to 11AM",10,"January 15, 2019 10:00","2019-01-15T10:00:00",{"v":77,"d":"77.0"},64.7,57.9,{"v":72,"d":"72.0"},29.74,0.0735,0.48,13.75]
["January",15,"11AM to 12PM",11,"January 15, 2019 11:00","2019-01-15T11:00:00",{"v":79,"d":"79.0"},65.9,{"v":59,"d":"59.0"},74.9,30.68,0.0732,{"v":0.5,"d":"0.50"},13.81]
["January",15,"12PM to 1PM",12,"January 15, 2019 12:00","2019-01-15T12:00:00",78.1,65.6,{"v":59,"d":"59.0"},74.9,30.46,0.0733,{"v":0.5,"d":"0.50"},13.79]
["January",15,"1PM to 2PM",13,"January 15, 2019 13:00","2019-01-15T13:00:00",75.9,64.3,57.9,{"v":72,"d":"72.0"},29.47,0.0736,0.48,13.72]
["January",15,"2PM to 3PM",14,"January 15, 2019 14:00","2019-01-15T14:00:00",{"v":75,"d":"75.0"},63.5,{"v":57,"d":"57.0"},69.6,28.89,0.0738,0.47,13.69]
["January",15,"3PM to 4PM",15,"January 15, 2019 15:00","2019-01-15T15:00:00",75.9,63.8,{"v":57,"d":"57.0"},69.6,29.11,0.0736,0.47,13.72]
["January",15,"4PM to 5PM",16,"January 15, 2019 16:00","2019-01-15T16:00:00",{"v":73,"d":"73.0"},63.4,57.9,{"v":72,"d":"72.0"},28.77,{"v":0.074,"d":"0.0740"},0.48,13.65]
["January",15,"5PM to 6PM",17,"January 15, 2019 17:00","2019-01-15T17:00:00",{"v":70,"d":"70.0"},61.2,55.9,66.9,27.23,0.0745,0.45,13.56]
["January",15,"6PM to 7PM",18,"January 15, 2019 18:00","2019-01-15T18:00:00",{"v":68,"d":"68.0"},61.1,{"v":57,"d":"57.0"},69.6,27.17,0.0747,0.47,13.51]
["January",15,"7PM to 8PM",19,"January 15, 2019 19:00","2019-01-15T19:00:00",66.9,60.7,{"v":57,"d":"57.0"},69.6,26.91,0.0749,0.47,13.49]
["January",15,"8PM to 9PM",20,"January 15, 2019 20:00","2019-01-15T20:00:00",{"v":66,"d":"66.0"},60.4,{"v":57,"d":"57.0"},69.6,26.69,{"v":0.075,"d":"0.0750"},0.47,13.46]
["January",15,"9PM to 10PM",21,"January 15, 2019 21:00","2019-01-15T21:00:00",{"v":64,"d":"64.0"},59.7,{"v":57,"d":"57.0"},69.6,26.21,0.0753,0.47,13.41]
["January",15,"10PM to 11PM",22,"January 15, 2019 22:00","2019-01-15T22:00:00",64.9,60.5,57.9,{"v":72,"d":"72.0"},26.79,0.0752,0.48,13.44]
["January",15,"11PM to 12AM",23,"January 15, 2019 23:00","2019-01-15T23:00:00",{"v":64,"d":"64.0"},60.2,57.9,{"v":72,"d":"72.0"},26.57,0.0753,0.48,13.42]
["January",16,"12AM to 1AM",0,"January 16, 2019 0:00","2019-01-16",{"v":64,"d":"64.0"},59.7,{"v":57,"d":"57.0"},69.6,26.21,0.0753,0.47,13.41]
["January",16,"1AM to 2AM",1,"January 16, 2019 1:00","2019-01-16T01:00:00",{"v":64,"d":"64.0"},60.2,57.9,{"v":72,"d":"72.0"},26.57,0.0753,0.48,13.42]
["January",16,"2AM to 3AM",2,"January 16, 2019 2:00","2019-01-16T02:00:00",{"v":64,"d":"64.0"},60.2,57.9,{"v":72,"d":"72.0"},26.57,0.0753,0.48,13.42]
["January",16,"3AM to 4AM",3,"January 16, 2019 3:00","2019-01-16T03:00:00",{"v":64,"d":"64.0"},60.8,{"v":59,"d":"59.0"},74.9,27.02,0.0753,{"v":0.5,"d":"0.50"},13.43]
["January",16,"4AM to 5AM",4,"January 16, 2019 4:00","2019-01-16T04:00:00",{"v":63,"d":"63.0"},60.5,{"v":59,"d":"59.0"},74.9,26.75,0.0754,{"v":0.5,"d":"0.50"},{"v":13.4,"d":"13.40"}]
["January",16,"5AM to 6AM",5,"January 16, 2019 5:00","2019-01-16T05:00:00",64.9,61.8,60.1,77.8,27.71,0.0751,0.52,13.46]
["January",16,"6AM to 7AM",6,"January 16, 2019 6:00","2019-01-16T06:00:00",66.9,63.7,62.1,83.6,29.09,0.0748,0.56,13.53]
["January",16,"7AM to 8AM",7,"January 16, 2019 7:00","2019-01-16T07:00:00",69.1,64.5,62.1,83.6,29.62,0.0745,0.56,13.58]
["January",16,"8AM to 9AM",8,"January 16, 2019 8:00","2019-01-16T08:00:00",71.1,65.7,{"v":63,"d":"63.0"},86.4,30.53,0.0742,0.58,13.64]
["January",16,"9AM to 10AM",9,"January 16, 2019 9:00","2019-01-16T09:00:00",73.9,66.6,{"v":63,"d":"63.0"},86.4,31.24,0.0738,0.58,13.72]
["January",16,"10AM to 11AM",10,"January 16, 2019 10:00","2019-01-16T10:00:00",75.9,67.9,{"v":64,"d":"64.0"},89.8,32.26,0.0735,{"v":0.6,"d":"0.60"},13.78]
["January",16,"11AM to 12PM",11,"January 16, 2019 11:00","2019-01-16T11:00:00",{"v":77,"d":"77.0"},68.2,{"v":64,"d":"64.0"},89.8,32.53,0.0734,{"v":0.6,"d":"0.60"},13.81]
["January",16,"12PM to 1PM",12,"January 16, 2019 12:00","2019-01-16T12:00:00",73.9,67.8,64.9,92.7,32.23,0.0738,0.62,13.74]
["January",16,"1PM to 2PM",13,"January 16, 2019 13:00","2019-01-16T13:00:00",{"v":72,"d":"72.0"},68.5,66.9,99.5,{"v":32.8,"d":"32.80"},{"v":0.074,"d":"0.0740"},0.67,13.71]
["January",16,"2PM to 3PM",14,"January 16, 2019 14:00","2019-01-16T14:00:00",73.9,69.1,66.9,99.5,33.29,0.0737,0.67,13.76]
["January",16,"3PM to 4PM",15,"January 16, 2019 15:00","2019-01-16T15:00:00",75.9,67.2,{"v":63,"d":"63.0"},86.4,31.73,0.0735,0.58,13.77]
["January",16,"4PM to 5PM",16,"January 16, 2019 16:00","2019-01-16T16:00:00",71.1,68.2,66.9,99.5,32.58,0.0741,0.67,13.68]
["January",16,"5PM to 6PM",17,"January 16, 2019 17:00","2019-01-16T17:00:00",71.1,66.9,64.9,92.7,31.52,0.0742,0.62,13.66]
["January",16,"6PM to 7PM",18,"January 16, 2019 18:00","2019-01-16T18:00:00",{"v":70,"d":"70.0"},{"v":66,"d":"66.0"},{"v":64,"d":"64.0"},89.8,{"v":30.8,"d":"30.80"},0.0743,{"v":0.6,"d":"0.60"},13.63]
["January",16,"7PM to 8PM",19,"January 16, 2019 19:00","2019-01-16T19:00:00",69.1,66.3,64.9,92.7,31.04,0.0744,0.62,13.61]
["January",16,"8PM to 9PM",20,"January 16, 2019 20:00","2019-01-16T20:00:00",{"v":70,"d":"70.0"},65.3,{"v":63,"d":"63.0"},86.4,30.27,0.0744,0.58,13.61]
["January",16,"9PM to 10PM",21,"January 16, 2019 21:00","2019-01-16T21:00:00",69.1,{"v":65,"d":"65.0"},{"v":63,"d":"63.0"},86.4,30.05,0.0745,0.58,13.59]
["January",16,"10PM to 11PM",22,"January 16, 2019 22:00","2019-01-16T22:00:00",{"v":68,"d":"68.0"},64.7,{"v":63,"d":"63.0"},86.4,29.78,0.0746,0.58,13.56]
["January",16,"11PM to 12AM",23,"January 16, 2019 23:00","2019-01-16T23:00:00",69.1,{"v":65,"d":"65.0"},{"v":63,"d":"63.0"},86.4,30.05,0.0745,0.58,13.59]
["January",17,"12AM to 1AM",0,"January 17, 2019 0:00","2019-01-17",{"v":68,"d":"68.0"},64.7,{"v":63,"d":"63.0"},86.4,29.78,0.0746,0.58,13.56]
["January",17,"1AM to 2AM",1,{"$f":"A393&\" \"&B393&\", \"&$D$5&\" \"&D393&\":00\"","v":"January 17, 2019 1:00"},{"$f":"DATEVALUE(E393)+TIMEVALUE(E393)","v":"2019-01-17T01:00:00"},66.9,63.7,62.1,83.6,29.09,0.0748,0.56,13.53]
["January",17,"2AM to 3AM",{"$f":"IF(D393+1>23,0,D393+1)","v":2},"January 17, 2019 2:00","2019-01-17T02:00:00",66.9,63.7,62.1,83.6,29.09,0.0748,0.56,13.53]
["January",17,"3AM to 4AM",3,"January 17, 2019 3:00","2019-01-17T03:00:00",{"v":66,"d":"66.0"},63.4,62.1,83.6,28.87,0.0749,0.56,{"v":13.5,"d":"13.50"}]
["January",17,"4AM to 5AM",4,"January 17, 2019 4:00","2019-01-17T04:00:00",{"v":63,"d":"63.0"},61.7,{"v":61,"d":"61.0"},80.4,27.62,0.0754,0.54,13.42]
["January",17,"5AM to 6AM",5,"January 17, 2019 5:00","2019-01-17T05:00:00",{"v":64,"d":"64.0"},62.7,62.1,83.6,28.38,0.0752,0.56,13.45]
["January",17,"6AM to 7AM",6,"January 17, 2019 6:00","2019-01-17T06:00:00",{"v":64,"d":"64.0"},63.3,{"v":63,"d":"63.0"},86.4,28.81,0.0752,0.58,13.46]
["January",17,"7AM to 8AM",7,"January 17, 2019 7:00","2019-01-17T07:00:00",{"v":68,"d":"68.0"},65.9,64.9,92.7,30.77,0.0746,0.62,13.58]
["January",17,"8AM to 9AM",8,"January 17, 2019 8:00","2019-01-17T08:00:00",73.9,67.8,64.9,92.7,32.23,0.0738,0.62,13.74]
["January",17,"9AM to 10AM",9,"January 17, 2019 9:00","2019-01-17T09:00:00",75.9,68.4,64.9,92.7,32.72,0.0735,0.62,13.79]
["January",17,"10AM to 11AM",10,"January 17, 2019 10:00","2019-01-17T10:00:00",{"v":79,"d":"79.0"},69.4,64.9,92.7,33.47,0.0731,0.62,13.87]
["January",17,"11AM to 12PM",11,"January 17, 2019 11:00","2019-01-17T11:00:00",{"v":77,"d":"77.0"},69.4,{"v":66,"d":"66.0"},96.3,33.55,0.0733,0.64,13.83]
["January",17,"12PM to 1PM",12,"January 17, 2019 12:00","2019-01-17T12:00:00",75.9,69.1,{"v":66,"d":"66.0"},96.3,33.29,0.0735,0.64,{"v":13.8,"d":"13.80"}]
["January",17,"1PM to 2PM",13,"January 17, 2019 13:00","2019-01-17T13:00:00",{"v":77,"d":"77.0"},69.4,{"v":66,"d":"66.0"},96.3,33.55,0.0733,0.64,13.83]
["January",17,"2PM to 3PM",14,"January 17, 2019 14:00","2019-01-17T14:00:00",75.9,68.4,64.9,92.7,32.72,0.0735,0.62,13.79]
["January",17,"3PM to 4PM",15,"January 17, 2019 15:00","2019-01-17T15:00:00",{"v":77,"d":"77.0"},68.2,{"v":64,"d":"64.0"},89.8,32.53,0.0734,{"v":0.6,"d":"0.60"},13.81]
["January",17,"4PM to 5PM",16,"January 17, 2019 16:00","2019-01-17T16:00:00",75.9,67.9,{"v":64,"d":"64.0"},89.8,32.26,0.0735,{"v":0.6,"d":"0.60"},13.78]
["January",17,"5PM to 6PM",17,"January 17, 2019 17:00","2019-01-17T17:00:00",{"v":72,"d":"72.0"},67.2,64.9,92.7,31.74,{"v":0.074,"d":"0.0740"},0.62,13.69]
["January",17,"6PM to 7PM",18,"January 17, 2019 18:00","2019-01-17T18:00:00",{"v":72,"d":"72.0"},66.6,{"v":64,"d":"64.0"},89.8,31.29,0.0741,{"v":0.6,"d":"0.60"},13.68]
["January",17,"7PM to 8PM",19,"January 17, 2019 19:00","2019-01-17T19:00:00",71.1,66.9,64.9,92.7,31.52,0.0742,0.62,13.66]
["January",17,"8PM to 9PM",20,"January 17, 2019 20:00","2019-01-17T20:00:00",71.1,65.1,62.1,83.6,30.11,0.0742,0.56,13.63]
["January",17,"9PM to 10PM",21,"January 17, 2019 21:00","2019-01-17T21:00:00",69.1,64.5,62.1,83.6,29.62,0.0745,0.56,13.58]
["January",17,"10PM to 11PM",22,"January 17, 2019 22:00","2019-01-17T22:00:00",66.9,64.3,{"v":63,"d":"63.0"},86.4,29.52,0.0748,0.58,13.54]
["January",17,"11PM to 12AM",23,"January 17, 2019 23:00","2019-01-17T23:00:00",66.9,64.3,{"v":63,"d":"63.0"},86.4,29.52,0.0748,0.58,13.54]
["January",18,"12AM to 1AM",0,"January 18, 2019 0:00","2019-01-18",66.9,64.3,{"v":63,"d":"63.0"},86.4,29.52,0.0748,0.58,13.54]
["January",18,"1AM to 2AM",1,"January 18, 2019 1:00","2019-01-18T01:00:00",66.9,63.7,62.1,83.6,29.09,0.0748,0.56,13.53]
["January",18,"2AM to 3AM",2,"January 18, 2019 2:00","2019-01-18T02:00:00",64.9,61.8,60.1,77.8,27.71,0.0751,0.52,13.46]
["January",18,"3AM to 4AM",3,"January 18, 2019 3:00","2019-01-18T03:00:00",64.9,63.1,62.1,83.6,{"v":28.6,"d":"28.60"},0.0751,0.56,13.48]
["January",18,"4AM to 5AM",4,"January 18, 2019 4:00","2019-01-18T04:00:00",66.9,63.1,{"v":61,"d":"61.0"},80.4,28.59,0.0748,0.54,13.52]
["January",18,"5AM to 6AM",5,"January 18, 2019 5:00","2019-01-18T05:00:00",{"v":68,"d":"68.0"},62.9,60.1,77.8,28.45,0.0747,0.52,13.54]
["January",18,"6AM to 7AM",6,"January 18, 2019 6:00","2019-01-18T06:00:00",{"v":68,"d":"68.0"},62.2,{"v":59,"d":"59.0"},74.9,27.99,0.0747,{"v":0.5,"d":"0.50"},13.53]
["January",18,"7AM to 8AM",7,"January 18, 2019 7:00","2019-01-18T07:00:00",{"v":70,"d":"70.0"},62.3,57.9,{"v":72,"d":"72.0"},28.02,0.0744,0.48,13.57]
["January",18,"8AM to 9AM",8,"January 18, 2019 8:00","2019-01-18T08:00:00",73.9,63.2,{"v":57,"d":"57.0"},69.6,28.63,0.0739,0.47,13.67]
["January",18,"9AM to 10AM",9,"January 18, 2019 9:00","2019-01-18T09:00:00",78.1,64.6,{"v":57,"d":"57.0"},69.6,29.64,0.0733,0.47,13.77]
["January",18,"10AM to 11AM",10,"January 18, 2019 10:00","2019-01-18T10:00:00",78.1,65.6,{"v":59,"d":"59.0"},74.9,30.46,0.0733,{"v":0.5,"d":"0.50"},13.79]
["January",18,"11AM to 12PM",11,"January 18, 2019 11:00","2019-01-18T11:00:00",80.1,65.2,{"v":57,"d":"57.0"},69.6,30.12,0.0731,0.47,13.82]
["January",18,"12PM to 1PM",12,"January 18, 2019 12:00","2019-01-18T12:00:00",{"v":81,"d":"81.0"},65.5,{"v":57,"d":"57.0"},69.6,30.34,0.0729,0.47,13.84]
["January",18,"1PM to 2PM",13,"January 18, 2019 13:00","2019-01-18T13:00:00",{"v":81,"d":"81.0"},{"v":66,"d":"66.0"},57.9,{"v":72,"d":"72.0"},30.71,0.0729,0.48,13.85]
["January",18,"2PM to 3PM",14,"January 18, 2019 14:00","2019-01-18T14:00:00",75.9,66.7,62.1,83.6,{"v":31.3,"d":"31.30"},0.0735,0.56,13.76]
["January",18,"3PM to 4PM",15,"January 18, 2019 15:00","2019-01-18T15:00:00",{"v":75,"d":"75.0"},66.4,62.1,83.6,31.08,0.0737,0.56,13.74]
["January",18,"4PM to 5PM",16,"January 18, 2019 16:00","2019-01-18T16:00:00",{"v":73,"d":"73.0"},65.1,{"v":61,"d":"61.0"},80.4,30.09,{"v":0.074,"d":"0.0740"},0.54,13.68]
["January",18,"5PM to 6PM",17,"January 18, 2019 17:00","2019-01-18T17:00:00",{"v":72,"d":"72.0"},64.2,60.1,77.8,29.42,0.0741,0.52,13.64]
["January",18,"6PM to 7PM",18,"January 18, 2019 18:00","2019-01-18T18:00:00",71.1,62.7,57.9,{"v":72,"d":"72.0"},28.29,0.0743,0.48,{"v":13.6,"d":"13.60"}]
["January",18,"7PM to 8PM",19,"January 18, 2019 19:00","2019-01-18T19:00:00",{"v":70,"d":"70.0"},61.8,{"v":57,"d":"57.0"},69.6,27.66,0.0745,0.47,13.56]
["January",18,"8PM to 9PM",20,"January 18, 2019 20:00","2019-01-18T20:00:00",69.1,59.4,53.1,60.1,25.96,0.0746,0.41,13.51]
["January",18,"9PM to 10PM",21,"January 18, 2019 21:00","2019-01-18T21:00:00",69.1,58.4,51.1,55.9,25.29,0.0747,0.38,{"v":13.5,"d":"13.50"}]
["January",18,"10PM to 11PM",22,"January 18, 2019 22:00","2019-01-18T22:00:00",69.1,58.4,51.1,55.9,25.29,0.0747,0.38,{"v":13.5,"d":"13.50"}]
["January",18,"11PM to 12AM",23,"January 18, 2019 23:00","2019-01-18T23:00:00",69.1,57.8,{"v":50,"d":"50.0"},53.6,24.94,0.0747,0.36,13.49]
["January",19,"12AM to 1AM",0,"January 19, 2019 0:00","2019-01-19",{"v":68,"d":"68.0"},57.9,51.1,55.9,25.03,0.0748,0.38,13.47]
["January",19,"1AM to 2AM",1,"January 19, 2019 1:00","2019-01-19T01:00:00",{"v":68,"d":"68.0"},57.4,{"v":50,"d":"50.0"},53.6,24.68,0.0748,0.36,13.46]
["January",19,"2AM to 3AM",2,"January 19, 2019 2:00","2019-01-19T02:00:00",{"v":68,"d":"68.0"},57.9,51.1,55.9,25.03,0.0748,0.38,13.47]
["January",19,"3AM to 4AM",3,"January 19, 2019 3:00","2019-01-19T03:00:00",{"v":68,"d":"68.0"},57.9,51.1,55.9,25.03,0.0748,0.38,13.47]
["January",19,"4AM to 5AM",4,"January 19, 2019 4:00","2019-01-19T04:00:00",{"v":68,"d":"68.0"},57.4,{"v":50,"d":"50.0"},53.6,24.68,0.0748,0.36,13.46]
["January",19,"5AM to 6AM",5,"January 19, 2019 5:00","2019-01-19T05:00:00",66.9,{"v":57,"d":"57.0"},{"v":50,"d":"50.0"},53.6,24.42,{"v":0.075,"d":"0.0750"},0.36,13.44]
["January",19,"6AM to 7AM",6,"January 19, 2019 6:00","2019-01-19T06:00:00",66.9,{"v":57,"d":"57.0"},{"v":50,"d":"50.0"},53.6,24.42,{"v":0.075,"d":"0.0750"},0.36,13.44]
["January",19,"7AM to 8AM",7,"January 19, 2019 7:00","2019-01-19T07:00:00",{"v":68,"d":"68.0"},57.4,{"v":50,"d":"50.0"},53.6,24.68,0.0748,0.36,13.46]
["January",19,"8AM to 9AM",8,"January 19, 2019 8:00","2019-01-19T08:00:00",{"v":70,"d":"70.0"},57.7,48.9,51.5,24.83,0.0746,0.35,13.51]
["January",19,"9AM to 10AM",9,"January 19, 2019 9:00","2019-01-19T09:00:00",{"v":73,"d":"73.0"},58.8,48.9,51.5,25.57,0.0741,0.35,13.59]
["January",19,"10AM to 11AM",10,"January 19, 2019 10:00","2019-01-19T10:00:00",73.9,59.6,{"v":50,"d":"50.0"},53.6,26.13,{"v":0.074,"d":"0.0740"},0.36,13.62]
["January",19,"11AM to 12PM",11,"January 19, 2019 11:00","2019-01-19T11:00:00",{"v":73,"d":"73.0"},59.8,51.1,55.9,26.25,0.0741,0.38,{"v":13.6,"d":"13.60"}]
["January",19,"12PM to 1PM",12,"January 19, 2019 12:00","2019-01-19T12:00:00",{"v":75,"d":"75.0"},{"v":61,"d":"61.0"},{"v":52,"d":"52.0"},57.8,27.04,0.0738,0.39,13.66]
["January",19,"1PM to 2PM",13,"January 19, 2019 13:00","2019-01-19T13:00:00",75.9,59.9,48.9,51.5,26.27,0.0737,0.35,13.66]
["January",19,"2PM to 3PM",14,"January 19, 2019 14:00","2019-01-19T14:00:00",75.9,61.8,53.1,60.1,27.63,0.0737,0.41,13.69]
["January",19,"3PM to 4PM",15,"January 19, 2019 15:00","2019-01-19T15:00:00",{"v":75,"d":"75.0"},61.5,53.1,60.1,27.41,0.0738,0.41,13.66]
["January",19,"4PM to 5PM",16,"January 19, 2019 16:00","2019-01-19T16:00:00",{"v":72,"d":"72.0"},60.4,53.1,60.1,26.66,0.0742,0.41,13.59]
["January",19,"5PM to 6PM",17,{"$f":"A457&\" \"&B457&\", \"&$D$5&\" \"&D457&\":00\"","v":"January 19, 2019 17:00"},{"$f":"DATEVALUE(E457)+TIMEVALUE(E457)","v":"2019-01-19T17:00:00"},71.1,60.1,53.1,60.1,26.44,0.0744,0.41,13.56]
["January",19,"6PM to 7PM",{"$f":"IF(D457+1>23,0,D457+1)","v":18},"January 19, 2019 18:00","2019-01-19T18:00:00",69.1,59.8,{"v":54,"d":"54.0"},62.2,26.28,0.0746,0.42,13.52]
["January",19,"7PM to 8PM",19,"January 19, 2019 19:00","2019-01-19T19:00:00",69.1,58.4,51.1,55.9,25.29,0.0747,0.38,{"v":13.5,"d":"13.50"}]
["January",19,"8PM to 9PM",20,"January 19, 2019 20:00","2019-01-19T20:00:00",69.1,58.8,{"v":52,"d":"52.0"},57.8,25.59,0.0747,0.39,{"v":13.5,"d":"13.50"}]
["January",19,"9PM to 10PM",21,"January 19, 2019 21:00","2019-01-19T21:00:00",69.1,60.4,{"v":55,"d":"55.0"},64.7,26.67,0.0746,0.44,13.53]
["January",19,"10PM to 11PM",22,"January 19, 2019 22:00","2019-01-19T22:00:00",69.1,57.3,48.9,51.5,24.61,0.0747,0.35,13.49]
["January",19,"11PM to 12AM",23,"January 19, 2019 23:00","2019-01-19T23:00:00",69.1,58.8,{"v":52,"d":"52.0"},57.8,25.59,0.0747,0.39,{"v":13.5,"d":"13.50"}]
["January",20,"12AM to 1AM",0,"January 20, 2019 0:00","2019-01-20",{"v":68,"d":"68.0"},57.9,51.1,55.9,25.03,0.0748,0.38,13.47]
["January",20,"1AM to 2AM",1,"January 20, 2019 1:00","2019-01-20T01:00:00",{"v":68,"d":"68.0"},57.4,{"v":50,"d":"50.0"},53.6,24.68,0.0748,0.36,13.46]
["January",20,"2AM to 3AM",2,"January 20, 2019 2:00","2019-01-20T02:00:00",69.1,58.8,{"v":52,"d":"52.0"},57.8,25.59,0.0747,0.39,{"v":13.5,"d":"13.50"}]
["January",20,"3AM to 4AM",3,"January 20, 2019 3:00","2019-01-20T03:00:00",66.9,56.1,{"v":48,"d":"48.0"},49.8,23.81,{"v":0.075,"d":"0.0750"},0.34,13.42]
["January",20,"4AM to 5AM",4,"January 20, 2019 4:00","2019-01-20T04:00:00",{"v":68,"d":"68.0"},57.4,{"v":50,"d":"50.0"},53.6,24.68,0.0748,0.36,13.46]
["January",20,"5AM to 6AM",5,"January 20, 2019 5:00","2019-01-20T05:00:00",{"v":68,"d":"68.0"},57.9,51.1,55.9,25.03,0.0748,0.38,13.47]
["January",20,"6AM to 7AM",6,"January 20, 2019 6:00","2019-01-20T06:00:00",66.9,56.5,48.9,51.5,24.08,{"v":0.075,"d":"0.0750"},0.35,13.43]
["January",20,"7AM to 8AM",7,"January 20, 2019 7:00","2019-01-20T07:00:00",69.1,57.8,{"v":50,"d":"50.0"},53.6,24.94,0.0747,0.36,13.49]
["January",20,"8AM to 9AM",8,"January 20, 2019 8:00","2019-01-20T08:00:00",71.1,58.1,48.9,51.5,25.09,0.0744,0.35,13.54]
["January",20,"9AM to 10AM",9,"January 20, 2019 9:00","2019-01-20T09:00:00",73.9,59.6,{"v":50,"d":"50.0"},53.6,26.13,{"v":0.074,"d":"0.0740"},0.36,13.62]
["January",20,"10AM to 11AM",10,"January 20, 2019 10:00","2019-01-20T10:00:00",73.9,60.2,51.1,55.9,26.47,{"v":0.074,"d":"0.0740"},0.38,13.62]
["January",20,"11AM to 12PM",11,"January 20, 2019 11:00","2019-01-20T11:00:00",{"v":77,"d":"77.0"},60.8,{"v":50,"d":"50.0"},53.6,26.87,0.0736,0.36,13.69]
["January",20,"12PM to 1PM",12,"January 20, 2019 12:00","2019-01-20T12:00:00",78.1,60.7,48.9,51.5,{"v":26.8,"d":"26.80"},0.0735,0.35,13.71]
["January",20,"1PM to 2PM",13,"January 20, 2019 13:00","2019-01-20T13:00:00",{"v":77,"d":"77.0"},61.7,{"v":52,"d":"52.0"},57.8,27.52,0.0736,0.39,13.71]
["January",20,"2PM to 3PM",14,"January 20, 2019 14:00","2019-01-20T14:00:00",75.9,61.3,{"v":52,"d":"52.0"},57.8,27.26,0.0737,0.39,13.68]
["January",20,"3PM to 4PM",15,"January 20, 2019 15:00","2019-01-20T15:00:00",75.9,60.9,51.1,55.9,26.96,0.0737,0.38,13.67]
["January",20,"4PM to 5PM",16,"January 20, 2019 16:00","2019-01-20T16:00:00",{"v":73,"d":"73.0"},61.3,{"v":54,"d":"54.0"},62.2,27.24,0.0741,0.42,13.62]
["January",20,"5PM to 6PM",17,"January 20, 2019 17:00","2019-01-20T17:00:00",71.1,61.6,55.9,66.9,{"v":27.5,"d":"27.50"},0.0743,0.45,13.58]
["January",20,"6PM to 7PM",18,"January 20, 2019 18:00","2019-01-20T18:00:00",{"v":70,"d":"70.0"},60.1,{"v":54,"d":"54.0"},62.2,{"v":26.5,"d":"26.50"},0.0745,0.42,13.54]
["January",20,"7PM to 8PM",19,"January 20, 2019 19:00","2019-01-20T19:00:00",{"v":70,"d":"70.0"},59.1,{"v":52,"d":"52.0"},57.8,25.81,0.0745,0.39,13.53]
["January",20,"8PM to 9PM",20,"January 20, 2019 20:00","2019-01-20T20:00:00",{"v":70,"d":"70.0"},59.7,53.1,60.1,26.18,0.0745,0.41,13.53]
["January",20,"9PM to 10PM",21,"January 20, 2019 21:00","2019-01-20T21:00:00",{"v":70,"d":"70.0"},60.7,{"v":55,"d":"55.0"},64.7,26.89,0.0745,0.44,13.55]
["January",20,"10PM to 11PM",22,"January 20, 2019 22:00","2019-01-20T22:00:00",{"v":70,"d":"70.0"},59.7,53.1,60.1,26.18,0.0745,0.41,13.53]
["January",20,"11PM to 12AM",23,"January 20, 2019 23:00","2019-01-20T23:00:00",71.1,59.5,{"v":52,"d":"52.0"},57.8,26.07,0.0744,0.39,13.56]
["January",21,"12AM to 1AM",0,"January 21, 2019 0:00","2019-01-21",71.1,60.5,{"v":54,"d":"54.0"},62.2,26.76,0.0744,0.42,13.57]
["January",21,"1AM to 2AM",1,"January 21, 2019 1:00","2019-01-21T01:00:00",{"v":68,"d":"68.0"},62.9,60.1,77.8,28.45,0.0747,0.52,13.54]
["January",21,"2AM to 3AM",2,"January 21, 2019 2:00","2019-01-21T02:00:00",66.9,61.2,57.9,{"v":72,"d":"72.0"},27.27,0.0749,0.48,13.49]
["January",21,"3AM to 4AM",3,"January 21, 2019 3:00","2019-01-21T03:00:00",69.1,61.5,{"v":57,"d":"57.0"},69.6,27.44,0.0746,0.47,13.54]
["January",21,"4AM to 5AM",4,"January 21, 2019 4:00","2019-01-21T04:00:00",{"v":70,"d":"70.0"},60.7,{"v":55,"d":"55.0"},64.7,26.89,0.0745,0.44,13.55]
["January",21,"5AM to 6AM",5,"January 21, 2019 5:00","2019-01-21T05:00:00",{"v":68,"d":"68.0"},61.6,57.9,{"v":72,"d":"72.0"},27.54,0.0747,0.48,13.52]
["January",21,"6AM to 7AM",6,"January 21, 2019 6:00","2019-01-21T06:00:00",{"v":68,"d":"68.0"},61.1,{"v":57,"d":"57.0"},69.6,27.17,0.0747,0.47,13.51]
["January",21,"7AM to 8AM",7,"January 21, 2019 7:00","2019-01-21T07:00:00",{"v":70,"d":"70.0"},60.1,{"v":54,"d":"54.0"},62.2,{"v":26.5,"d":"26.50"},0.0745,0.42,13.54]
["January",21,"8AM to 9AM",8,"January 21, 2019 8:00","2019-01-21T08:00:00",73.9,61.1,53.1,60.1,27.14,{"v":0.074,"d":"0.0740"},0.41,13.64]
["January",21,"9AM to 10AM",9,"January 21, 2019 9:00","2019-01-21T09:00:00",73.9,60.6,{"v":52,"d":"52.0"},57.8,26.77,{"v":0.074,"d":"0.0740"},0.39,13.63]
["January",21,"10AM to 11AM",10,"January 21, 2019 10:00","2019-01-21T10:00:00",{"v":77,"d":"77.0"},62.2,53.1,60.1,27.89,0.0735,0.41,13.71]
["January",21,"11AM to 12PM",11,"January 21, 2019 11:00","2019-01-21T11:00:00",{"v":77,"d":"77.0"},62.6,{"v":54,"d":"54.0"},62.2,28.21,0.0735,0.42,13.72]
["January",21,"12PM to 1PM",12,"January 21, 2019 12:00","2019-01-21T12:00:00",78.1,62.6,53.1,60.1,28.15,0.0734,0.41,13.74]
["January",21,"1PM to 2PM",13,"January 21, 2019 13:00","2019-01-21T13:00:00",{"v":79,"d":"79.0"},62.9,53.1,60.1,28.37,0.0733,0.41,13.76]
["January",21,"2PM to 3PM",14,"January 21, 2019 14:00","2019-01-21T14:00:00",{"v":73,"d":"73.0"},64.6,60.1,77.8,29.69,{"v":0.074,"d":"0.0740"},0.52,13.67]
["January",21,"3PM to 4PM",15,"January 21, 2019 15:00","2019-01-21T15:00:00",{"v":75,"d":"75.0"},62.5,{"v":55,"d":"55.0"},64.7,28.12,0.0738,0.44,13.68]
["January",21,"4PM to 5PM",16,"January 21, 2019 16:00","2019-01-21T16:00:00",{"v":75,"d":"75.0"},{"v":63,"d":"63.0"},55.9,66.9,28.47,0.0738,0.45,13.68]
["January",21,"5PM to 6PM",17,"January 21, 2019 17:00","2019-01-21T17:00:00",{"v":72,"d":"72.0"},62.5,{"v":57,"d":"57.0"},69.6,28.14,0.0742,0.47,13.61]
["January",21,"6PM to 7PM",18,"January 21, 2019 18:00","2019-01-21T18:00:00",{"v":72,"d":"72.0"},62.5,{"v":57,"d":"57.0"},69.6,28.14,0.0742,0.47,13.61]
["January",21,"7PM to 8PM",19,"January 21, 2019 19:00","2019-01-21T19:00:00",71.1,62.2,{"v":57,"d":"57.0"},69.6,27.92,0.0743,0.47,13.59]
["January",21,"8PM to 9PM",20,"January 21, 2019 20:00","2019-01-21T20:00:00",71.1,61.1,{"v":55,"d":"55.0"},64.7,27.16,0.0743,0.44,13.58]
["January",21,"9PM to 10PM",21,"January 21, 2019 21:00","2019-01-21T21:00:00",{"v":70,"d":"70.0"},60.1,{"v":54,"d":"54.0"},62.2,{"v":26.5,"d":"26.50"},0.0745,0.42,13.54]
["January",21,"10PM to 11PM",22,"January 21, 2019 22:00","2019-01-21T22:00:00",{"v":70,"d":"70.0"},60.1,{"v":54,"d":"54.0"},62.2,{"v":26.5,"d":"26.50"},0.0745,0.42,13.54]
["January",21,"11PM to 12AM",23,"January 21, 2019 23:00","2019-01-21T23:00:00",71.1,61.1,{"v":55,"d":"55.0"},64.7,27.16,0.0743,0.44,13.58]
["January",22,"12AM to 1AM",0,"January 22, 2019 0:00","2019-01-22",{"v":70,"d":"70.0"},60.1,{"v":54,"d":"54.0"},62.2,{"v":26.5,"d":"26.50"},0.0745,0.42,13.54]
["January",22,"1AM to 2AM",1,"January 22, 2019 1:00","2019-01-22T01:00:00",{"v":70,"d":"70.0"},60.1,{"v":54,"d":"54.0"},62.2,{"v":26.5,"d":"26.50"},0.0745,0.42,13.54]
["January",22,"2AM to 3AM",2,"January 22, 2019 2:00","2019-01-22T02:00:00",69.1,62.6,{"v":59,"d":"59.0"},74.9,28.25,0.0746,{"v":0.5,"d":"0.50"},13.56]
["January",22,"3AM to 4AM",3,"January 22, 2019 3:00","2019-01-22T03:00:00",69.1,60.9,55.9,66.9,27.02,0.0746,0.45,13.53]
["January",22,"4AM to 5AM",4,"January 22, 2019 4:00","2019-01-22T04:00:00",{"v":70,"d":"70.0"},62.3,57.9,{"v":72,"d":"72.0"},28.02,0.0744,0.48,13.57]
["January",22,"5AM to 6AM",5,"January 22, 2019 5:00","2019-01-22T05:00:00",{"v":66,"d":"66.0"},61.5,{"v":59,"d":"59.0"},74.9,{"v":27.5,"d":"27.50"},{"v":0.075,"d":"0.0750"},{"v":0.5,"d":"0.50"},13.48]
["January",22,"6AM to 7AM",6,"January 22, 2019 6:00","2019-01-22T06:00:00",{"v":68,"d":"68.0"},62.9,60.1,77.8,28.45,0.0747,0.52,13.54]
["January",22,"7AM to 8AM",7,"January 22, 2019 7:00","2019-01-22T07:00:00",69.1,{"v":62,"d":"62.0"},57.9,{"v":72,"d":"72.0"},{"v":27.8,"d":"27.80"},0.0746,0.48,13.55]
["January",22,"8AM to 9AM",8,"January 22, 2019 8:00","2019-01-22T08:00:00",71.1,63.9,60.1,77.8,{"v":29.2,"d":"29.20"},0.0743,0.52,13.62]
["January",22,"9AM to 10AM",9,{"$f":"A521&\" \"&B521&\", \"&$D$5&\" \"&D521&\":00\"","v":"January 22, 2019 9:00"},{"$f":"DATEVALUE(E521)+TIMEVALUE(E521)","v":"2019-01-22T09:00:00"},{"v":70,"d":"70.0"},64.8,62.1,83.6,29.84,0.0744,0.56,13.61]
["January",22,"10AM to 11AM",{"$f":"IF(D521+1>23,0,D521+1)","v":10},"January 22, 2019 10:00","2019-01-22T10:00:00",{"v":75,"d":"75.0"},65.2,60.1,77.8,30.17,0.0737,0.52,13.72]
["January",22,"11AM to 12PM",11,"January 22, 2019 11:00","2019-01-22T11:00:00",78.1,64.6,{"v":57,"d":"57.0"},69.6,29.64,0.0733,0.47,13.77]
["January",22,"12PM to 1PM",12,"January 22, 2019 12:00","2019-01-22T12:00:00",{"v":79,"d":"79.0"},63.9,{"v":55,"d":"55.0"},64.7,29.09,0.0732,0.44,13.78]
["January",22,"1PM to 2PM",13,"January 22, 2019 13:00","2019-01-22T13:00:00",80.1,65.2,{"v":57,"d":"57.0"},69.6,30.12,0.0731,0.47,13.82]
["January",22,"2PM to 3PM",14,"January 22, 2019 14:00","2019-01-22T14:00:00",75.9,64.3,57.9,{"v":72,"d":"72.0"},29.47,0.0736,0.48,13.72]
["January",22,"3PM to 4PM",15,"January 22, 2019 15:00","2019-01-22T15:00:00",{"v":77,"d":"77.0"},64.2,{"v":57,"d":"57.0"},69.6,29.37,0.0735,0.47,13.74]
["January",22,"4PM to 5PM",16,"January 22, 2019 16:00","2019-01-22T16:00:00",{"v":77,"d":"77.0"},64.2,{"v":57,"d":"57.0"},69.6,29.37,0.0735,0.47,13.74]
["January",22,"5PM to 6PM",17,"January 22, 2019 17:00","2019-01-22T17:00:00",{"v":73,"d":"73.0"},63.4,57.9,{"v":72,"d":"72.0"},28.77,{"v":0.074,"d":"0.0740"},0.48,13.65]
["January",22,"6PM to 7PM",18,"January 22, 2019 18:00","2019-01-22T18:00:00",71.1,63.3,{"v":59,"d":"59.0"},74.9,28.74,0.0743,{"v":0.5,"d":"0.50"},13.61]
["January",22,"7PM to 8PM",19,"January 22, 2019 19:00","2019-01-22T19:00:00",71.1,62.2,{"v":57,"d":"57.0"},69.6,27.92,0.0743,0.47,13.59]
["January",22,"8PM to 9PM",20,"January 22, 2019 20:00","2019-01-22T20:00:00",{"v":70,"d":"70.0"},61.8,{"v":57,"d":"57.0"},69.6,27.66,0.0745,0.47,13.56]
["January",22,"9PM to 10PM",21,"January 22, 2019 21:00","2019-01-22T21:00:00",71.1,61.6,55.9,66.9,{"v":27.5,"d":"27.50"},0.0743,0.45,13.58]
["January",22,"10PM to 11PM",22,"January 22, 2019 22:00","2019-01-22T22:00:00",69.1,60.4,{"v":55,"d":"55.0"},64.7,26.67,0.0746,0.44,13.53]
["January",22,"11PM to 12AM",23,"January 22, 2019 23:00","2019-01-22T23:00:00",71.1,61.6,55.9,66.9,{"v":27.5,"d":"27.50"},0.0743,0.45,13.58]
["January",23,"12AM to 1AM",0,"January 23, 2019 0:00","2019-01-23",71.1,62.7,57.9,{"v":72,"d":"72.0"},28.29,0.0743,0.48,{"v":13.6,"d":"13.60"}]
["January",23,"1AM to 2AM",1,"January 23, 2019 1:00","2019-01-23T01:00:00",71.1,63.3,{"v":59,"d":"59.0"},74.9,28.74,0.0743,{"v":0.5,"d":"0.50"},13.61]
["January",23,"2AM to 3AM",2,"January 23, 2019 2:00","2019-01-23T02:00:00",{"v":70,"d":"70.0"},62.3,57.9,{"v":72,"d":"72.0"},28.02,0.0744,0.48,13.57]
["January",23,"3AM to 4AM",3,"January 23, 2019 3:00","2019-01-23T03:00:00",71.1,63.3,{"v":59,"d":"59.0"},74.9,28.74,0.0743,{"v":0.5,"d":"0.50"},13.61]
["January",23,"4AM to 5AM",4,"January 23, 2019 4:00","2019-01-23T04:00:00",{"v":72,"d":"72.0"},63.6,{"v":59,"d":"59.0"},74.9,28.96,0.0741,{"v":0.5,"d":"0.50"},13.63]
["January",23,"5AM to 6AM",5,"January 23, 2019 5:00","2019-01-23T05:00:00",{"v":70,"d":"70.0"},63.6,60.1,77.8,28.94,0.0744,0.52,13.59]
["January",23,"6AM to 7AM",6,"January 23, 2019 6:00","2019-01-23T06:00:00",71.1,64.5,{"v":61,"d":"61.0"},80.4,29.61,0.0742,0.54,13.62]
["January",23,"7AM to 8AM",7,"January 23, 2019 7:00","2019-01-23T07:00:00",71.1,63.9,60.1,77.8,{"v":29.2,"d":"29.20"},0.0743,0.52,13.62]
["January",23,"8AM to 9AM",8,"January 23, 2019 8:00","2019-01-23T08:00:00",75.9,65.5,60.1,77.8,30.39,0.0736,0.52,13.74]
["January",23,"9AM to 10AM",9,"January 23, 2019 9:00","2019-01-23T09:00:00",75.9,64.9,{"v":59,"d":"59.0"},74.9,29.93,0.0736,{"v":0.5,"d":"0.50"},13.73]
["January",23,"10AM to 11AM",10,"January 23, 2019 10:00","2019-01-23T10:00:00",{"v":77,"d":"77.0"},65.9,60.1,77.8,30.66,0.0734,0.52,13.77]
["January",23,"11AM to 12PM",11,"January 23, 2019 11:00","2019-01-23T11:00:00",80.1,67.4,{"v":61,"d":"61.0"},80.4,31.81,{"v":0.073,"d":"0.0730"},0.54,13.86]
["January",23,"12PM to 1PM",12,"January 23, 2019 12:00","2019-01-23T12:00:00",82.9,66.2,{"v":57,"d":"57.0"},69.6,30.83,0.0727,0.47,{"v":13.9,"d":"13.90"}]
["January",23,"1PM to 2PM",13,"January 23, 2019 13:00","2019-01-23T13:00:00",{"v":82,"d":"82.0"},64.9,{"v":55,"d":"55.0"},64.7,29.84,0.0728,0.44,13.86]
["January",23,"2PM to 3PM",14,"January 23, 2019 14:00","2019-01-23T14:00:00",{"v":81,"d":"81.0"},65.5,{"v":57,"d":"57.0"},69.6,30.34,0.0729,0.47,13.84]
["January",23,"3PM to 4PM",15,"January 23, 2019 15:00","2019-01-23T15:00:00",78.1,65.6,{"v":59,"d":"59.0"},74.9,30.46,0.0733,{"v":0.5,"d":"0.50"},13.79]
["January",23,"4PM to 5PM",16,"January 23, 2019 16:00","2019-01-23T16:00:00",75.9,64.3,57.9,{"v":72,"d":"72.0"},29.47,0.0736,0.48,13.72]
["January",23,"5PM to 6PM",17,"January 23, 2019 17:00","2019-01-23T17:00:00",73.9,63.7,57.9,{"v":72,"d":"72.0"},28.99,0.0739,0.48,13.67]
["January",23,"6PM to 7PM",18,"January 23, 2019 18:00","2019-01-23T18:00:00",{"v":73,"d":"73.0"},{"v":64,"d":"64.0"},{"v":59,"d":"59.0"},74.9,29.22,{"v":0.074,"d":"0.0740"},{"v":0.5,"d":"0.50"},13.66]
["January",23,"7PM to 8PM",19,"January 23, 2019 19:00","2019-01-23T19:00:00",73.9,64.9,60.1,77.8,29.91,0.0739,0.52,13.69]
["January",23,"8PM to 9PM",20,"January 23, 2019 20:00","2019-01-23T20:00:00",73.9,65.4,{"v":61,"d":"61.0"},80.4,30.31,0.0738,0.54,{"v":13.7,"d":"13.70"}]
["January",23,"9PM to 10PM",21,"January 23, 2019 21:00","2019-01-23T21:00:00",{"v":73,"d":"73.0"},65.8,62.1,83.6,30.59,0.0739,0.56,13.69]
["January",23,"10PM to 11PM",22,"January 23, 2019 22:00","2019-01-23T22:00:00",{"v":72,"d":"72.0"},65.4,62.1,83.6,30.33,0.0741,0.56,13.66]
["January",23,"11PM to 12AM",23,"January 23, 2019 23:00","2019-01-23T23:00:00",71.1,65.1,62.1,83.6,30.11,0.0742,0.56,13.63]
["January",24,"12AM to 1AM",0,"January 24, 2019 0:00","2019-01-24",{"v":70,"d":"70.0"},64.8,62.1,83.6,29.84,0.0744,0.56,13.61]
["January",24,"1AM to 2AM",1,"January 24, 2019 1:00","2019-01-24T01:00:00",{"v":68,"d":"68.0"},63.4,{"v":61,"d":"61.0"},80.4,28.86,0.0747,0.54,13.55]
["January",24,"2AM to 3AM",2,"January 24, 2019 2:00","2019-01-24T02:00:00",69.1,64.5,62.1,83.6,29.62,0.0745,0.56,13.58]
["January",24,"3AM to 4AM",3,"January 24, 2019 3:00","2019-01-24T03:00:00",64.9,62.4,{"v":61,"d":"61.0"},80.4,28.11,0.0751,0.54,13.47]
["January",24,"4AM to 5AM",4,"January 24, 2019 4:00","2019-01-24T04:00:00",64.9,62.4,{"v":61,"d":"61.0"},80.4,28.11,0.0751,0.54,13.47]
["January",24,"5AM to 6AM",5,"January 24, 2019 5:00","2019-01-24T05:00:00",{"v":68,"d":"68.0"},63.4,{"v":61,"d":"61.0"},80.4,28.86,0.0747,0.54,13.55]
["January",24,"6AM to 7AM",6,"January 24, 2019 6:00","2019-01-24T06:00:00",64.9,63.1,62.1,83.6,{"v":28.6,"d":"28.60"},0.0751,0.56,13.48]
["January",24,"7AM to 8AM",7,"January 24, 2019 7:00","2019-01-24T07:00:00",{"v":70,"d":"70.0"},64.1,{"v":61,"d":"61.0"},80.4,29.34,0.0744,0.54,{"v":13.6,"d":"13.60"}]
["January",24,"8AM to 9AM",8,"January 24, 2019 8:00","2019-01-24T08:00:00",{"v":73,"d":"73.0"},65.8,62.1,83.6,30.59,0.0739,0.56,13.69]
["January",24,"9AM to 10AM",9,"January 24, 2019 9:00","2019-01-24T09:00:00",75.9,66.7,62.1,83.6,{"v":31.3,"d":"31.30"},0.0735,0.56,13.76]
["January",24,"10AM to 11AM",10,"January 24, 2019 10:00","2019-01-24T10:00:00",{"v":77,"d":"77.0"},67.6,{"v":63,"d":"63.0"},86.4,31.99,0.0734,0.58,{"v":13.8,"d":"13.80"}]
["January",24,"11AM to 12PM",11,"January 24, 2019 11:00","2019-01-24T11:00:00",75.9,66.7,62.1,83.6,{"v":31.3,"d":"31.30"},0.0735,0.56,13.76]
["January",24,"12PM to 1PM",12,"January 24, 2019 12:00","2019-01-24T12:00:00",73.9,66.6,{"v":63,"d":"63.0"},86.4,31.24,0.0738,0.58,13.72]
["January",24,"1PM to 2PM",13,"January 24, 2019 13:00","2019-01-24T13:00:00",75.9,66.7,62.1,83.6,{"v":31.3,"d":"31.30"},0.0735,0.56,13.76]
["January",24,"2PM to 3PM",14,"January 24, 2019 14:00","2019-01-24T14:00:00",{"v":77,"d":"77.0"},65.9,60.1,77.8,30.66,0.0734,0.52,13.77]
["January",24,"3PM to 4PM",15,"January 24, 2019 15:00","2019-01-24T15:00:00",{"v":77,"d":"77.0"},65.9,60.1,77.8,30.66,0.0734,0.52,13.77]
["January",24,"4PM to 5PM",16,"January 24, 2019 16:00","2019-01-24T16:00:00",{"v":75,"d":"75.0"},65.2,60.1,77.8,30.17,0.0737,0.52,13.72]
["January",24,"5PM to 6PM",17,"January 24, 2019 17:00","2019-01-24T17:00:00",73.9,64.9,60.1,77.8,29.91,0.0739,0.52,13.69]
["January",24,"6PM to 7PM",18,"January 24, 2019 18:00","2019-01-24T18:00:00",{"v":73,"d":"73.0"},65.1,{"v":61,"d":"61.0"},80.4,30.09,{"v":0.074,"d":"0.0740"},0.54,13.68]
["January",24,"7PM to 8PM",19,"January 24, 2019 19:00","2019-01-24T19:00:00",69.1,{"v":65,"d":"65.0"},{"v":63,"d":"63.0"},86.4,30.05,0.0745,0.58,13.59]
["January",24,"8PM to 9PM",20,"January 24, 2019 20:00","2019-01-24T20:00:00",{"v":70,"d":"70.0"},63.6,60.1,77.8,28.94,0.0744,0.52,13.59]
["January",24,"9PM to 10PM",21,"January 24, 2019 21:00","2019-01-24T21:00:00",71.1,63.9,60.1,77.8,{"v":29.2,"d":"29.20"},0.0743,0.52,13.62]
["January",24,"10PM to 11PM",22,"January 24, 2019 22:00","2019-01-24T22:00:00",{"v":70,"d":"70.0"},64.8,62.1,83.6,29.84,0.0744,0.56,13.61]
["January",24,"11PM to 12AM",23,"January 24, 2019 23:00","2019-01-24T23:00:00",71.1,65.1,62.1,83.6,30.11,0.0742,0.56,13.63]
["January",25,"12AM to 1AM",0,"January 25, 2019 0:00","2019-01-25",71.1,65.1,62.1,83.6,30.11,0.0742,0.56,13.63]
["January",25,"1AM to 2AM",1,{"$f":"A585&\" \"&B585&\", \"&$D$5&\" \"&D585&\":00\"","v":"January 25, 2019 1:00"},{"$f":"DATEVALUE(E585)+TIMEVALUE(E585)","v":"2019-01-25T01:00:00"},{"v":72,"d":"72.0"},63.6,{"v":59,"d":"59.0"},74.9,28.96,0.0741,{"v":0.5,"d":"0.50"},13.63]
["January",25,"2AM to 3AM",{"$f":"IF(D585+1>23,0,D585+1)","v":2},"January 25, 2019 2:00","2019-01-25T02:00:00",71.1,63.3,{"v":59,"d":"59.0"},74.9,28.74,0.0743,{"v":0.5,"d":"0.50"},13.61]
["January",25,"3AM to 4AM",3,"January 25, 2019 3:00","2019-01-25T03:00:00",69.1,{"v":65,"d":"65.0"},{"v":63,"d":"63.0"},86.4,30.05,0.0745,0.58,13.59]
["January",25,"4AM to 5AM",4,"January 25, 2019 4:00","2019-01-25T04:00:00",{"v":66,"d":"66.0"},64.7,{"v":64,"d":"64.0"},89.8,29.83,0.0749,{"v":0.6,"d":"0.60"},13.52]
["January",25,"5AM to 6AM",5,"January 25, 2019 5:00","2019-01-25T05:00:00",{"v":66,"d":"66.0"},63.4,62.1,83.6,28.87,0.0749,0.56,{"v":13.5,"d":"13.50"}]
["January",25,"6AM to 7AM",6,"January 25, 2019 6:00","2019-01-25T06:00:00",66.9,63.7,62.1,83.6,29.09,0.0748,0.56,13.53]
["January",25,"7AM to 8AM",7,"January 25, 2019 7:00","2019-01-25T07:00:00",{"v":66,"d":"66.0"},64.7,{"v":64,"d":"64.0"},89.8,29.83,0.0749,{"v":0.6,"d":"0.60"},13.52]
["January",25,"8AM to 9AM",8,"January 25, 2019 8:00","2019-01-25T08:00:00",{"v":68,"d":"68.0"},65.9,64.9,92.7,30.77,0.0746,0.62,13.58]
["January",25,"9AM to 10AM",9,"January 25, 2019 9:00","2019-01-25T09:00:00",69.1,{"v":67,"d":"67.0"},{"v":66,"d":"66.0"},96.3,{"v":31.6,"d":"31.60"},0.0744,0.64,13.62]
["January",25,"10AM to 11AM",10,"January 25, 2019 10:00","2019-01-25T10:00:00",{"v":68,"d":"68.0"},65.9,64.9,92.7,30.77,0.0746,0.62,13.58]
["January",25,"11AM to 12PM",11,"January 25, 2019 11:00","2019-01-25T11:00:00",66.9,{"v":65,"d":"65.0"},{"v":64,"d":"64.0"},89.8,30.05,0.0748,{"v":0.6,"d":"0.60"},13.55]
["January",25,"12PM to 1PM",12,"January 25, 2019 12:00","2019-01-25T12:00:00",66.9,{"v":65,"d":"65.0"},{"v":64,"d":"64.0"},89.8,30.05,0.0748,{"v":0.6,"d":"0.60"},13.55]
["January",25,"1PM to 2PM",13,"January 25, 2019 13:00","2019-01-25T13:00:00",{"v":68,"d":"68.0"},64.7,{"v":63,"d":"63.0"},86.4,29.78,0.0746,0.58,13.56]
["January",25,"2PM to 3PM",14,"January 25, 2019 14:00","2019-01-25T14:00:00",{"v":70,"d":"70.0"},63.6,60.1,77.8,28.94,0.0744,0.52,13.59]
["January",25,"3PM to 4PM",15,"January 25, 2019 15:00","2019-01-25T15:00:00",{"v":70,"d":"70.0"},62.9,{"v":59,"d":"59.0"},74.9,28.47,0.0744,{"v":0.5,"d":"0.50"},13.58]
["January",25,"4PM to 5PM",16,"January 25, 2019 16:00","2019-01-25T16:00:00",71.1,63.3,{"v":59,"d":"59.0"},74.9,28.74,0.0743,{"v":0.5,"d":"0.50"},13.61]
["January",25,"5PM to 6PM",17,"January 25, 2019 17:00","2019-01-25T17:00:00",{"v":70,"d":"70.0"},62.3,57.9,{"v":72,"d":"72.0"},28.02,0.0744,0.48,13.57]
["January",25,"6PM to 7PM",18,"January 25, 2019 18:00","2019-01-25T18:00:00",{"v":70,"d":"70.0"},61.8,{"v":57,"d":"57.0"},69.6,27.66,0.0745,0.47,13.56]
["January",25,"7PM to 8PM",19,"January 25, 2019 19:00","2019-01-25T19:00:00",69.1,60.9,55.9,66.9,27.02,0.0746,0.45,13.53]
["January",25,"8PM to 9PM",20,"January 25, 2019 20:00","2019-01-25T20:00:00",69.1,60.4,{"v":55,"d":"55.0"},64.7,26.67,0.0746,0.44,13.53]
["January",25,"9PM to 10PM",21,"January 25, 2019 21:00","2019-01-25T21:00:00",69.1,60.4,{"v":55,"d":"55.0"},64.7,26.67,0.0746,0.44,13.53]
["January",25,"10PM to 11PM",22,"January 25, 2019 22:00","2019-01-25T22:00:00",{"v":68,"d":"68.0"},59.4,{"v":54,"d":"54.0"},62.2,26.02,0.0748,0.42,13.49]
["January",25,"11PM to 12AM",23,"January 25, 2019 23:00","2019-01-25T23:00:00",66.9,{"v":58,"d":"58.0"},{"v":52,"d":"52.0"},57.8,25.06,{"v":0.075,"d":"0.0750"},0.39,13.45]
["January",26,"12AM to 1AM",0,"January 26, 2019 0:00","2019-01-26",66.9,60.1,55.9,66.9,26.49,0.0749,0.45,13.48]
["January",26,"1AM to 2AM",1,"January 26, 2019 1:00","2019-01-26T01:00:00",{"v":68,"d":"68.0"},{"v":59,"d":"59.0"},53.1,60.1,{"v":25.7,"d":"25.70"},0.0748,0.41,13.48]
["January",26,"2AM to 3AM",2,"January 26, 2019 2:00","2019-01-26T02:00:00",66.9,{"v":57,"d":"57.0"},{"v":50,"d":"50.0"},53.6,24.42,{"v":0.075,"d":"0.0750"},0.36,13.44]
["January",26,"3AM to 4AM",3,"January 26, 2019 3:00","2019-01-26T03:00:00",66.9,{"v":58,"d":"58.0"},{"v":52,"d":"52.0"},57.8,25.06,{"v":0.075,"d":"0.0750"},0.39,13.45]
["January",26,"4AM to 5AM",4,"January 26, 2019 4:00","2019-01-26T04:00:00",66.9,{"v":58,"d":"58.0"},{"v":52,"d":"52.0"},57.8,25.06,{"v":0.075,"d":"0.0750"},0.39,13.45]
["January",26,"5AM to 6AM",5,"January 26, 2019 5:00","2019-01-26T05:00:00",66.9,{"v":58,"d":"58.0"},{"v":52,"d":"52.0"},57.8,25.06,{"v":0.075,"d":"0.0750"},0.39,13.45]
["January",26,"6AM to 7AM",6,"January 26, 2019 6:00","2019-01-26T06:00:00",{"v":66,"d":"66.0"},57.2,51.1,55.9,24.55,0.0751,0.38,13.42]
["January",26,"7AM to 8AM",7,"January 26, 2019 7:00","2019-01-26T07:00:00",{"v":68,"d":"68.0"},56.9,48.9,51.5,24.35,0.0749,0.35,13.46]
["January",26,"8AM to 9AM",8,"January 26, 2019 8:00","2019-01-26T08:00:00",71.1,59.1,51.1,55.9,25.77,0.0744,0.38,13.55]
["January",26,"9AM to 10AM",9,"January 26, 2019 9:00","2019-01-26T09:00:00",73.9,60.2,51.1,55.9,26.47,{"v":0.074,"d":"0.0740"},0.38,13.62]
["January",26,"10AM to 11AM",10,"January 26, 2019 10:00","2019-01-26T10:00:00",73.9,60.2,51.1,55.9,26.47,{"v":0.074,"d":"0.0740"},0.38,13.62]
["January",26,"11AM to 12PM",11,"January 26, 2019 11:00","2019-01-26T11:00:00",73.9,61.1,53.1,60.1,27.14,{"v":0.074,"d":"0.0740"},0.41,13.64]
["January",26,"12PM to 1PM",12,"January 26, 2019 12:00","2019-01-26T12:00:00",{"v":77,"d":"77.0"},62.2,53.1,60.1,27.89,0.0735,0.41,13.71]
["January",26,"1PM to 2PM",13,"January 26, 2019 13:00","2019-01-26T13:00:00",{"v":77,"d":"77.0"},62.2,53.1,60.1,27.89,0.0735,0.41,13.71]
["January",26,"2PM to 3PM",14,"January 26, 2019 14:00","2019-01-26T14:00:00",75.9,62.3,{"v":54,"d":"54.0"},62.2,27.95,0.0737,0.42,13.69]
["January",26,"3PM to 4PM",15,"January 26, 2019 15:00","2019-01-26T15:00:00",73.9,61.6,{"v":54,"d":"54.0"},62.2,27.46,{"v":0.074,"d":"0.0740"},0.42,13.64]
["January",26,"4PM to 5PM",16,"January 26, 2019 16:00","2019-01-26T16:00:00",{"v":73,"d":"73.0"},59.8,51.1,55.9,26.25,0.0741,0.38,{"v":13.6,"d":"13.60"}]
["January",26,"5PM to 6PM",17,"January 26, 2019 17:00","2019-01-26T17:00:00",71.1,58.6,{"v":50,"d":"50.0"},53.6,25.43,0.0744,0.36,13.54]
["January",26,"6PM to 7PM",18,"January 26, 2019 18:00","2019-01-26T18:00:00",{"v":70,"d":"70.0"},58.7,51.1,55.9,25.51,0.0745,0.38,13.52]
["January",26,"7PM to 8PM",19,"January 26, 2019 19:00","2019-01-26T19:00:00",69.1,58.4,51.1,55.9,25.29,0.0747,0.38,{"v":13.5,"d":"13.50"}]
["January",26,"8PM to 9PM",20,"January 26, 2019 20:00","2019-01-26T20:00:00",69.1,57.8,{"v":50,"d":"50.0"},53.6,24.94,0.0747,0.36,13.49]
["January",26,"9PM to 10PM",21,"January 26, 2019 21:00","2019-01-26T21:00:00",69.1,59.4,53.1,60.1,25.96,0.0746,0.41,13.51]
["January",26,"10PM to 11PM",22,"January 26, 2019 22:00","2019-01-26T22:00:00",69.1,58.4,51.1,55.9,25.29,0.0747,0.38,{"v":13.5,"d":"13.50"}]
["January",26,"11PM to 12AM",23,"January 26, 2019 23:00","2019-01-26T23:00:00",69.1,59.4,53.1,60.1,25.96,0.0746,0.41,13.51]
["January",27,"12AM to 1AM",0,"January 27, 2019 0:00","2019-01-27",69.1,58.8,{"v":52,"d":"52.0"},57.8,25.59,0.0747,0.39,{"v":13.5,"d":"13.50"}]
["January",27,"1AM to 2AM",1,"January 27, 2019 1:00","2019-01-27T01:00:00",{"v":68,"d":"68.0"},{"v":59,"d":"59.0"},53.1,60.1,{"v":25.7,"d":"25.70"},0.0748,0.41,13.48]
["January",27,"2AM to 3AM",2,"January 27, 2019 2:00","2019-01-27T02:00:00",66.9,59.6,{"v":55,"d":"55.0"},64.7,26.15,0.0749,0.44,13.47]
["January",27,"3AM to 4AM",3,"January 27, 2019 3:00","2019-01-27T03:00:00",66.9,60.1,55.9,66.9,26.49,0.0749,0.45,13.48]
["January",27,"4AM to 5AM",4,"January 27, 2019 4:00","2019-01-27T04:00:00",66.9,60.1,55.9,66.9,26.49,0.0749,0.45,13.48]
["January",27,"5AM to 6AM",5,"January 27, 2019 5:00","2019-01-27T05:00:00",64.9,{"v":60,"d":"60.0"},{"v":57,"d":"57.0"},69.6,26.43,0.0752,0.47,13.43]
["January",27,"6AM to 7AM",6,"January 27, 2019 6:00","2019-01-27T06:00:00",66.9,62.5,60.1,77.8,28.19,0.0748,0.52,13.51]
["January",27,"7AM to 8AM",7,"January 27, 2019 7:00","2019-01-27T07:00:00",66.9,61.9,{"v":59,"d":"59.0"},74.9,27.72,0.0749,{"v":0.5,"d":"0.50"},{"v":13.5,"d":"13.50"}]
["January",27,"8AM to 9AM",8,"January 27, 2019 8:00","2019-01-27T08:00:00",71.1,63.9,60.1,77.8,{"v":29.2,"d":"29.20"},0.0743,0.52,13.62]
["January",27,"9AM to 10AM",9,"January 27, 2019 9:00","2019-01-27T09:00:00",75.9,64.3,57.9,{"v":72,"d":"72.0"},29.47,0.0736,0.48,13.72]
["January",27,"10AM to 11AM",10,"January 27, 2019 10:00","2019-01-27T10:00:00",78.1,65.6,{"v":59,"d":"59.0"},74.9,30.46,0.0733,{"v":0.5,"d":"0.50"},13.79]
["January",27,"11AM to 12PM",11,"January 27, 2019 11:00","2019-01-27T11:00:00",{"v":79,"d":"79.0"},65.3,57.9,{"v":72,"d":"72.0"},30.22,0.0732,0.48,{"v":13.8,"d":"13.80"}]
["January",27,"12PM to 1PM",12,"January 27, 2019 12:00","2019-01-27T12:00:00",{"v":79,"d":"79.0"},66.5,60.1,77.8,31.14,0.0732,0.52,13.82]
["January",27,"1PM to 2PM",13,"January 27, 2019 13:00","2019-01-27T13:00:00",80.1,67.4,{"v":61,"d":"61.0"},80.4,31.81,{"v":0.073,"d":"0.0730"},0.54,13.86]
["January",27,"2PM to 3PM",14,"January 27, 2019 14:00","2019-01-27T14:00:00",78.1,66.2,60.1,77.8,30.92,0.0733,0.52,{"v":13.8,"d":"13.80"}]
["January",27,"3PM to 4PM",15,"January 27, 2019 15:00","2019-01-27T15:00:00",{"v":77,"d":"77.0"},{"v":67,"d":"67.0"},62.1,83.6,31.56,0.0734,0.56,13.79]
["January",27,"4PM to 5PM",16,"January 27, 2019 16:00","2019-01-27T16:00:00",{"v":72,"d":"72.0"},{"v":66,"d":"66.0"},{"v":63,"d":"63.0"},86.4,30.76,0.0741,0.58,13.67]
["January",27,"5PM to 6PM",17,{"$f":"A649&\" \"&B649&\", \"&$D$5&\" \"&D649&\":00\"","v":"January 27, 2019 17:00"},{"$f":"DATEVALUE(E649)+TIMEVALUE(E649)","v":"2019-01-27T17:00:00"},71.1,65.1,62.1,83.6,30.11,0.0742,0.56,13.63]
["January",27,"6PM to 7PM",{"$f":"IF(D649+1>23,0,D649+1)","v":18},"January 27, 2019 18:00","2019-01-27T18:00:00",{"v":70,"d":"70.0"},64.8,62.1,83.6,29.84,0.0744,0.56,13.61]
["January",27,"7PM to 8PM",19,"January 27, 2019 19:00","2019-01-27T19:00:00",{"v":70,"d":"70.0"},64.8,62.1,83.6,29.84,0.0744,0.56,13.61]
["January",27,"8PM to 9PM",20,"January 27, 2019 20:00","2019-01-27T20:00:00",{"v":70,"d":"70.0"},65.3,{"v":63,"d":"63.0"},86.4,30.27,0.0744,0.58,13.61]
["January",27,"9PM to 10PM",21,"January 27, 2019 21:00","2019-01-27T21:00:00",69.1,65.7,{"v":64,"d":"64.0"},89.8,30.58,0.0745,{"v":0.6,"d":"0.60"},{"v":13.6,"d":"13.60"}]
["January",27,"10PM to 11PM",22,"January 27, 2019 22:00","2019-01-27T22:00:00",69.1,65.7,{"v":64,"d":"64.0"},89.8,30.58,0.0745,{"v":0.6,"d":"0.60"},{"v":13.6,"d":"13.60"}]
["January",27,"11PM to 12AM",23,"January 27, 2019 23:00","2019-01-27T23:00:00",66.9,63.7,62.1,83.6,29.09,0.0748,0.56,13.53]
["January",28,"12AM to 1AM",0,"January 28, 2019 0:00","2019-01-28",66.9,64.3,{"v":63,"d":"63.0"},86.4,29.52,0.0748,0.58,13.54]
["January",28,"1AM to 2AM",1,"January 28, 2019 1:00","2019-01-28T01:00:00",{"v":66,"d":"66.0"},{"v":64,"d":"64.0"},{"v":63,"d":"63.0"},86.4,{"v":29.3,"d":"29.30"},0.0749,0.58,13.51]
["January",28,"2AM to 3AM",2,"January 28, 2019 2:00","2019-01-28T02:00:00",{"v":66,"d":"66.0"},{"v":64,"d":"64.0"},{"v":63,"d":"63.0"},86.4,{"v":29.3,"d":"29.30"},0.0749,0.58,13.51]
["January",28,"3AM to 4AM",3,"January 28, 2019 3:00","2019-01-28T03:00:00",{"v":66,"d":"66.0"},63.4,62.1,83.6,28.87,0.0749,0.56,{"v":13.5,"d":"13.50"}]
["January",28,"4AM to 5AM",4,"January 28, 2019 4:00","2019-01-28T04:00:00",{"v":66,"d":"66.0"},{"v":64,"d":"64.0"},{"v":63,"d":"63.0"},86.4,{"v":29.3,"d":"29.30"},0.0749,0.58,13.51]
["January",28,"5AM to 6AM",5,"January 28, 2019 5:00","2019-01-28T05:00:00",{"v":66,"d":"66.0"},63.4,62.1,83.6,28.87,0.0749,0.56,{"v":13.5,"d":"13.50"}]
["January",28,"6AM to 7AM",6,"January 28, 2019 6:00","2019-01-28T06:00:00",{"v":63,"d":"63.0"},61.7,{"v":61,"d":"61.0"},80.4,27.62,0.0754,0.54,13.42]
["January",28,"7AM to 8AM",7,"January 28, 2019 7:00","2019-01-28T07:00:00",{"v":66,"d":"66.0"},62.8,{"v":61,"d":"61.0"},80.4,28.37,{"v":0.075,"d":"0.0750"},0.54,{"v":13.5,"d":"13.50"}]
["January",28,"8AM to 9AM",8,"January 28, 2019 8:00","2019-01-28T08:00:00",{"v":73,"d":"73.0"},64.6,60.1,77.8,29.69,{"v":0.074,"d":"0.0740"},0.52,13.67]
["January",28,"9AM to 10AM",9,"January 28, 2019 9:00","2019-01-28T09:00:00",78.1,66.2,60.1,77.8,30.92,0.0733,0.52,{"v":13.8,"d":"13.80"}]
["January",28,"10AM to 11AM",10,"January 28, 2019 10:00","2019-01-28T10:00:00",80.1,66.9,60.1,77.8,31.41,{"v":0.073,"d":"0.0730"},0.52,13.85]
["January",28,"11AM to 12PM",11,"January 28, 2019 11:00","2019-01-28T11:00:00",{"v":81,"d":"81.0"},67.2,60.1,77.8,31.63,0.0729,0.52,13.87]
["January",28,"12PM to 1PM",12,"January 28, 2019 12:00","2019-01-28T12:00:00",82.9,67.8,60.1,77.8,32.11,0.0726,0.52,13.92]
["January",28,"1PM to 2PM",13,"January 28, 2019 13:00","2019-01-28T13:00:00",80.1,66.9,60.1,77.8,31.41,{"v":0.073,"d":"0.0730"},0.52,13.85]
["January",28,"2PM to 3PM",14,"January 28, 2019 14:00","2019-01-28T14:00:00",80.1,66.9,60.1,77.8,31.41,{"v":0.073,"d":"0.0730"},0.52,13.85]
["January",28,"3PM to 4PM",15,"January 28, 2019 15:00","2019-01-28T15:00:00",78.1,66.7,{"v":61,"d":"61.0"},80.4,31.33,0.0733,0.54,{"v":13.8,"d":"13.80"}]
["January",28,"4PM to 5PM",16,"January 28, 2019 16:00","2019-01-28T16:00:00",{"v":77,"d":"77.0"},{"v":67,"d":"67.0"},62.1,83.6,31.56,0.0734,0.56,13.79]
["January",28,"5PM to 6PM",17,"January 28, 2019 17:00","2019-01-28T17:00:00",73.9,65.4,{"v":61,"d":"61.0"},80.4,30.31,0.0738,0.54,{"v":13.7,"d":"13.70"}]
["January",28,"6PM to 7PM",18,"January 28, 2019 18:00","2019-01-28T18:00:00",{"v":72,"d":"72.0"},64.8,{"v":61,"d":"61.0"},80.4,29.83,0.0741,0.54,13.65]
["January",28,"7PM to 8PM",19,"January 28, 2019 19:00","2019-01-28T19:00:00",{"v":72,"d":"72.0"},65.4,62.1,83.6,30.33,0.0741,0.56,13.66]
["January",28,"8PM to 9PM",20,"January 28, 2019 20:00","2019-01-28T20:00:00",71.1,64.5,{"v":61,"d":"61.0"},80.4,29.61,0.0742,0.54,13.62]
["January",28,"9PM to 10PM",21,"January 28, 2019 21:00","2019-01-28T21:00:00",{"v":70,"d":"70.0"},64.1,{"v":61,"d":"61.0"},80.4,29.34,0.0744,0.54,{"v":13.6,"d":"13.60"}]
["January",28,"10PM to 11PM",22,"January 28, 2019 22:00","2019-01-28T22:00:00",{"v":70,"d":"70.0"},64.1,{"v":61,"d":"61.0"},80.4,29.34,0.0744,0.54,{"v":13.6,"d":"13.60"}]
["January",28,"11PM to 12AM",23,"January 28, 2019 23:00","2019-01-28T23:00:00",{"v":70,"d":"70.0"},64.1,{"v":61,"d":"61.0"},80.4,29.34,0.0744,0.54,{"v":13.6,"d":"13.60"}]
["January",29,"12AM to 1AM",0,"January 29, 2019 0:00","2019-01-29",{"v":70,"d":"70.0"},64.1,{"v":61,"d":"61.0"},80.4,29.34,0.0744,0.54,{"v":13.6,"d":"13.60"}]
["January",29,"1AM to 2AM",1,"January 29, 2019 1:00","2019-01-29T01:00:00",{"v":70,"d":"70.0"},64.1,{"v":61,"d":"61.0"},80.4,29.34,0.0744,0.54,{"v":13.6,"d":"13.60"}]
["January",29,"2AM to 3AM",2,"January 29, 2019 2:00","2019-01-29T02:00:00",69.1,63.8,{"v":61,"d":"61.0"},80.4,29.12,0.0745,0.54,13.57]
["January",29,"3AM to 4AM",3,"January 29, 2019 3:00","2019-01-29T03:00:00",69.1,64.5,62.1,83.6,29.62,0.0745,0.56,13.58]
["January",29,"4AM to 5AM",4,"January 29, 2019 4:00","2019-01-29T04:00:00",69.1,64.5,62.1,83.6,29.62,0.0745,0.56,13.58]
["January",29,"5AM to 6AM",5,"January 29, 2019 5:00","2019-01-29T05:00:00",{"v":68,"d":"68.0"},64.1,62.1,83.6,29.35,0.0747,0.56,13.56]
["January",29,"6AM to 7AM",6,"January 29, 2019 6:00","2019-01-29T06:00:00",{"v":64,"d":"64.0"},61.5,60.1,77.8,27.48,0.0753,0.52,13.44]
["January",29,"7AM to 8AM",7,"January 29, 2019 7:00","2019-01-29T07:00:00",69.1,64.5,62.1,83.6,29.62,0.0745,0.56,13.58]
["January",29,"8AM to 9AM",8,"January 29, 2019 8:00","2019-01-29T08:00:00",73.9,66.6,{"v":63,"d":"63.0"},86.4,31.24,0.0738,0.58,13.72]
["January",29,"9AM to 10AM",9,"January 29, 2019 9:00","2019-01-29T09:00:00",78.1,67.9,{"v":63,"d":"63.0"},86.4,32.26,0.0732,0.58,13.82]
["January",29,"10AM to 11AM",10,"January 29, 2019 10:00","2019-01-29T10:00:00",{"v":79,"d":"79.0"},68.8,{"v":64,"d":"64.0"},89.8,33.01,0.0731,{"v":0.6,"d":"0.60"},13.86]
["January",29,"11AM to 12PM",11,"January 29, 2019 11:00","2019-01-29T11:00:00",80.1,69.7,64.9,92.7,33.74,0.0729,0.62,13.89]
["January",29,"12PM to 1PM",12,"January 29, 2019 12:00","2019-01-29T12:00:00",80.1,69.1,{"v":64,"d":"64.0"},89.8,33.28,0.0729,{"v":0.6,"d":"0.60"},13.88]
["January",29,"1PM to 2PM",13,"January 29, 2019 13:00","2019-01-29T13:00:00",80.1,69.7,64.9,92.7,33.74,0.0729,0.62,13.89]
["January",29,"2PM to 3PM",14,"January 29, 2019 14:00","2019-01-29T14:00:00",80.1,69.7,64.9,92.7,33.74,0.0729,0.62,13.89]
["January",29,"3PM to 4PM",15,"January 29, 2019 15:00","2019-01-29T15:00:00",80.1,69.7,64.9,92.7,33.74,0.0729,0.62,13.89]
["January",29,"4PM to 5PM",16,"January 29, 2019 16:00","2019-01-29T16:00:00",{"v":81,"d":"81.0"},68.8,{"v":63,"d":"63.0"},86.4,32.96,0.0728,0.58,{"v":13.9,"d":"13.90"}]
["January",29,"5PM to 6PM",17,"January 29, 2019 17:00","2019-01-29T17:00:00",{"v":77,"d":"77.0"},68.8,64.9,92.7,32.98,0.0733,0.62,13.82]
["January",29,"6PM to 7PM",18,"January 29, 2019 18:00","2019-01-29T18:00:00",75.9,67.9,{"v":64,"d":"64.0"},89.8,32.26,0.0735,{"v":0.6,"d":"0.60"},13.78]
["January",29,"7PM to 8PM",19,"January 29, 2019 19:00","2019-01-29T19:00:00",{"v":73,"d":"73.0"},{"v":67,"d":"67.0"},{"v":64,"d":"64.0"},89.8,31.55,0.0739,{"v":0.6,"d":"0.60"},{"v":13.7,"d":"13.70"}]
["January",29,"8PM to 9PM",20,"January 29, 2019 20:00","2019-01-29T20:00:00",71.1,66.3,{"v":64,"d":"64.0"},89.8,31.07,0.0742,{"v":0.6,"d":"0.60"},13.65]
["January",29,"9PM to 10PM",21,"January 29, 2019 21:00","2019-01-29T21:00:00",{"v":70,"d":"70.0"},65.3,{"v":63,"d":"63.0"},86.4,30.27,0.0744,0.58,13.61]
["January",29,"10PM to 11PM",22,"January 29, 2019 22:00","2019-01-29T22:00:00",{"v":70,"d":"70.0"},{"v":66,"d":"66.0"},{"v":64,"d":"64.0"},89.8,{"v":30.8,"d":"30.80"},0.0743,{"v":0.6,"d":"0.60"},13.63]
["January",29,"11PM to 12AM",23,"January 29, 2019 23:00","2019-01-29T23:00:00",{"v":70,"d":"70.0"},{"v":66,"d":"66.0"},{"v":64,"d":"64.0"},89.8,{"v":30.8,"d":"30.80"},0.0743,{"v":0.6,"d":"0.60"},13.63]
["January",30,"12AM to 1AM",0,"January 30, 2019 0:00","2019-01-30",{"v":68,"d":"68.0"},65.4,{"v":64,"d":"64.0"},89.8,30.31,0.0746,{"v":0.6,"d":"0.60"},13.57]
["January",30,"1AM to 2AM",1,"January 30, 2019 1:00","2019-01-30T01:00:00",{"v":68,"d":"68.0"},64.7,{"v":63,"d":"63.0"},86.4,29.78,0.0746,0.58,13.56]
["January",30,"2AM to 3AM",2,"January 30, 2019 2:00","2019-01-30T02:00:00",{"v":64,"d":"64.0"},62.7,62.1,83.6,28.38,0.0752,0.56,13.45]
["January",30,"3AM to 4AM",3,"January 30, 2019 3:00","2019-01-30T03:00:00",{"v":66,"d":"66.0"},{"v":64,"d":"64.0"},{"v":63,"d":"63.0"},86.4,{"v":29.3,"d":"29.30"},0.0749,0.58,13.51]
["January",30,"4AM to 5AM",4,"January 30, 2019 4:00","2019-01-30T04:00:00",{"v":64,"d":"64.0"},62.7,62.1,83.6,28.38,0.0752,0.56,13.45]
["January",30,"5AM to 6AM",5,"January 30, 2019 5:00","2019-01-30T05:00:00",64.9,63.6,{"v":63,"d":"63.0"},86.4,29.03,0.0751,0.58,13.49]
["January",30,"6AM to 7AM",6,"January 30, 2019 6:00","2019-01-30T06:00:00",{"v":63,"d":"63.0"},61.7,{"v":61,"d":"61.0"},80.4,27.62,0.0754,0.54,13.42]
["January",30,"7AM to 8AM",7,"January 30, 2019 7:00","2019-01-30T07:00:00",{"v":66,"d":"66.0"},{"v":64,"d":"64.0"},{"v":63,"d":"63.0"},86.4,{"v":29.3,"d":"29.30"},0.0749,0.58,13.51]
["January",30,"8AM to 9AM",8,"January 30, 2019 8:00","2019-01-30T08:00:00",{"v":75,"d":"75.0"},68.2,64.9,92.7,{"v":32.5,"d":"32.50"},0.0736,0.62,13.76]
["January",30,"9AM to 10AM",9,{"$f":"A713&\" \"&B713&\", \"&$D$5&\" \"&D713&\":00\"","v":"January 30, 2019 9:00"},{"$f":"DATEVALUE(E713)+TIMEVALUE(E713)","v":"2019-01-30T09:00:00"},{"v":79,"d":"79.0"},69.4,64.9,92.7,33.47,0.0731,0.62,13.87]
["January",30,"10AM to 11AM",{"$f":"IF(D713+1>23,0,D713+1)","v":10},"January 30, 2019 10:00","2019-01-30T10:00:00",{"v":81,"d":"81.0"},70.6,{"v":66,"d":"66.0"},96.3,34.53,0.0728,0.64,13.93]
["January",30,"11AM to 12PM",11,"January 30, 2019 11:00","2019-01-30T11:00:00",{"v":81,"d":"81.0"},70.6,{"v":66,"d":"66.0"},96.3,34.53,0.0728,0.64,13.93]
["January",30,"12PM to 1PM",12,"January 30, 2019 12:00","2019-01-30T12:00:00",80.1,70.4,{"v":66,"d":"66.0"},96.3,{"v":34.3,"d":"34.30"},0.0729,0.64,13.91]
["January",30,"1PM to 2PM",13,"January 30, 2019 13:00","2019-01-30T13:00:00",{"v":81,"d":"81.0"},70.6,{"v":66,"d":"66.0"},96.3,34.53,0.0728,0.64,13.93]
["January",30,"2PM to 3PM",14,"January 30, 2019 14:00","2019-01-30T14:00:00",80.1,71.6,{"v":68,"d":"68.0"},103.3,{"v":35.4,"d":"35.40"},0.0729,0.69,13.93]
["January",30,"3PM to 4PM",15,"January 30, 2019 15:00","2019-01-30T15:00:00",{"v":79,"d":"79.0"},{"v":70,"d":"70.0"},{"v":66,"d":"66.0"},96.3,34.04,0.0731,0.64,13.88]
["January",30,"4PM to 5PM",16,"January 30, 2019 16:00","2019-01-30T16:00:00",{"v":79,"d":"79.0"},{"v":70,"d":"70.0"},{"v":66,"d":"66.0"},96.3,34.04,0.0731,0.64,13.88]
["January",30,"5PM to 6PM",17,"January 30, 2019 17:00","2019-01-30T17:00:00",75.9,69.7,66.9,99.5,33.77,0.0734,0.67,13.81]
["January",30,"6PM to 7PM",18,"January 30, 2019 18:00","2019-01-30T18:00:00",73.9,69.1,66.9,99.5,33.29,0.0737,0.67,13.76]
["January",30,"7PM to 8PM",19,"January 30, 2019 19:00","2019-01-30T19:00:00",73.9,68.5,{"v":66,"d":"66.0"},96.3,{"v":32.8,"d":"32.80"},0.0737,0.64,13.75]
["January",30,"8PM to 9PM",20,"January 30, 2019 20:00","2019-01-30T20:00:00",73.9,69.1,66.9,99.5,33.29,0.0737,0.67,13.76]
["January",30,"9PM to 10PM",21,"January 30, 2019 21:00","2019-01-30T21:00:00",73.9,69.1,66.9,99.5,33.29,0.0737,0.67,13.76]
["January",30,"10PM to 11PM",22,"January 30, 2019 22:00","2019-01-30T22:00:00",73.9,69.1,66.9,99.5,33.29,0.0737,0.67,13.76]
["January",30,"11PM to 12AM",23,"January 30, 2019 23:00","2019-01-30T23:00:00",{"v":75,"d":"75.0"},68.8,{"v":66,"d":"66.0"},96.3,33.06,0.0736,0.64,13.78]
["January",31,"12AM to 1AM",0,"January 31, 2019 0:00","2019-01-31",73.9,69.1,66.9,99.5,33.29,0.0737,0.67,13.76]
["January",31,"1AM to 2AM",1,"January 31, 2019 1:00","2019-01-31T01:00:00",73.9,68.5,{"v":66,"d":"66.0"},96.3,{"v":32.8,"d":"32.80"},0.0737,0.64,13.75]
["January",31,"2AM to 3AM",2,"January 31, 2019 2:00","2019-01-31T02:00:00",{"v":75,"d":"75.0"},70.8,69.1,107.3,34.78,0.0735,0.72,13.81]
["January",31,"3AM to 4AM",3,"January 31, 2019 3:00","2019-01-31T03:00:00",{"v":75,"d":"75.0"},71.5,{"v":70,"d":"70.0"},110.8,35.32,0.0735,0.74,13.82]
["January",31,"4AM to 5AM",4,"January 31, 2019 4:00","2019-01-31T04:00:00",{"v":75,"d":"75.0"},70.8,69.1,107.3,34.78,0.0735,0.72,13.81]
["January",31,"5AM to 6AM",5,"January 31, 2019 5:00","2019-01-31T05:00:00",{"v":75,"d":"75.0"},71.5,{"v":70,"d":"70.0"},110.8,35.32,0.0735,0.74,13.82]
["January",31,"6AM to 7AM",6,"January 31, 2019 6:00","2019-01-31T06:00:00",{"v":70,"d":"70.0"},67.9,66.9,99.5,32.31,0.0743,0.67,13.66]
["January",31,"7AM to 8AM",7,"January 31, 2019 7:00","2019-01-31T07:00:00",69.1,67.6,66.9,99.5,32.09,0.0744,0.67,13.63]
["January",31,"8AM to 9AM",8,"January 31, 2019 8:00","2019-01-31T08:00:00",{"v":70,"d":"70.0"},67.3,{"v":66,"d":"66.0"},96.3,31.82,0.0743,0.64,13.65]
["January",31,"9AM to 10AM",9,"January 31, 2019 9:00","2019-01-31T09:00:00",{"v":70,"d":"70.0"},{"v":66,"d":"66.0"},{"v":64,"d":"64.0"},89.8,{"v":30.8,"d":"30.80"},0.0743,{"v":0.6,"d":"0.60"},13.63]
["January",31,"10AM to 11AM",10,"January 31, 2019 10:00","2019-01-31T10:00:00",{"v":70,"d":"70.0"},65.3,{"v":63,"d":"63.0"},86.4,30.27,0.0744,0.58,13.61]
["January",31,"11AM to 12PM",11,"January 31, 2019 11:00","2019-01-31T11:00:00",{"v":68,"d":"68.0"},65.4,{"v":64,"d":"64.0"},89.8,30.31,0.0746,{"v":0.6,"d":"0.60"},13.57]
["January",31,"12PM to 1PM",12,"January 31, 2019 12:00","2019-01-31T12:00:00",{"v":73,"d":"73.0"},66.3,{"v":63,"d":"63.0"},86.4,31.02,0.0739,0.58,13.69]
["January",31,"1PM to 2PM",13,"January 31, 2019 13:00","2019-01-31T13:00:00",{"v":75,"d":"75.0"},65.8,{"v":61,"d":"61.0"},80.4,30.58,0.0737,0.54,13.73]
["January",31,"2PM to 3PM",14,"January 31, 2019 14:00","2019-01-31T14:00:00",{"v":75,"d":"75.0"},65.2,60.1,77.8,30.17,0.0737,0.52,13.72]
["January",31,"3PM to 4PM",15,"January 31, 2019 15:00","2019-01-31T15:00:00",{"v":73,"d":"73.0"},64.6,60.1,77.8,29.69,{"v":0.074,"d":"0.0740"},0.52,13.67]
["January",31,"4PM to 5PM",16,"January 31, 2019 16:00","2019-01-31T16:00:00",73.9,64.3,{"v":59,"d":"59.0"},74.9,29.44,0.0739,{"v":0.5,"d":"0.50"},13.68]
["January",31,"5PM to 6PM",17,"January 31, 2019 17:00","2019-01-31T17:00:00",{"v":72,"d":"72.0"},61.9,55.9,66.9,27.72,0.0742,0.45,13.61]
["January",31,"6PM to 7PM",18,"January 31, 2019 18:00","2019-01-31T18:00:00",{"v":70,"d":"70.0"},60.1,{"v":54,"d":"54.0"},62.2,{"v":26.5,"d":"26.50"},0.0745,0.42,13.54]
["January",31,"7PM to 8PM",19,"January 31, 2019 19:00","2019-01-31T19:00:00",69.1,60.9,55.9,66.9,27.02,0.0746,0.45,13.53]
["January",31,"8PM to 9PM",20,"January 31, 2019 20:00","2019-01-31T20:00:00",69.1,61.5,{"v":57,"d":"57.0"},69.6,27.44,0.0746,0.47,13.54]
["January",31,"9PM to 10PM",21,"January 31, 2019 21:00","2019-01-31T21:00:00",69.1,61.9,57.7,71.5,27.73,0.0746,0.48,13.55]
["January",31,"10PM to 11PM",22,"January 31, 2019 22:00","2019-01-31T22:00:00",69.1,62.3,58.5,73.4,28.02,0.0746,0.49,13.55]
["January",31,"11PM to 12AM",23,"January 31, 2019 23:00","2019-01-31T23:00:00",69.1,62.7,59.2,75.3,28.33,0.0746,0.51,13.56]
["February",1,"12AM to 1AM",0,"February 1, 2019 0:00","2019-02-01",69.1,63.1,59.9,77.3,28.64,0.0745,0.52,13.56]
["February",1,"1AM to 2AM",1,"February 1, 2019 1:00","2019-02-01T01:00:00",69.1,63.6,60.6,79.4,28.96,0.0745,0.53,13.57]
["February",1,"2AM to 3AM",2,"February 1, 2019 2:00","2019-02-01T02:00:00",69.1,{"v":64,"d":"64.0"},61.3,81.5,29.29,0.0745,0.55,13.58]
["February",1,"3AM to 4AM",3,"February 1, 2019 3:00","2019-02-01T03:00:00",69.1,64.5,62.1,83.6,29.62,0.0745,0.56,13.58]
["February",1,"4AM to 5AM",4,"February 1, 2019 4:00","2019-02-01T04:00:00",{"v":70,"d":"70.0"},65.3,{"v":63,"d":"63.0"},86.4,30.27,0.0744,0.58,13.61]
["February",1,"5AM to 6AM",5,"February 1, 2019 5:00","2019-02-01T05:00:00",69.1,64.5,62.1,83.6,29.62,0.0745,0.56,13.58]
["February",1,"6AM to 7AM",6,"February 1, 2019 6:00","2019-02-01T06:00:00",69.1,{"v":65,"d":"65.0"},{"v":63,"d":"63.0"},86.4,30.05,0.0745,0.58,13.59]
["February",1,"7AM to 8AM",7,"February 1, 2019 7:00","2019-02-01T07:00:00",71.1,66.3,{"v":64,"d":"64.0"},89.8,31.07,0.0742,{"v":0.6,"d":"0.60"},13.65]
["February",1,"8AM to 9AM",8,"February 1, 2019 8:00","2019-02-01T08:00:00",75.9,67.9,{"v":64,"d":"64.0"},89.8,32.26,0.0735,{"v":0.6,"d":"0.60"},13.78]
["February",1,"9AM to 10AM",9,"February 1, 2019 9:00","2019-02-01T09:00:00",{"v":79,"d":"79.0"},68.8,{"v":64,"d":"64.0"},89.8,33.01,0.0731,{"v":0.6,"d":"0.60"},13.86]
["February",1,"10AM to 11AM",10,"February 1, 2019 10:00","2019-02-01T10:00:00",{"v":82,"d":"82.0"},69.7,{"v":64,"d":"64.0"},89.8,33.76,0.0727,{"v":0.6,"d":"0.60"},13.94]
["February",1,"11AM to 12PM",11,"February 1, 2019 11:00","2019-02-01T11:00:00",{"v":82,"d":"82.0"},70.9,{"v":66,"d":"66.0"},96.3,34.79,0.0726,0.64,13.96]
["February",1,"12PM to 1PM",12,"February 1, 2019 12:00","2019-02-01T12:00:00",{"v":82,"d":"82.0"},69.1,{"v":63,"d":"63.0"},86.4,33.23,0.0727,0.58,13.92]
["February",1,"1PM to 2PM",13,"February 1, 2019 13:00","2019-02-01T13:00:00",{"v":82,"d":"82.0"},69.1,{"v":63,"d":"63.0"},86.4,33.23,0.0727,0.58,13.92]
["February",1,"2PM to 3PM",14,"February 1, 2019 14:00","2019-02-01T14:00:00",{"v":81,"d":"81.0"},69.4,{"v":64,"d":"64.0"},89.8,{"v":33.5,"d":"33.50"},0.0728,{"v":0.6,"d":"0.60"},13.91]
["February",1,"3PM to 4PM",15,"February 1, 2019 15:00","2019-02-01T15:00:00",{"v":81,"d":"81.0"},68.8,{"v":63,"d":"63.0"},86.4,32.96,0.0728,0.58,{"v":13.9,"d":"13.90"}]
["February",1,"4PM to 5PM",16,"February 1, 2019 16:00","2019-02-01T16:00:00",80.1,69.1,{"v":64,"d":"64.0"},89.8,33.28,0.0729,{"v":0.6,"d":"0.60"},13.88]
["February",1,"5PM to 6PM",17,"February 1, 2019 17:00","2019-02-01T17:00:00",75.9,69.1,{"v":66,"d":"66.0"},96.3,33.29,0.0735,0.64,{"v":13.8,"d":"13.80"}]
["February",1,"6PM to 7PM",18,"February 1, 2019 18:00","2019-02-01T18:00:00",73.9,67.8,64.9,92.7,32.23,0.0738,0.62,13.74]
["February",1,"7PM to 8PM",19,"February 1, 2019 19:00","2019-02-01T19:00:00",73.9,68.5,{"v":66,"d":"66.0"},96.3,{"v":32.8,"d":"32.80"},0.0737,0.64,13.75]
["February",1,"8PM to 9PM",20,"February 1, 2019 20:00","2019-02-01T20:00:00",{"v":73,"d":"73.0"},68.2,{"v":66,"d":"66.0"},96.3,32.58,0.0739,0.64,13.72]
["February",1,"9PM to 10PM",21,"February 1, 2019 21:00","2019-02-01T21:00:00",{"v":70,"d":"70.0"},66.6,64.9,92.7,31.26,0.0743,0.62,13.63]
["February",1,"10PM to 11PM",22,"February 1, 2019 22:00","2019-02-01T22:00:00",{"v":70,"d":"70.0"},{"v":66,"d":"66.0"},{"v":64,"d":"64.0"},89.8,{"v":30.8,"d":"30.80"},0.0743,{"v":0.6,"d":"0.60"},13.63]
["February",1,"11PM to 12AM",23,"February 1, 2019 23:00","2019-02-01T23:00:00",{"v":70,"d":"70.0"},66.6,64.9,92.7,31.26,0.0743,0.62,13.63]
["February",2,"12AM to 1AM",0,"February 2, 2019 0:00","2019-02-02",{"v":68,"d":"68.0"},65.4,{"v":64,"d":"64.0"},89.8,30.31,0.0746,{"v":0.6,"d":"0.60"},13.57]
["February",2,"1AM to 2AM",1,{"$f":"A777&\" \"&B777&\", \"&$D$5&\" \"&D777&\":00\"","v":"February 2, 2019 1:00"},{"$f":"DATEVALUE(E777)+TIMEVALUE(E777)","v":"2019-02-02T01:00:00"},69.1,66.3,64.9,92.7,31.04,0.0744,0.62,13.61]
["February",2,"2AM to 3AM",{"$f":"IF(D777+1>23,0,D777+1)","v":2},"February 2, 2019 2:00","2019-02-02T02:00:00",69.1,65.7,{"v":64,"d":"64.0"},89.8,30.58,0.0745,{"v":0.6,"d":"0.60"},{"v":13.6,"d":"13.60"}]
["February",2,"3AM to 4AM",3,"February 2, 2019 3:00","2019-02-02T03:00:00",{"v":68,"d":"68.0"},65.9,64.9,92.7,30.77,0.0746,0.62,13.58]
["February",2,"4AM to 5AM",4,"February 2, 2019 4:00","2019-02-02T04:00:00",{"v":66,"d":"66.0"},64.7,{"v":64,"d":"64.0"},89.8,29.83,0.0749,{"v":0.6,"d":"0.60"},13.52]
["February",2,"5AM to 6AM",5,"February 2, 2019 5:00","2019-02-02T05:00:00",64.9,63.6,{"v":63,"d":"63.0"},86.4,29.03,0.0751,0.58,13.49]
["February",2,"6AM to 7AM",6,"February 2, 2019 6:00","2019-02-02T06:00:00",64.9,63.1,62.1,83.6,{"v":28.6,"d":"28.60"},0.0751,0.56,13.48]
["February",2,"7AM to 8AM",7,"February 2, 2019 7:00","2019-02-02T07:00:00",{"v":66,"d":"66.0"},{"v":64,"d":"64.0"},{"v":63,"d":"63.0"},86.4,{"v":29.3,"d":"29.30"},0.0749,0.58,13.51]
["February",2,"8AM to 9AM",8,"February 2, 2019 8:00","2019-02-02T08:00:00",{"v":73,"d":"73.0"},{"v":67,"d":"67.0"},{"v":64,"d":"64.0"},89.8,31.55,0.0739,{"v":0.6,"d":"0.60"},{"v":13.7,"d":"13.70"}]
["February",2,"9AM to 10AM",9,"February 2, 2019 9:00","2019-02-02T09:00:00",{"v":77,"d":"77.0"},68.8,64.9,92.7,32.98,0.0733,0.62,13.82]
["February",2,"10AM to 11AM",10,"February 2, 2019 10:00","2019-02-02T10:00:00",80.1,69.7,64.9,92.7,33.74,0.0729,0.62,13.89]
["February",2,"11AM to 12PM",11,"February 2, 2019 11:00","2019-02-02T11:00:00",80.1,70.9,66.9,99.5,34.79,0.0729,0.67,13.91]
["February",2,"12PM to 1PM",12,"February 2, 2019 12:00","2019-02-02T12:00:00",{"v":81,"d":"81.0"},{"v":70,"d":"70.0"},64.9,92.7,33.96,0.0728,0.62,13.92]
["February",2,"1PM to 2PM",13,"February 2, 2019 13:00","2019-02-02T13:00:00",{"v":81,"d":"81.0"},{"v":70,"d":"70.0"},64.9,92.7,33.96,0.0728,0.62,13.92]
["February",2,"2PM to 3PM",14,"February 2, 2019 14:00","2019-02-02T14:00:00",{"v":81,"d":"81.0"},{"v":70,"d":"70.0"},64.9,92.7,33.96,0.0728,0.62,13.92]
["February",2,"3PM to 4PM",15,"February 2, 2019 15:00","2019-02-02T15:00:00",80.1,69.7,64.9,92.7,33.74,0.0729,0.62,13.89]
["February",2,"4PM to 5PM",16,"February 2, 2019 16:00","2019-02-02T16:00:00",78.1,68.5,{"v":64,"d":"64.0"},89.8,32.79,0.0732,{"v":0.6,"d":"0.60"},13.83]
["February",2,"5PM to 6PM",17,"February 2, 2019 17:00","2019-02-02T17:00:00",75.9,67.2,{"v":63,"d":"63.0"},86.4,31.73,0.0735,0.58,13.77]
["February",2,"6PM to 7PM",18,"February 2, 2019 18:00","2019-02-02T18:00:00",{"v":73,"d":"73.0"},{"v":67,"d":"67.0"},{"v":64,"d":"64.0"},89.8,31.55,0.0739,{"v":0.6,"d":"0.60"},{"v":13.7,"d":"13.70"}]
["February",2,"7PM to 8PM",19,"February 2, 2019 19:00","2019-02-02T19:00:00",{"v":72,"d":"72.0"},66.6,{"v":64,"d":"64.0"},89.8,31.29,0.0741,{"v":0.6,"d":"0.60"},13.68]
["February",2,"8PM to 9PM",20,"February 2, 2019 20:00","2019-02-02T20:00:00",{"v":72,"d":"72.0"},{"v":66,"d":"66.0"},{"v":63,"d":"63.0"},86.4,30.76,0.0741,0.58,13.67]
["February",2,"9PM to 10PM",21,"February 2, 2019 21:00","2019-02-02T21:00:00",{"v":72,"d":"72.0"},66.6,{"v":64,"d":"64.0"},89.8,31.29,0.0741,{"v":0.6,"d":"0.60"},13.68]
["February",2,"10PM to 11PM",22,"February 2, 2019 22:00","2019-02-02T22:00:00",71.1,66.3,{"v":64,"d":"64.0"},89.8,31.07,0.0742,{"v":0.6,"d":"0.60"},13.65]
["February",2,"11PM to 12AM",23,"February 2, 2019 23:00","2019-02-02T23:00:00",{"v":70,"d":"70.0"},65.3,{"v":63,"d":"63.0"},86.4,30.27,0.0744,0.58,13.61]
["February",3,"12AM to 1AM",0,"February 3, 2019 0:00","2019-02-03",{"v":68,"d":"68.0"},64.1,62.1,83.6,29.35,0.0747,0.56,13.56]
["February",3,"1AM to 2AM",1,"February 3, 2019 1:00","2019-02-03T01:00:00",66.9,63.7,62.1,83.6,29.09,0.0748,0.56,13.53]
["February",3,"2AM to 3AM",2,"February 3, 2019 2:00","2019-02-03T02:00:00",{"v":68,"d":"68.0"},64.1,62.1,83.6,29.35,0.0747,0.56,13.56]
["February",3,"3AM to 4AM",3,"February 3, 2019 3:00","2019-02-03T03:00:00",69.1,65.7,{"v":64,"d":"64.0"},89.8,30.58,0.0745,{"v":0.6,"d":"0.60"},{"v":13.6,"d":"13.60"}]
["February",3,"4AM to 5AM",4,"February 3, 2019 4:00","2019-02-03T04:00:00",66.9,64.3,{"v":63,"d":"63.0"},86.4,29.52,0.0748,0.58,13.54]
["February",3,"5AM to 6AM",5,"February 3, 2019 5:00","2019-02-03T05:00:00",66.9,64.3,{"v":63,"d":"63.0"},86.4,29.52,0.0748,0.58,13.54]
["February",3,"6AM to 7AM",6,"February 3, 2019 6:00","2019-02-03T06:00:00",64.9,63.1,62.1,83.6,{"v":28.6,"d":"28.60"},0.0751,0.56,13.48]
["February",3,"7AM to 8AM",7,"February 3, 2019 7:00","2019-02-03T07:00:00",{"v":72,"d":"72.0"},67.9,{"v":66,"d":"66.0"},96.3,32.31,{"v":0.074,"d":"0.0740"},0.64,{"v":13.7,"d":"13.70"}]
["February",3,"8AM to 9AM",8,"February 3, 2019 8:00","2019-02-03T08:00:00",{"v":79,"d":"79.0"},70.6,66.9,99.5,34.53,{"v":0.073,"d":"0.0730"},0.67,13.89]
["February",3,"9AM to 10AM",9,"February 3, 2019 9:00","2019-02-03T09:00:00",{"v":79,"d":"79.0"},71.3,{"v":68,"d":"68.0"},103.3,35.13,{"v":0.073,"d":"0.0730"},0.69,{"v":13.9,"d":"13.90"}]
["February",3,"10AM to 11AM",10,"February 3, 2019 10:00","2019-02-03T10:00:00",{"v":82,"d":"82.0"},72.9,69.1,107.3,36.51,0.0726,0.72,13.99]
["February",3,"11AM to 12PM",11,"February 3, 2019 11:00","2019-02-03T11:00:00",{"v":81,"d":"81.0"},73.1,{"v":70,"d":"70.0"},110.8,36.79,0.0727,0.74,13.97]
["February",3,"12PM to 1PM",12,"February 3, 2019 12:00","2019-02-03T12:00:00",82.9,73.1,69.1,107.3,36.74,0.0725,0.72,14.01]
["February",3,"1PM to 2PM",13,"February 3, 2019 13:00","2019-02-03T13:00:00",80.1,72.3,69.1,107.3,36.03,0.0728,0.72,13.94]
["February",3,"2PM to 3PM",14,"February 3, 2019 14:00","2019-02-03T14:00:00",82.9,70.5,64.9,92.7,34.44,0.0725,0.62,13.97]
["February",3,"3PM to 4PM",15,"February 3, 2019 15:00","2019-02-03T15:00:00",{"v":82,"d":"82.0"},69.1,{"v":63,"d":"63.0"},86.4,33.23,0.0727,0.58,13.92]
["February",3,"4PM to 5PM",16,"February 3, 2019 16:00","2019-02-03T16:00:00",80.1,69.1,{"v":64,"d":"64.0"},89.8,33.28,0.0729,{"v":0.6,"d":"0.60"},13.88]
["February",3,"5PM to 6PM",17,"February 3, 2019 17:00","2019-02-03T17:00:00",{"v":77,"d":"77.0"},69.4,{"v":66,"d":"66.0"},96.3,33.55,0.0733,0.64,13.83]
["February",3,"6PM to 7PM",18,"February 3, 2019 18:00","2019-02-03T18:00:00",{"v":75,"d":"75.0"},69.4,66.9,99.5,33.55,0.0736,0.67,13.78]
["February",3,"7PM to 8PM",19,"February 3, 2019 19:00","2019-02-03T19:00:00",73.9,69.1,66.9,99.5,33.29,0.0737,0.67,13.76]
["February",3,"8PM to 9PM",20,"February 3, 2019 20:00","2019-02-03T20:00:00",71.1,69.7,69.1,107.3,{"v":33.8,"d":"33.80"},0.0741,0.72,13.71]
["February",3,"9PM to 10PM",21,"February 3, 2019 21:00","2019-02-03T21:00:00",71.1,69.7,69.1,107.3,{"v":33.8,"d":"33.80"},0.0741,0.72,13.71]
["February",3,"10PM to 11PM",22,"February 3, 2019 22:00","2019-02-03T22:00:00",71.1,67.6,{"v":66,"d":"66.0"},96.3,32.09,0.0741,0.64,13.67]
["February",3,"11PM to 12AM",23,"February 3, 2019 23:00","2019-02-03T23:00:00",{"v":70,"d":"70.0"},66.6,64.9,92.7,31.26,0.0743,0.62,13.63]
["February",4,"12AM to 1AM",0,"February 4, 2019 0:00","2019-02-04",{"v":70,"d":"70.0"},66.6,64.9,92.7,31.26,0.0743,0.62,13.63]
["February",4,"1AM to 2AM",1,"February 4, 2019 1:00","2019-02-04T01:00:00",69.1,66.3,64.9,92.7,31.04,0.0744,0.62,13.61]
["February",4,"2AM to 3AM",2,"February 4, 2019 2:00","2019-02-04T02:00:00",69.1,66.3,64.9,92.7,31.04,0.0744,0.62,13.61]
["February",4,"3AM to 4AM",3,"February 4, 2019 3:00","2019-02-04T03:00:00",69.1,66.3,64.9,92.7,31.04,0.0744,0.62,13.61]
["February",4,"4AM to 5AM",4,"February 4, 2019 4:00","2019-02-04T04:00:00",69.1,66.3,64.9,92.7,31.04,0.0744,0.62,13.61]
["February",4,"5AM to 6AM",5,"February 4, 2019 5:00","2019-02-04T05:00:00",69.1,66.3,64.9,92.7,31.04,0.0744,0.62,13.61]
["February",4,"6AM to 7AM",6,"February 4, 2019 6:00","2019-02-04T06:00:00",{"v":68,"d":"68.0"},65.4,{"v":64,"d":"64.0"},89.8,30.31,0.0746,{"v":0.6,"d":"0.60"},13.57]
["February",4,"7AM to 8AM",7,"February 4, 2019 7:00","2019-02-04T07:00:00",71.1,66.9,64.9,92.7,31.52,0.0742,0.62,13.66]
["February",4,"8AM to 9AM",8,"February 4, 2019 8:00","2019-02-04T08:00:00",73.9,67.8,64.9,92.7,32.23,0.0738,0.62,13.74]
["February",4,"9AM to 10AM",9,"February 4, 2019 9:00","2019-02-04T09:00:00",80.1,69.1,{"v":64,"d":"64.0"},89.8,33.28,0.0729,{"v":0.6,"d":"0.60"},13.88]
["February",4,"10AM to 11AM",10,"February 4, 2019 10:00","2019-02-04T10:00:00",{"v":77,"d":"77.0"},67.6,{"v":63,"d":"63.0"},86.4,31.99,0.0734,0.58,{"v":13.8,"d":"13.80"}]
["February",4,"11AM to 12PM",11,"February 4, 2019 11:00","2019-02-04T11:00:00",{"v":81,"d":"81.0"},69.4,{"v":64,"d":"64.0"},89.8,{"v":33.5,"d":"33.50"},0.0728,{"v":0.6,"d":"0.60"},13.91]
["February",4,"12PM to 1PM",12,"February 4, 2019 12:00","2019-02-04T12:00:00",80.1,{"v":68,"d":"68.0"},62.1,83.6,32.31,{"v":0.073,"d":"0.0730"},0.56,13.87]
["February",4,"1PM to 2PM",13,"February 4, 2019 13:00","2019-02-04T13:00:00",{"v":79,"d":"79.0"},67.7,62.1,83.6,32.05,0.0731,0.56,13.84]
["February",4,"2PM to 3PM",14,"February 4, 2019 14:00","2019-02-04T14:00:00",80.1,68.5,{"v":63,"d":"63.0"},86.4,32.74,{"v":0.073,"d":"0.0730"},0.58,13.87]
["February",4,"3PM to 4PM",15,"February 4, 2019 15:00","2019-02-04T15:00:00",78.1,67.4,62.1,83.6,31.83,0.0733,0.56,13.81]
["February",4,"4PM to 5PM",16,"February 4, 2019 16:00","2019-02-04T16:00:00",75.9,66.7,62.1,83.6,{"v":31.3,"d":"31.30"},0.0735,0.56,13.76]
["February",4,"5PM to 6PM",17,{"$f":"A841&\" \"&B841&\", \"&$D$5&\" \"&D841&\":00\"","v":"February 4, 2019 17:00"},{"$f":"DATEVALUE(E841)+TIMEVALUE(E841)","v":"2019-02-04T17:00:00"},73.9,66.1,62.1,83.6,30.81,0.0738,0.56,13.71]
["February",4,"6PM to 7PM",{"$f":"IF(D841+1>23,0,D841+1)","v":18},"February 4, 2019 18:00","2019-02-04T18:00:00",{"v":72,"d":"72.0"},{"v":66,"d":"66.0"},{"v":63,"d":"63.0"},86.4,30.76,0.0741,0.58,13.67]
["February",4,"7PM to 8PM",19,"February 4, 2019 19:00","2019-02-04T19:00:00",71.1,65.7,{"v":63,"d":"63.0"},86.4,30.53,0.0742,0.58,13.64]
["February",4,"8PM to 9PM",20,"February 4, 2019 20:00","2019-02-04T20:00:00",{"v":72,"d":"72.0"},{"v":66,"d":"66.0"},{"v":63,"d":"63.0"},86.4,30.76,0.0741,0.58,13.67]
["February",4,"9PM to 10PM",21,"February 4, 2019 21:00","2019-02-04T21:00:00",71.1,65.7,{"v":63,"d":"63.0"},86.4,30.53,0.0742,0.58,13.64]
["February",4,"10PM to 11PM",22,"February 4, 2019 22:00","2019-02-04T22:00:00",71.1,65.7,{"v":63,"d":"63.0"},86.4,30.53,0.0742,0.58,13.64]
["February",4,"11PM to 12AM",23,"February 4, 2019 23:00","2019-02-04T23:00:00",71.1,65.7,{"v":63,"d":"63.0"},86.4,30.53,0.0742,0.58,13.64]
["February",5,"12AM to 1AM",0,"February 5, 2019 0:00","2019-02-05",71.1,65.7,{"v":63,"d":"63.0"},86.4,30.53,0.0742,0.58,13.64]
["February",5,"1AM to 2AM",1,"February 5, 2019 1:00","2019-02-05T01:00:00",71.1,65.7,{"v":63,"d":"63.0"},86.4,30.53,0.0742,0.58,13.64]
["February",5,"2AM to 3AM",2,"February 5, 2019 2:00","2019-02-05T02:00:00",71.1,66.3,{"v":64,"d":"64.0"},89.8,31.07,0.0742,{"v":0.6,"d":"0.60"},13.65]
["February",5,"3AM to 4AM",3,"February 5, 2019 3:00","2019-02-05T03:00:00",71.1,66.3,{"v":64,"d":"64.0"},89.8,31.07,0.0742,{"v":0.6,"d":"0.60"},13.65]
["February",5,"4AM to 5AM",4,"February 5, 2019 4:00","2019-02-05T04:00:00",69.1,65.7,{"v":64,"d":"64.0"},89.8,30.58,0.0745,{"v":0.6,"d":"0.60"},{"v":13.6,"d":"13.60"}]
["February",5,"5AM to 6AM",5,"February 5, 2019 5:00","2019-02-05T05:00:00",{"v":70,"d":"70.0"},{"v":66,"d":"66.0"},{"v":64,"d":"64.0"},89.8,{"v":30.8,"d":"30.80"},0.0743,{"v":0.6,"d":"0.60"},13.63]
["February",5,"6AM to 7AM",6,"February 5, 2019 6:00","2019-02-05T06:00:00",71.1,66.3,{"v":64,"d":"64.0"},89.8,31.07,0.0742,{"v":0.6,"d":"0.60"},13.65]
["February",5,"7AM to 8AM",7,"February 5, 2019 7:00","2019-02-05T07:00:00",73.9,68.5,{"v":66,"d":"66.0"},96.3,{"v":32.8,"d":"32.80"},0.0737,0.64,13.75]
["February",5,"8AM to 9AM",8,"February 5, 2019 8:00","2019-02-05T08:00:00",75.9,69.1,{"v":66,"d":"66.0"},96.3,33.29,0.0735,0.64,{"v":13.8,"d":"13.80"}]
["February",5,"9AM to 10AM",9,"February 5, 2019 9:00","2019-02-05T09:00:00",{"v":77,"d":"77.0"},70.7,{"v":68,"d":"68.0"},103.3,34.64,0.0733,0.69,13.85]
["February",5,"10AM to 11AM",10,"February 5, 2019 10:00","2019-02-05T10:00:00",{"v":73,"d":"73.0"},71.6,71.1,{"v":115,"d":"115.0"},{"v":35.5,"d":"35.50"},0.0738,0.77,13.78]
["February",5,"11AM to 12PM",11,"February 5, 2019 11:00","2019-02-05T11:00:00",71.1,70.3,{"v":70,"d":"70.0"},110.8,34.34,0.0741,0.74,13.72]
["February",5,"12PM to 1PM",12,"February 5, 2019 12:00","2019-02-05T12:00:00",{"v":72,"d":"72.0"},70.6,{"v":70,"d":"70.0"},110.8,34.56,0.0739,0.74,13.74]
["February",5,"1PM to 2PM",13,"February 5, 2019 13:00","2019-02-05T13:00:00",78.1,71.7,69.1,107.3,35.54,0.0731,0.72,13.89]
["February",5,"2PM to 3PM",14,"February 5, 2019 14:00","2019-02-05T14:00:00",78.1,71.7,69.1,107.3,35.54,0.0731,0.72,13.89]
["February",5,"3PM to 4PM",15,"February 5, 2019 15:00","2019-02-05T15:00:00",80.1,72.9,{"v":70,"d":"70.0"},110.8,36.56,0.0728,0.74,13.95]
["February",5,"4PM to 5PM",16,"February 5, 2019 16:00","2019-02-05T16:00:00",{"v":79,"d":"79.0"},{"v":72,"d":"72.0"},69.1,107.3,35.76,{"v":0.073,"d":"0.0730"},0.72,13.91]
["February",5,"5PM to 6PM",17,"February 5, 2019 17:00","2019-02-05T17:00:00",{"v":75,"d":"75.0"},70.8,69.1,107.3,34.78,0.0735,0.72,13.81]
["February",5,"6PM to 7PM",18,"February 5, 2019 18:00","2019-02-05T18:00:00",{"v":73,"d":"73.0"},67.5,64.9,92.7,32.01,0.0739,0.62,13.71]
["February",5,"7PM to 8PM",19,"February 5, 2019 19:00","2019-02-05T19:00:00",{"v":77,"d":"77.0"},{"v":67,"d":"67.0"},62.1,83.6,31.56,0.0734,0.56,13.79]
["February",5,"8PM to 9PM",20,"February 5, 2019 20:00","2019-02-05T20:00:00",{"v":75,"d":"75.0"},70.1,{"v":68,"d":"68.0"},103.3,34.16,0.0735,0.69,{"v":13.8,"d":"13.80"}]
["February",5,"9PM to 10PM",21,"February 5, 2019 21:00","2019-02-05T21:00:00",75.9,71.1,69.1,107.3,{"v":35,"d":"35.00"},0.0734,0.72,13.83]
["February",5,"10PM to 11PM",22,"February 5, 2019 22:00","2019-02-05T22:00:00",71.1,68.2,66.9,99.5,32.58,0.0741,0.67,13.68]
["February",5,"11PM to 12AM",23,"February 5, 2019 23:00","2019-02-05T23:00:00",{"v":73,"d":"73.0"},68.8,66.9,99.5,33.06,0.0738,0.67,13.73]
["February",6,"12AM to 1AM",0,"February 6, 2019 0:00","2019-02-06",{"v":73,"d":"73.0"},68.8,66.9,99.5,33.06,0.0738,0.67,13.73]
["February",6,"1AM to 2AM",1,"February 6, 2019 1:00","2019-02-06T01:00:00",{"v":72,"d":"72.0"},68.5,66.9,99.5,{"v":32.8,"d":"32.80"},{"v":0.074,"d":"0.0740"},0.67,13.71]
["February",6,"2AM to 3AM",2,"February 6, 2019 2:00","2019-02-06T02:00:00",{"v":72,"d":"72.0"},67.9,{"v":66,"d":"66.0"},96.3,32.31,{"v":0.074,"d":"0.0740"},0.64,{"v":13.7,"d":"13.70"}]
["February",6,"3AM to 4AM",3,"February 6, 2019 3:00","2019-02-06T03:00:00",{"v":72,"d":"72.0"},67.9,{"v":66,"d":"66.0"},96.3,32.31,{"v":0.074,"d":"0.0740"},0.64,{"v":13.7,"d":"13.70"}]
["February",6,"4AM to 5AM",4,"February 6, 2019 4:00","2019-02-06T04:00:00",{"v":73,"d":"73.0"},68.2,{"v":66,"d":"66.0"},96.3,32.58,0.0739,0.64,13.72]
["February",6,"5AM to 6AM",5,"February 6, 2019 5:00","2019-02-06T05:00:00",{"v":73,"d":"73.0"},68.2,{"v":66,"d":"66.0"},96.3,32.58,0.0739,0.64,13.72]
["February",6,"6AM to 7AM",6,"February 6, 2019 6:00","2019-02-06T06:00:00",71.1,66.3,{"v":64,"d":"64.0"},89.8,31.07,0.0742,{"v":0.6,"d":"0.60"},13.65]
["February",6,"7AM to 8AM",7,"February 6, 2019 7:00","2019-02-06T07:00:00",{"v":73,"d":"73.0"},{"v":64,"d":"64.0"},{"v":59,"d":"59.0"},74.9,29.22,{"v":0.074,"d":"0.0740"},{"v":0.5,"d":"0.50"},13.66]
["February",6,"8AM to 9AM",8,"February 6, 2019 8:00","2019-02-06T08:00:00",75.9,62.8,{"v":55,"d":"55.0"},64.7,28.34,0.0737,0.44,{"v":13.7,"d":"13.70"}]
["February",6,"9AM to 10AM",9,"February 6, 2019 9:00","2019-02-06T09:00:00",{"v":73,"d":"73.0"},{"v":64,"d":"64.0"},{"v":59,"d":"59.0"},74.9,29.22,{"v":0.074,"d":"0.0740"},{"v":0.5,"d":"0.50"},13.66]
["February",6,"10AM to 11AM",10,"February 6, 2019 10:00","2019-02-06T10:00:00",75.9,63.3,55.9,66.9,28.69,0.0737,0.45,13.71]
["February",6,"11AM to 12PM",11,"February 6, 2019 11:00","2019-02-06T11:00:00",75.9,61.3,{"v":52,"d":"52.0"},57.8,27.26,0.0737,0.39,13.68]
["February",6,"12PM to 1PM",12,"February 6, 2019 12:00","2019-02-06T12:00:00",{"v":77,"d":"77.0"},62.6,{"v":54,"d":"54.0"},62.2,28.21,0.0735,0.42,13.72]
["February",6,"1PM to 2PM",13,"February 6, 2019 13:00","2019-02-06T13:00:00",75.9,60.9,51.1,55.9,26.96,0.0737,0.38,13.67]
["February",6,"2PM to 3PM",14,"February 6, 2019 14:00","2019-02-06T14:00:00",75.9,60.9,51.1,55.9,26.96,0.0737,0.38,13.67]
["February",6,"3PM to 4PM",15,"February 6, 2019 15:00","2019-02-06T15:00:00",{"v":75,"d":"75.0"},60.5,51.1,55.9,26.74,0.0738,0.38,13.65]
["February",6,"4PM to 5PM",16,"February 6, 2019 16:00","2019-02-06T16:00:00",{"v":73,"d":"73.0"},59.3,{"v":50,"d":"50.0"},53.6,25.91,0.0741,0.36,13.59]
["February",6,"5PM to 6PM",17,"February 6, 2019 17:00","2019-02-06T17:00:00",71.1,59.1,51.1,55.9,25.77,0.0744,0.38,13.55]
["February",6,"6PM to 7PM",18,"February 6, 2019 18:00","2019-02-06T18:00:00",69.1,59.4,53.1,60.1,25.96,0.0746,0.41,13.51]
["February",6,"7PM to 8PM",19,"February 6, 2019 19:00","2019-02-06T19:00:00",66.9,{"v":58,"d":"58.0"},{"v":52,"d":"52.0"},57.8,25.06,{"v":0.075,"d":"0.0750"},0.39,13.45]
["February",6,"8PM to 9PM",20,"February 6, 2019 20:00","2019-02-06T20:00:00",{"v":66,"d":"66.0"},57.6,{"v":52,"d":"52.0"},57.8,24.84,0.0751,0.39,13.43]
["February",6,"9PM to 10PM",21,"February 6, 2019 21:00","2019-02-06T21:00:00",{"v":66,"d":"66.0"},59.3,{"v":55,"d":"55.0"},64.7,25.93,0.0751,0.44,13.45]
["February",6,"10PM to 11PM",22,"February 6, 2019 22:00","2019-02-06T22:00:00",{"v":66,"d":"66.0"},59.3,{"v":55,"d":"55.0"},64.7,25.93,0.0751,0.44,13.45]
["February",6,"11PM to 12AM",23,"February 6, 2019 23:00","2019-02-06T23:00:00",64.9,57.8,53.1,60.1,24.95,0.0752,0.41,13.41]
["February",7,"12AM to 1AM",0,"February 7, 2019 0:00","2019-02-07",64.9,58.3,{"v":54,"d":"54.0"},62.2,25.27,0.0752,0.42,13.41]
["February",7,"1AM to 2AM",1,"February 7, 2019 1:00","2019-02-07T01:00:00",{"v":66,"d":"66.0"},58.7,{"v":54,"d":"54.0"},62.2,25.53,0.0751,0.42,13.44]
["February",7,"2AM to 3AM",2,"February 7, 2019 2:00","2019-02-07T02:00:00",64.9,58.3,{"v":54,"d":"54.0"},62.2,25.27,0.0752,0.42,13.41]
["February",7,"3AM to 4AM",3,"February 7, 2019 3:00","2019-02-07T03:00:00",64.9,57.2,{"v":52,"d":"52.0"},57.8,24.58,0.0752,0.39,{"v":13.4,"d":"13.40"}]
["February",7,"4AM to 5AM",4,"February 7, 2019 4:00","2019-02-07T04:00:00",64.9,57.2,{"v":52,"d":"52.0"},57.8,24.58,0.0752,0.39,{"v":13.4,"d":"13.40"}]
["February",7,"5AM to 6AM",5,"February 7, 2019 5:00","2019-02-07T05:00:00",62.1,56.7,53.1,60.1,24.25,0.0757,0.41,13.33]
["February",7,"6AM to 7AM",6,"February 7, 2019 6:00","2019-02-07T06:00:00",62.1,56.7,53.1,60.1,24.25,0.0757,0.41,13.33]
["February",7,"7AM to 8AM",7,"February 7, 2019 7:00","2019-02-07T07:00:00",{"v":68,"d":"68.0"},{"v":59,"d":"59.0"},53.1,60.1,{"v":25.7,"d":"25.70"},0.0748,0.41,13.48]
["February",7,"8AM to 9AM",8,"February 7, 2019 8:00","2019-02-07T08:00:00",71.1,59.1,51.1,55.9,25.77,0.0744,0.38,13.55]
["February",7,"9AM to 10AM",9,{"$f":"A905&\" \"&B905&\", \"&$D$5&\" \"&D905&\":00\"","v":"February 7, 2019 9:00"},{"$f":"DATEVALUE(E905)+TIMEVALUE(E905)","v":"2019-02-07T09:00:00"},{"v":73,"d":"73.0"},61.3,{"v":54,"d":"54.0"},62.2,27.24,0.0741,0.42,13.62]
["February",7,"10AM to 11AM",{"$f":"IF(D905+1>23,0,D905+1)","v":10},"February 7, 2019 10:00","2019-02-07T10:00:00",{"v":75,"d":"75.0"},{"v":61,"d":"61.0"},{"v":52,"d":"52.0"},57.8,27.04,0.0738,0.39,13.66]
["February",7,"11AM to 12PM",11,"February 7, 2019 11:00","2019-02-07T11:00:00",{"v":75,"d":"75.0"},61.5,53.1,60.1,27.41,0.0738,0.41,13.66]
["February",7,"12PM to 1PM",12,"February 7, 2019 12:00","2019-02-07T12:00:00",{"v":75,"d":"75.0"},61.9,{"v":54,"d":"54.0"},62.2,27.73,0.0738,0.42,13.67]
["February",7,"1PM to 2PM",13,"February 7, 2019 13:00","2019-02-07T13:00:00",{"v":75,"d":"75.0"},61.9,{"v":54,"d":"54.0"},62.2,27.73,0.0738,0.42,13.67]
["February",7,"2PM to 3PM",14,"February 7, 2019 14:00","2019-02-07T14:00:00",{"v":75,"d":"75.0"},61.9,{"v":54,"d":"54.0"},62.2,27.73,0.0738,0.42,13.67]
["February",7,"3PM to 4PM",15,"February 7, 2019 15:00","2019-02-07T15:00:00",73.9,62.1,{"v":55,"d":"55.0"},64.7,27.86,0.0739,0.44,13.65]
["February",7,"4PM to 5PM",16,"February 7, 2019 16:00","2019-02-07T16:00:00",{"v":73,"d":"73.0"},61.3,{"v":54,"d":"54.0"},62.2,27.24,0.0741,0.42,13.62]
["February",7,"5PM to 6PM",17,"February 7, 2019 17:00","2019-02-07T17:00:00",71.1,60.5,{"v":54,"d":"54.0"},62.2,26.76,0.0744,0.42,13.57]
["February",7,"6PM to 7PM",18,"February 7, 2019 18:00","2019-02-07T18:00:00",69.1,59.8,{"v":54,"d":"54.0"},62.2,26.28,0.0746,0.42,13.52]
["February",7,"7PM to 8PM",19,"February 7, 2019 19:00","2019-02-07T19:00:00",{"v":68,"d":"68.0"},59.4,{"v":54,"d":"54.0"},62.2,26.02,0.0748,0.42,13.49]
["February",7,"8PM to 9PM",20,"February 7, 2019 20:00","2019-02-07T20:00:00",66.9,{"v":59,"d":"59.0"},{"v":54,"d":"54.0"},62.2,25.75,0.0749,0.42,13.46]
["February",7,"9PM to 10PM",21,"February 7, 2019 21:00","2019-02-07T21:00:00",{"v":66,"d":"66.0"},58.7,{"v":54,"d":"54.0"},62.2,25.53,0.0751,0.42,13.44]
["February",7,"10PM to 11PM",22,"February 7, 2019 22:00","2019-02-07T22:00:00",{"v":63,"d":"63.0"},58.1,{"v":55,"d":"55.0"},64.7,25.18,0.0755,0.44,13.37]
["February",7,"11PM to 12AM",23,"February 7, 2019 23:00","2019-02-07T23:00:00",62.1,57.8,{"v":55,"d":"55.0"},64.7,24.96,0.0756,0.44,13.35]
["February",8,"12AM to 1AM",0,"February 8, 2019 0:00","2019-02-08",62.1,58.3,55.9,66.9,{"v":25.3,"d":"25.30"},0.0756,0.45,13.35]
["February",8,"1AM to 2AM",1,"February 8, 2019 1:00","2019-02-08T01:00:00",62.1,58.3,55.9,66.9,{"v":25.3,"d":"25.30"},0.0756,0.45,13.35]
["February",8,"2AM to 3AM",2,"February 8, 2019 2:00","2019-02-08T02:00:00",{"v":61,"d":"61.0"},57.9,55.9,66.9,25.04,0.0758,0.45,13.33]
["February",8,"3AM to 4AM",3,"February 8, 2019 3:00","2019-02-08T03:00:00",60.1,57.6,55.9,66.9,24.82,0.0759,0.45,{"v":13.3,"d":"13.30"}]
["February",8,"4AM to 5AM",4,"February 8, 2019 4:00","2019-02-08T04:00:00",60.1,56.4,{"v":54,"d":"54.0"},62.2,24.08,0.0759,0.42,13.29]
["February",8,"5AM to 6AM",5,"February 8, 2019 5:00","2019-02-08T05:00:00",{"v":59,"d":"59.0"},56.6,{"v":55,"d":"55.0"},64.7,24.21,0.0761,0.44,13.27]
["February",8,"6AM to 7AM",6,"February 8, 2019 6:00","2019-02-08T06:00:00",{"v":59,"d":"59.0"},56.6,{"v":55,"d":"55.0"},64.7,24.21,0.0761,0.44,13.27]
["February",8,"7AM to 8AM",7,"February 8, 2019 7:00","2019-02-08T07:00:00",62.1,58.3,55.9,66.9,{"v":25.3,"d":"25.30"},0.0756,0.45,13.35]
["February",8,"8AM to 9AM",8,"February 8, 2019 8:00","2019-02-08T08:00:00",69.1,61.5,{"v":57,"d":"57.0"},69.6,27.44,0.0746,0.47,13.54]
["February",8,"9AM to 10AM",9,"February 8, 2019 9:00","2019-02-08T09:00:00",{"v":73,"d":"73.0"},62.3,55.9,66.9,27.98,{"v":0.074,"d":"0.0740"},0.45,13.63]
["February",8,"10AM to 11AM",10,"February 8, 2019 10:00","2019-02-08T10:00:00",{"v":75,"d":"75.0"},{"v":63,"d":"63.0"},55.9,66.9,28.47,0.0738,0.45,13.68]
["February",8,"11AM to 12PM",11,"February 8, 2019 11:00","2019-02-08T11:00:00",{"v":77,"d":"77.0"},64.7,57.9,{"v":72,"d":"72.0"},29.74,0.0735,0.48,13.75]
["February",8,"12PM to 1PM",12,"February 8, 2019 12:00","2019-02-08T12:00:00",78.1,{"v":64,"d":"64.0"},55.9,66.9,29.21,0.0734,0.45,13.76]
["February",8,"1PM to 2PM",13,"February 8, 2019 13:00","2019-02-08T13:00:00",78.1,64.6,{"v":57,"d":"57.0"},69.6,29.64,0.0733,0.47,13.77]
["February",8,"2PM to 3PM",14,"February 8, 2019 14:00","2019-02-08T14:00:00",75.9,64.3,57.9,{"v":72,"d":"72.0"},29.47,0.0736,0.48,13.72]
["February",8,"3PM to 4PM",15,"February 8, 2019 15:00","2019-02-08T15:00:00",75.9,64.3,57.9,{"v":72,"d":"72.0"},29.47,0.0736,0.48,13.72]
["February",8,"4PM to 5PM",16,"February 8, 2019 16:00","2019-02-08T16:00:00",73.9,63.7,57.9,{"v":72,"d":"72.0"},28.99,0.0739,0.48,13.67]
["February",8,"5PM to 6PM",17,"February 8, 2019 17:00","2019-02-08T17:00:00",{"v":72,"d":"72.0"},{"v":63,"d":"63.0"},57.9,{"v":72,"d":"72.0"},28.51,0.0742,0.48,13.62]
["February",8,"6PM to 7PM",18,"February 8, 2019 18:00","2019-02-08T18:00:00",{"v":70,"d":"70.0"},61.8,{"v":57,"d":"57.0"},69.6,27.66,0.0745,0.47,13.56]
["February",8,"7PM to 8PM",19,"February 8, 2019 19:00","2019-02-08T19:00:00",{"v":68,"d":"68.0"},61.1,{"v":57,"d":"57.0"},69.6,27.17,0.0747,0.47,13.51]
["February",8,"8PM to 9PM",20,"February 8, 2019 20:00","2019-02-08T20:00:00",{"v":66,"d":"66.0"},60.4,{"v":57,"d":"57.0"},69.6,26.69,{"v":0.075,"d":"0.0750"},0.47,13.46]
["February",8,"9PM to 10PM",21,"February 8, 2019 21:00","2019-02-08T21:00:00",64.9,{"v":60,"d":"60.0"},{"v":57,"d":"57.0"},69.6,26.43,0.0752,0.47,13.43]
["February",8,"10PM to 11PM",22,"February 8, 2019 22:00","2019-02-08T22:00:00",{"v":64,"d":"64.0"},59.7,{"v":57,"d":"57.0"},69.6,26.21,0.0753,0.47,13.41]
["February",8,"11PM to 12AM",23,"February 8, 2019 23:00","2019-02-08T23:00:00",{"v":63,"d":"63.0"},59.8,57.9,{"v":72,"d":"72.0"},{"v":26.3,"d":"26.30"},0.0754,0.48,13.39]
["February",9,"12AM to 1AM",0,"February 9, 2019 0:00","2019-02-09",{"v":63,"d":"63.0"},60.5,{"v":59,"d":"59.0"},74.9,26.75,0.0754,{"v":0.5,"d":"0.50"},{"v":13.4,"d":"13.40"}]
["February",9,"1AM to 2AM",1,"February 9, 2019 1:00","2019-02-09T01:00:00",64.9,61.2,{"v":59,"d":"59.0"},74.9,27.24,0.0751,{"v":0.5,"d":"0.50"},13.45]
["February",9,"2AM to 3AM",2,"February 9, 2019 2:00","2019-02-09T02:00:00",{"v":66,"d":"66.0"},61.5,{"v":59,"d":"59.0"},74.9,{"v":27.5,"d":"27.50"},{"v":0.075,"d":"0.0750"},{"v":0.5,"d":"0.50"},13.48]
["February",9,"3AM to 4AM",3,"February 9, 2019 3:00","2019-02-09T03:00:00",{"v":66,"d":"66.0"},61.5,{"v":59,"d":"59.0"},74.9,{"v":27.5,"d":"27.50"},{"v":0.075,"d":"0.0750"},{"v":0.5,"d":"0.50"},13.48]
["February",9,"4AM to 5AM",4,"February 9, 2019 4:00","2019-02-09T04:00:00",{"v":66,"d":"66.0"},62.2,60.1,77.8,27.97,{"v":0.075,"d":"0.0750"},0.52,13.49]
["February",9,"5AM to 6AM",5,"February 9, 2019 5:00","2019-02-09T05:00:00",{"v":66,"d":"66.0"},62.8,{"v":61,"d":"61.0"},80.4,28.37,{"v":0.075,"d":"0.0750"},0.54,{"v":13.5,"d":"13.50"}]
["February",9,"6AM to 7AM",6,"February 9, 2019 6:00","2019-02-09T06:00:00",{"v":66,"d":"66.0"},62.2,60.1,77.8,27.97,{"v":0.075,"d":"0.0750"},0.52,13.49]
["February",9,"7AM to 8AM",7,"February 9, 2019 7:00","2019-02-09T07:00:00",69.1,63.8,{"v":61,"d":"61.0"},80.4,29.12,0.0745,0.54,13.57]
["February",9,"8AM to 9AM",8,"February 9, 2019 8:00","2019-02-09T08:00:00",73.9,66.1,62.1,83.6,30.81,0.0738,0.56,13.71]
["February",9,"9AM to 10AM",9,"February 9, 2019 9:00","2019-02-09T09:00:00",{"v":77,"d":"77.0"},68.2,{"v":64,"d":"64.0"},89.8,32.53,0.0734,{"v":0.6,"d":"0.60"},13.81]
["February",9,"10AM to 11AM",10,"February 9, 2019 10:00","2019-02-09T10:00:00",{"v":77,"d":"77.0"},68.2,{"v":64,"d":"64.0"},89.8,32.53,0.0734,{"v":0.6,"d":"0.60"},13.81]
["February",9,"11AM to 12PM",11,"February 9, 2019 11:00","2019-02-09T11:00:00",{"v":79,"d":"79.0"},69.4,64.9,92.7,33.47,0.0731,0.62,13.87]
["February",9,"12PM to 1PM",12,"February 9, 2019 12:00","2019-02-09T12:00:00",{"v":81,"d":"81.0"},{"v":70,"d":"70.0"},64.9,92.7,33.96,0.0728,0.62,13.92]
["February",9,"1PM to 2PM",13,"February 9, 2019 13:00","2019-02-09T13:00:00",80.1,69.7,64.9,92.7,33.74,0.0729,0.62,13.89]
["February",9,"2PM to 3PM",14,"February 9, 2019 14:00","2019-02-09T14:00:00",{"v":81,"d":"81.0"},{"v":70,"d":"70.0"},64.9,92.7,33.96,0.0728,0.62,13.92]
["February",9,"3PM to 4PM",15,"February 9, 2019 15:00","2019-02-09T15:00:00",80.1,70.4,{"v":66,"d":"66.0"},96.3,{"v":34.3,"d":"34.30"},0.0729,0.64,13.91]
["February",9,"4PM to 5PM",16,"February 9, 2019 16:00","2019-02-09T16:00:00",{"v":77,"d":"77.0"},69.4,{"v":66,"d":"66.0"},96.3,33.55,0.0733,0.64,13.83]
["February",9,"5PM to 6PM",17,"February 9, 2019 17:00","2019-02-09T17:00:00",75.9,69.7,66.9,99.5,33.77,0.0734,0.67,13.81]
["February",9,"6PM to 7PM",18,"February 9, 2019 18:00","2019-02-09T18:00:00",73.9,70.5,69.1,107.3,34.52,0.0737,0.72,13.78]
["February",9,"7PM to 8PM",19,"February 9, 2019 19:00","2019-02-09T19:00:00",{"v":73,"d":"73.0"},69.5,{"v":68,"d":"68.0"},103.3,33.67,0.0738,0.69,13.75]
["February",9,"8PM to 9PM",20,"February 9, 2019 20:00","2019-02-09T20:00:00",{"v":75,"d":"75.0"},69.4,66.9,99.5,33.55,0.0736,0.67,13.78]
["February",9,"9PM to 10PM",21,"February 9, 2019 21:00","2019-02-09T21:00:00",{"v":75,"d":"75.0"},68.8,{"v":66,"d":"66.0"},96.3,33.06,0.0736,0.64,13.78]
["February",9,"10PM to 11PM",22,"February 9, 2019 22:00","2019-02-09T22:00:00",{"v":75,"d":"75.0"},68.8,{"v":66,"d":"66.0"},96.3,33.06,0.0736,0.64,13.78]
["February",9,"11PM to 12AM",23,"February 9, 2019 23:00","2019-02-09T23:00:00",{"v":75,"d":"75.0"},69.4,66.9,99.5,33.55,0.0736,0.67,13.78]
["February",10,"12AM to 1AM",0,"February 10, 2019 0:00","2019-02-10",73.9,68.5,{"v":66,"d":"66.0"},96.3,{"v":32.8,"d":"32.80"},0.0737,0.64,13.75]
["February",10,"1AM to 2AM",1,{"$f":"A969&\" \"&B969&\", \"&$D$5&\" \"&D969&\":00\"","v":"February 10, 2019 1:00"},{"$f":"DATEVALUE(E969)+TIMEVALUE(E969)","v":"2019-02-10T01:00:00"},{"v":75,"d":"75.0"},68.8,{"v":66,"d":"66.0"},96.3,33.06,0.0736,0.64,13.78]
["February",10,"2AM to 3AM",{"$f":"IF(D969+1>23,0,D969+1)","v":2},"February 10, 2019 2:00","2019-02-10T02:00:00",{"v":75,"d":"75.0"},68.8,{"v":66,"d":"66.0"},96.3,33.06,0.0736,0.64,13.78]
["February",10,"3AM to 4AM",3,"February 10, 2019 3:00","2019-02-10T03:00:00",{"v":70,"d":"70.0"},69.4,69.1,107.3,33.54,0.0742,0.72,13.68]
["February",10,"4AM to 5AM",4,"February 10, 2019 4:00","2019-02-10T04:00:00",{"v":70,"d":"70.0"},68.6,{"v":68,"d":"68.0"},103.3,32.91,0.0742,0.69,13.67]
["February",10,"5AM to 6AM",5,"February 10, 2019 5:00","2019-02-10T05:00:00",{"v":70,"d":"70.0"},68.6,{"v":68,"d":"68.0"},103.3,32.91,0.0742,0.69,13.67]
["February",10,"6AM to 7AM",6,"February 10, 2019 6:00","2019-02-10T06:00:00",{"v":70,"d":"70.0"},66.6,64.9,92.7,31.26,0.0743,0.62,13.63]
["February",10,"7AM to 8AM",7,"February 10, 2019 7:00","2019-02-10T07:00:00",69.1,67.6,66.9,99.5,32.09,0.0744,0.67,13.63]
["February",10,"8AM to 9AM",8,"February 10, 2019 8:00","2019-02-10T08:00:00",{"v":72,"d":"72.0"},68.5,66.9,99.5,{"v":32.8,"d":"32.80"},{"v":0.074,"d":"0.0740"},0.67,13.71]
["February",10,"9AM to 10AM",9,"February 10, 2019 9:00","2019-02-10T09:00:00",{"v":75,"d":"75.0"},68.2,64.9,92.7,{"v":32.5,"d":"32.50"},0.0736,0.62,13.76]
["February",10,"10AM to 11AM",10,"February 10, 2019 10:00","2019-02-10T10:00:00",78.1,67.9,{"v":63,"d":"63.0"},86.4,32.26,0.0732,0.58,13.82]
["February",10,"11AM to 12PM",11,"February 10, 2019 11:00","2019-02-10T11:00:00",{"v":79,"d":"79.0"},67.7,62.1,83.6,32.05,0.0731,0.56,13.84]
["February",10,"12PM to 1PM",12,"February 10, 2019 12:00","2019-02-10T12:00:00",80.1,66.3,{"v":59,"d":"59.0"},74.9,30.94,{"v":0.073,"d":"0.0730"},{"v":0.5,"d":"0.50"},13.84]
["February",10,"1PM to 2PM",13,"February 10, 2019 13:00","2019-02-10T13:00:00",{"v":79,"d":"79.0"},64.9,{"v":57,"d":"57.0"},69.6,29.86,0.0732,0.47,13.79]
["February",10,"2PM to 3PM",14,"February 10, 2019 14:00","2019-02-10T14:00:00",78.1,{"v":64,"d":"64.0"},55.9,66.9,29.21,0.0734,0.45,13.76]
["February",10,"3PM to 4PM",15,"February 10, 2019 15:00","2019-02-10T15:00:00",75.9,62.8,{"v":55,"d":"55.0"},64.7,28.34,0.0737,0.44,{"v":13.7,"d":"13.70"}]
["February",10,"4PM to 5PM",16,"February 10, 2019 16:00","2019-02-10T16:00:00",{"v":75,"d":"75.0"},{"v":61,"d":"61.0"},{"v":52,"d":"52.0"},57.8,27.04,0.0738,0.39,13.66]
["February",10,"5PM to 6PM",17,"February 10, 2019 17:00","2019-02-10T17:00:00",{"v":73,"d":"73.0"},61.3,{"v":54,"d":"54.0"},62.2,27.24,0.0741,0.42,13.62]
["February",10,"6PM to 7PM",18,"February 10, 2019 18:00","2019-02-10T18:00:00",{"v":70,"d":"70.0"},59.7,53.1,60.1,26.18,0.0745,0.41,13.53]
["February",10,"7PM to 8PM",19,"February 10, 2019 19:00","2019-02-10T19:00:00",69.1,59.8,{"v":54,"d":"54.0"},62.2,26.28,0.0746,0.42,13.52]
["February",10,"8PM to 9PM",20,"February 10, 2019 20:00","2019-02-10T20:00:00",69.1,60.4,{"v":55,"d":"55.0"},64.7,26.67,0.0746,0.44,13.53]
["February",10,"9PM to 10PM",21,"February 10, 2019 21:00","2019-02-10T21:00:00",{"v":68,"d":"68.0"},{"v":60,"d":"60.0"},{"v":55,"d":"55.0"},64.7,26.41,0.0748,0.44,{"v":13.5,"d":"13.50"}]
["February",10,"10PM to 11PM",22,"February 10, 2019 22:00","2019-02-10T22:00:00",66.9,60.1,55.9,66.9,26.49,0.0749,0.45,13.48]
["February",10,"11PM to 12AM",23,"February 10, 2019 23:00","2019-02-10T23:00:00",{"v":66,"d":"66.0"},58.7,{"v":54,"d":"54.0"},62.2,25.53,0.0751,0.42,13.44]
["February",11,"12AM to 1AM",0,"February 11, 2019 0:00","2019-02-11",64.9,58.3,{"v":54,"d":"54.0"},62.2,25.27,0.0752,0.42,13.41]
["February",11,"1AM to 2AM",1,"February 11, 2019 1:00","2019-02-11T01:00:00",66.9,{"v":58,"d":"58.0"},{"v":52,"d":"52.0"},57.8,25.06,{"v":0.075,"d":"0.0750"},0.39,13.45]
["February",11,"2AM to 3AM",2,"February 11, 2019 2:00","2019-02-11T02:00:00",64.9,57.2,{"v":52,"d":"52.0"},57.8,24.58,0.0752,0.39,{"v":13.4,"d":"13.40"}]
["February",11,"3AM to 4AM",3,"February 11, 2019 3:00","2019-02-11T03:00:00",{"v":64,"d":"64.0"},56.4,51.1,55.9,24.06,0.0754,0.38,13.37]
["February",11,"4AM to 5AM",4,"February 11, 2019 4:00","2019-02-11T04:00:00",62.1,57.2,{"v":54,"d":"54.0"},62.2,24.57,0.0756,0.42,13.34]
["February",11,"5AM to 6AM",5,"February 11, 2019 5:00","2019-02-11T05:00:00",60.1,56.4,{"v":54,"d":"54.0"},62.2,24.08,0.0759,0.42,13.29]
["February",11,"6AM to 7AM",6,"February 11, 2019 6:00","2019-02-11T06:00:00",62.1,56.7,53.1,60.1,24.25,0.0757,0.41,13.33]
["February",11,"7AM to 8AM",7,"February 11, 2019 7:00","2019-02-11T07:00:00",{"v":64,"d":"64.0"},57.5,53.1,60.1,24.73,0.0754,0.41,13.38]
["February",11,"8AM to 9AM",8,"February 11, 2019 8:00","2019-02-11T08:00:00",{"v":70,"d":"70.0"},58.7,51.1,55.9,25.51,0.0745,0.38,13.52]
["February",11,"9AM to 10AM",9,"February 11, 2019 9:00","2019-02-11T09:00:00",{"v":73,"d":"73.0"},59.8,51.1,55.9,26.25,0.0741,0.38,{"v":13.6,"d":"13.60"}]
["February",11,"10AM to 11AM",10,"February 11, 2019 10:00","2019-02-11T10:00:00",{"v":75,"d":"75.0"},{"v":61,"d":"61.0"},{"v":52,"d":"52.0"},57.8,27.04,0.0738,0.39,13.66]
["February",11,"11AM to 12PM",11,"February 11, 2019 11:00","2019-02-11T11:00:00",{"v":73,"d":"73.0"},59.8,51.1,55.9,26.25,0.0741,0.38,{"v":13.6,"d":"13.60"}]
["February",11,"12PM to 1PM",12,"February 11, 2019 12:00","2019-02-11T12:00:00",{"v":77,"d":"77.0"},61.3,51.1,55.9,27.22,0.0736,0.38,{"v":13.7,"d":"13.70"}]
["February",11,"1PM to 2PM",13,"February 11, 2019 13:00","2019-02-11T13:00:00",{"v":75,"d":"75.0"},61.5,53.1,60.1,27.41,0.0738,0.41,13.66]
["February",11,"2PM to 3PM",14,"February 11, 2019 14:00","2019-02-11T14:00:00",{"v":75,"d":"75.0"},{"v":61,"d":"61.0"},{"v":52,"d":"52.0"},57.8,27.04,0.0738,0.39,13.66]
["February",11,"3PM to 4PM",15,"February 11, 2019 15:00","2019-02-11T15:00:00",{"v":75,"d":"75.0"},61.5,53.1,60.1,27.41,0.0738,0.41,13.66]
["February",11,"4PM to 5PM",16,"February 11, 2019 16:00","2019-02-11T16:00:00",{"v":73,"d":"73.0"},59.8,51.1,55.9,26.25,0.0741,0.38,{"v":13.6,"d":"13.60"}]
["February",11,"5PM to 6PM",17,"February 11, 2019 17:00","2019-02-11T17:00:00",71.1,59.1,51.1,55.9,25.77,0.0744,0.38,13.55]
["February",11,"6PM to 7PM",18,"February 11, 2019 18:00","2019-02-11T18:00:00",{"v":68,"d":"68.0"},{"v":59,"d":"59.0"},53.1,60.1,{"v":25.7,"d":"25.70"},0.0748,0.41,13.48]
["February",11,"7PM to 8PM",19,"February 11, 2019 19:00","2019-02-11T19:00:00",{"v":66,"d":"66.0"},58.7,{"v":54,"d":"54.0"},62.2,25.53,0.0751,0.42,13.44]
["February",11,"8PM to 9PM",20,"February 11, 2019 20:00","2019-02-11T20:00:00",{"v":64,"d":"64.0"},{"v":59,"d":"59.0"},55.9,66.9,25.78,0.0753,0.45,{"v":13.4,"d":"13.40"}]
["February",11,"9PM to 10PM",21,"February 11, 2019 21:00","2019-02-11T21:00:00",{"v":63,"d":"63.0"},58.1,{"v":55,"d":"55.0"},64.7,25.18,0.0755,0.44,13.37]
["February",11,"10PM to 11PM",22,"February 11, 2019 22:00","2019-02-11T22:00:00",62.1,57.8,{"v":55,"d":"55.0"},64.7,24.96,0.0756,0.44,13.35]
["February",11,"11PM to 12AM",23,"February 11, 2019 23:00","2019-02-11T23:00:00",{"v":59,"d":"59.0"},{"v":56,"d":"56.0"},{"v":54,"d":"54.0"},62.2,23.82,0.0761,0.42,13.26]
["February",12,"12AM to 1AM",0,"February 12, 2019 0:00","2019-02-12",{"v":59,"d":"59.0"},{"v":56,"d":"56.0"},{"v":54,"d":"54.0"},62.2,23.82,0.0761,0.42,13.26]
["February",12,"1AM to 2AM",1,"February 12, 2019 1:00","2019-02-12T01:00:00",{"v":57,"d":"57.0"},55.2,{"v":54,"d":"54.0"},62.2,23.34,0.0764,0.42,13.21]
["February",12,"2AM to 3AM",2,"February 12, 2019 2:00","2019-02-12T02:00:00",57.9,55.6,{"v":54,"d":"54.0"},62.2,23.56,0.0762,0.42,13.23]
["February",12,"3AM to 4AM",3,"February 12, 2019 3:00","2019-02-12T03:00:00",57.9,56.2,{"v":55,"d":"55.0"},64.7,23.95,0.0762,0.44,13.24]
["February",12,"4AM to 5AM",4,"February 12, 2019 4:00","2019-02-12T04:00:00",57.9,55.6,{"v":54,"d":"54.0"},62.2,23.56,0.0762,0.42,13.23]
["February",12,"5AM to 6AM",5,"February 12, 2019 5:00","2019-02-12T05:00:00",57.9,55.6,{"v":54,"d":"54.0"},62.2,23.56,0.0762,0.42,13.23]
["February",12,"6AM to 7AM",6,"February 12, 2019 6:00","2019-02-12T06:00:00",55.9,54.8,{"v":54,"d":"54.0"},62.2,23.07,0.0765,0.42,13.18]
["February",12,"7AM to 8AM",7,"February 12, 2019 7:00","2019-02-12T07:00:00",60.1,58.2,{"v":57,"d":"57.0"},69.6,25.24,0.0759,0.47,13.31]
["February",12,"8AM to 9AM",8,"February 12, 2019 8:00","2019-02-12T08:00:00",66.9,60.7,{"v":57,"d":"57.0"},69.6,26.91,0.0749,0.47,13.49]
["February",12,"9AM to 10AM",9,"February 12, 2019 9:00","2019-02-12T09:00:00",{"v":72,"d":"72.0"},61.4,{"v":55,"d":"55.0"},64.7,27.38,0.0742,0.44,{"v":13.6,"d":"13.60"}]
["February",12,"10AM to 11AM",10,"February 12, 2019 10:00","2019-02-12T10:00:00",73.9,62.6,55.9,66.9,{"v":28.2,"d":"28.20"},0.0739,0.45,13.66]
["February",12,"11AM to 12PM",11,"February 12, 2019 11:00","2019-02-12T11:00:00",{"v":75,"d":"75.0"},{"v":63,"d":"63.0"},55.9,66.9,28.47,0.0738,0.45,13.68]
["February",12,"12PM to 1PM",12,"February 12, 2019 12:00","2019-02-12T12:00:00",{"v":75,"d":"75.0"},{"v":64,"d":"64.0"},57.9,{"v":72,"d":"72.0"},29.25,0.0737,0.48,{"v":13.7,"d":"13.70"}]
["February",12,"1PM to 2PM",13,"February 12, 2019 13:00","2019-02-12T13:00:00",{"v":77,"d":"77.0"},64.7,57.9,{"v":72,"d":"72.0"},29.74,0.0735,0.48,13.75]
["February",12,"2PM to 3PM",14,"February 12, 2019 14:00","2019-02-12T14:00:00",{"v":77,"d":"77.0"},64.7,57.9,{"v":72,"d":"72.0"},29.74,0.0735,0.48,13.75]
["February",12,"3PM to 4PM",15,"February 12, 2019 15:00","2019-02-12T15:00:00",75.9,64.9,{"v":59,"d":"59.0"},74.9,29.93,0.0736,{"v":0.5,"d":"0.50"},13.73]
["February",12,"4PM to 5PM",16,"February 12, 2019 16:00","2019-02-12T16:00:00",{"v":75,"d":"75.0"},{"v":64,"d":"64.0"},57.9,{"v":72,"d":"72.0"},29.25,0.0737,0.48,{"v":13.7,"d":"13.70"}]
["February",12,"5PM to 6PM",17,{"$f":"A1033&\" \"&B1033&\", \"&$D$5&\" \"&D1033&\":00\"","v":"February 12, 2019 17:00"},{"$f":"DATEVALUE(E1033)+TIMEVALUE(E1033)","v":"2019-02-12T17:00:00"},{"v":73,"d":"73.0"},63.4,57.9,{"v":72,"d":"72.0"},28.77,{"v":0.074,"d":"0.0740"},0.48,13.65]
["February",12,"6PM to 7PM",{"$f":"IF(D1033+1>23,0,D1033+1)","v":18},"February 12, 2019 18:00","2019-02-12T18:00:00",71.1,63.3,{"v":59,"d":"59.0"},74.9,28.74,0.0743,{"v":0.5,"d":"0.50"},13.61]
["February",12,"7PM to 8PM",19,"February 12, 2019 19:00","2019-02-12T19:00:00",71.1,63.9,60.1,77.8,{"v":29.2,"d":"29.20"},0.0743,0.52,13.62]
["February",12,"8PM to 9PM",20,"February 12, 2019 20:00","2019-02-12T20:00:00",69.1,62.6,{"v":59,"d":"59.0"},74.9,28.25,0.0746,{"v":0.5,"d":"0.50"},13.56]
["February",12,"9PM to 10PM",21,"February 12, 2019 21:00","2019-02-12T21:00:00",{"v":72,"d":"72.0"},65.4,62.1,83.6,30.33,0.0741,0.56,13.66]
["February",12,"10PM to 11PM",22,"February 12, 2019 22:00","2019-02-12T22:00:00",{"v":72,"d":"72.0"},65.4,62.1,83.6,30.33,0.0741,0.56,13.66]
["February",12,"11PM to 12AM",23,"February 12, 2019 23:00","2019-02-12T23:00:00",{"v":72,"d":"72.0"},65.4,62.1,83.6,30.33,0.0741,0.56,13.66]
["February",13,"12AM to 1AM",0,"February 13, 2019 0:00","2019-02-13",{"v":72,"d":"72.0"},{"v":66,"d":"66.0"},{"v":63,"d":"63.0"},86.4,30.76,0.0741,0.58,13.67]
["February",13,"1AM to 2AM",1,"February 13, 2019 1:00","2019-02-13T01:00:00",{"v":72,"d":"72.0"},{"v":66,"d":"66.0"},{"v":63,"d":"63.0"},86.4,30.76,0.0741,0.58,13.67]
["February",13,"2AM to 3AM",2,"February 13, 2019 2:00","2019-02-13T02:00:00",{"v":73,"d":"73.0"},{"v":67,"d":"67.0"},{"v":64,"d":"64.0"},89.8,31.55,0.0739,{"v":0.6,"d":"0.60"},{"v":13.7,"d":"13.70"}]
["February",13,"3AM to 4AM",3,"February 13, 2019 3:00","2019-02-13T03:00:00",{"v":72,"d":"72.0"},67.2,64.9,92.7,31.74,{"v":0.074,"d":"0.0740"},0.62,13.69]
["February",13,"4AM to 5AM",4,"February 13, 2019 4:00","2019-02-13T04:00:00",{"v":73,"d":"73.0"},65.8,62.1,83.6,30.59,0.0739,0.56,13.69]
["February",13,"5AM to 6AM",5,"February 13, 2019 5:00","2019-02-13T05:00:00",73.9,66.6,{"v":63,"d":"63.0"},86.4,31.24,0.0738,0.58,13.72]
["February",13,"6AM to 7AM",6,"February 13, 2019 6:00","2019-02-13T06:00:00",73.9,65.4,{"v":61,"d":"61.0"},80.4,30.31,0.0738,0.54,{"v":13.7,"d":"13.70"}]
["February",13,"7AM to 8AM",7,"February 13, 2019 7:00","2019-02-13T07:00:00",{"v":75,"d":"75.0"},66.4,62.1,83.6,31.08,0.0737,0.56,13.74]
["February",13,"8AM to 9AM",8,"February 13, 2019 8:00","2019-02-13T08:00:00",75.9,67.9,{"v":64,"d":"64.0"},89.8,32.26,0.0735,{"v":0.6,"d":"0.60"},13.78]
["February",13,"9AM to 10AM",9,"February 13, 2019 9:00","2019-02-13T09:00:00",{"v":77,"d":"77.0"},68.8,64.9,92.7,32.98,0.0733,0.62,13.82]
["February",13,"10AM to 11AM",10,"February 13, 2019 10:00","2019-02-13T10:00:00",{"v":79,"d":"79.0"},{"v":70,"d":"70.0"},{"v":66,"d":"66.0"},96.3,34.04,0.0731,0.64,13.88]
["February",13,"11AM to 12PM",11,"February 13, 2019 11:00","2019-02-13T11:00:00",{"v":77,"d":"77.0"},69.4,{"v":66,"d":"66.0"},96.3,33.55,0.0733,0.64,13.83]
["February",13,"12PM to 1PM",12,"February 13, 2019 12:00","2019-02-13T12:00:00",{"v":77,"d":"77.0"},69.4,{"v":66,"d":"66.0"},96.3,33.55,0.0733,0.64,13.83]
["February",13,"1PM to 2PM",13,"February 13, 2019 13:00","2019-02-13T13:00:00",{"v":77,"d":"77.0"},69.4,{"v":66,"d":"66.0"},96.3,33.55,0.0733,0.64,13.83]
["February",13,"2PM to 3PM",14,"February 13, 2019 14:00","2019-02-13T14:00:00",{"v":77,"d":"77.0"},{"v":70,"d":"70.0"},66.9,99.5,34.04,0.0733,0.67,13.84]
["February",13,"3PM to 4PM",15,"February 13, 2019 15:00","2019-02-13T15:00:00",75.9,69.7,66.9,99.5,33.77,0.0734,0.67,13.81]
["February",13,"4PM to 5PM",16,"February 13, 2019 16:00","2019-02-13T16:00:00",{"v":73,"d":"73.0"},70.3,69.1,107.3,34.29,0.0738,0.72,13.76]
["February",13,"5PM to 6PM",17,"February 13, 2019 17:00","2019-02-13T17:00:00",{"v":73,"d":"73.0"},70.3,69.1,107.3,34.29,0.0738,0.72,13.76]
["February",13,"6PM to 7PM",18,"February 13, 2019 18:00","2019-02-13T18:00:00",71.1,70.3,{"v":70,"d":"70.0"},110.8,34.34,0.0741,0.74,13.72]
["February",13,"7PM to 8PM",19,"February 13, 2019 19:00","2019-02-13T19:00:00",{"v":70,"d":"70.0"},69.4,69.1,107.3,33.54,0.0742,0.72,13.68]
["February",13,"8PM to 9PM",20,"February 13, 2019 20:00","2019-02-13T20:00:00",{"v":72,"d":"72.0"},69.2,{"v":68,"d":"68.0"},103.3,{"v":33.4,"d":"33.40"},{"v":0.074,"d":"0.0740"},0.69,13.72]
["February",13,"9PM to 10PM",21,"February 13, 2019 21:00","2019-02-13T21:00:00",69.1,68.3,{"v":68,"d":"68.0"},103.3,32.69,0.0744,0.69,13.64]
["February",13,"10PM to 11PM",22,"February 13, 2019 22:00","2019-02-13T22:00:00",{"v":68,"d":"68.0"},67.3,66.9,99.5,31.82,0.0746,0.67,{"v":13.6,"d":"13.60"}]
["February",13,"11PM to 12AM",23,"February 13, 2019 23:00","2019-02-13T23:00:00",{"v":68,"d":"68.0"},67.3,66.9,99.5,31.82,0.0746,0.67,{"v":13.6,"d":"13.60"}]
["February",14,"12AM to 1AM",0,"February 14, 2019 0:00","2019-02-14",{"v":68,"d":"68.0"},{"v":68,"d":"68.0"},{"v":68,"d":"68.0"},103.3,32.43,0.0745,0.69,13.62]
["February",14,"1AM to 2AM",1,"February 14, 2019 1:00","2019-02-14T01:00:00",69.1,69.1,69.1,107.3,33.32,0.0744,0.72,13.66]
["February",14,"2AM to 3AM",2,"February 14, 2019 2:00","2019-02-14T02:00:00",69.1,69.1,69.1,107.3,33.32,0.0744,0.72,13.66]
["February",14,"3AM to 4AM",3,"February 14, 2019 3:00","2019-02-14T03:00:00",69.1,68.3,{"v":68,"d":"68.0"},103.3,32.69,0.0744,0.69,13.64]
["February",14,"4AM to 5AM",4,"February 14, 2019 4:00","2019-02-14T04:00:00",{"v":68,"d":"68.0"},{"v":68,"d":"68.0"},{"v":68,"d":"68.0"},103.3,32.43,0.0745,0.69,13.62]
["February",14,"5AM to 6AM",5,"February 14, 2019 5:00","2019-02-14T05:00:00",69.1,68.3,{"v":68,"d":"68.0"},103.3,32.69,0.0744,0.69,13.64]
["February",14,"6AM to 7AM",6,"February 14, 2019 6:00","2019-02-14T06:00:00",69.1,68.3,{"v":68,"d":"68.0"},103.3,32.69,0.0744,0.69,13.64]
["February",14,"7AM to 8AM",7,"February 14, 2019 7:00","2019-02-14T07:00:00",69.1,67.6,66.9,99.5,32.09,0.0744,0.67,13.63]
["February",14,"8AM to 9AM",8,"February 14, 2019 8:00","2019-02-14T08:00:00",{"v":70,"d":"70.0"},67.9,66.9,99.5,32.31,0.0743,0.67,13.66]
["February",14,"9AM to 10AM",9,"February 14, 2019 9:00","2019-02-14T09:00:00",{"v":73,"d":"73.0"},68.8,66.9,99.5,33.06,0.0738,0.67,13.73]
["February",14,"10AM to 11AM",10,"February 14, 2019 10:00","2019-02-14T10:00:00",{"v":75,"d":"75.0"},69.4,66.9,99.5,33.55,0.0736,0.67,13.78]
["February",14,"11AM to 12PM",11,"February 14, 2019 11:00","2019-02-14T11:00:00",75.9,70.4,{"v":68,"d":"68.0"},103.3,34.38,0.0734,0.69,13.82]
["February",14,"12PM to 1PM",12,"February 14, 2019 12:00","2019-02-14T12:00:00",{"v":77,"d":"77.0"},70.7,{"v":68,"d":"68.0"},103.3,34.64,0.0733,0.69,13.85]
["February",14,"1PM to 2PM",13,"February 14, 2019 13:00","2019-02-14T13:00:00",75.9,69.7,66.9,99.5,33.77,0.0734,0.67,13.81]
["February",14,"2PM to 3PM",14,"February 14, 2019 14:00","2019-02-14T14:00:00",75.9,69.1,{"v":66,"d":"66.0"},96.3,33.29,0.0735,0.64,{"v":13.8,"d":"13.80"}]
["February",14,"3PM to 4PM",15,"February 14, 2019 15:00","2019-02-14T15:00:00",{"v":75,"d":"75.0"},68.2,64.9,92.7,{"v":32.5,"d":"32.50"},0.0736,0.62,13.76]
["February",14,"4PM to 5PM",16,"February 14, 2019 16:00","2019-02-14T16:00:00",73.9,69.8,{"v":68,"d":"68.0"},103.3,33.89,0.0737,0.69,13.77]
["February",14,"5PM to 6PM",17,"February 14, 2019 17:00","2019-02-14T17:00:00",73.9,69.1,66.9,99.5,33.29,0.0737,0.67,13.76]
["February",14,"6PM to 7PM",18,"February 14, 2019 18:00","2019-02-14T18:00:00",{"v":72,"d":"72.0"},66.6,{"v":64,"d":"64.0"},89.8,31.29,0.0741,{"v":0.6,"d":"0.60"},13.68]
["February",14,"7PM to 8PM",19,"February 14, 2019 19:00","2019-02-14T19:00:00",71.1,65.7,{"v":63,"d":"63.0"},86.4,30.53,0.0742,0.58,13.64]
["February",14,"8PM to 9PM",20,"February 14, 2019 20:00","2019-02-14T20:00:00",69.1,65.7,{"v":64,"d":"64.0"},89.8,30.58,0.0745,{"v":0.6,"d":"0.60"},{"v":13.6,"d":"13.60"}]
["February",14,"9PM to 10PM",21,"February 14, 2019 21:00","2019-02-14T21:00:00",{"v":68,"d":"68.0"},65.4,{"v":64,"d":"64.0"},89.8,30.31,0.0746,{"v":0.6,"d":"0.60"},13.57]
["February",14,"10PM to 11PM",22,"February 14, 2019 22:00","2019-02-14T22:00:00",66.9,64.3,{"v":63,"d":"63.0"},86.4,29.52,0.0748,0.58,13.54]
["February",14,"11PM to 12AM",23,"February 14, 2019 23:00","2019-02-14T23:00:00",{"v":66,"d":"66.0"},64.7,{"v":64,"d":"64.0"},89.8,29.83,0.0749,{"v":0.6,"d":"0.60"},13.52]
["February",15,"12AM to 1AM",0,"February 15, 2019 0:00","2019-02-15",{"v":66,"d":"66.0"},64.7,{"v":64,"d":"64.0"},89.8,29.83,0.0749,{"v":0.6,"d":"0.60"},13.52]
["February",15,"1AM to 2AM",1,"February 15, 2019 1:00","2019-02-15T01:00:00",{"v":66,"d":"66.0"},{"v":64,"d":"64.0"},{"v":63,"d":"63.0"},86.4,{"v":29.3,"d":"29.30"},0.0749,0.58,13.51]
["February",15,"2AM to 3AM",2,"February 15, 2019 2:00","2019-02-15T02:00:00",{"v":64,"d":"64.0"},62.7,62.1,83.6,28.38,0.0752,0.56,13.45]
["February",15,"3AM to 4AM",3,"February 15, 2019 3:00","2019-02-15T03:00:00",{"v":63,"d":"63.0"},62.4,62.1,83.6,28.12,0.0754,0.56,13.43]
["February",15,"4AM to 5AM",4,"February 15, 2019 4:00","2019-02-15T04:00:00",{"v":63,"d":"63.0"},62.4,62.1,83.6,28.12,0.0754,0.56,13.43]
["February",15,"5AM to 6AM",5,"February 15, 2019 5:00","2019-02-15T05:00:00",62.1,61.4,{"v":61,"d":"61.0"},80.4,{"v":27.4,"d":"27.40"},0.0755,0.54,13.39]
["February",15,"6AM to 7AM",6,"February 15, 2019 6:00","2019-02-15T06:00:00",{"v":63,"d":"63.0"},61.7,{"v":61,"d":"61.0"},80.4,27.62,0.0754,0.54,13.42]
["February",15,"7AM to 8AM",7,"February 15, 2019 7:00","2019-02-15T07:00:00",64.9,63.6,{"v":63,"d":"63.0"},86.4,29.03,0.0751,0.58,13.49]
["February",15,"8AM to 9AM",8,"February 15, 2019 8:00","2019-02-15T08:00:00",{"v":72,"d":"72.0"},66.6,{"v":64,"d":"64.0"},89.8,31.29,0.0741,{"v":0.6,"d":"0.60"},13.68]
["February",15,"9AM to 10AM",9,{"$f":"A1097&\" \"&B1097&\", \"&$D$5&\" \"&D1097&\":00\"","v":"February 15, 2019 9:00"},{"$f":"DATEVALUE(E1097)+TIMEVALUE(E1097)","v":"2019-02-15T09:00:00"},75.9,67.2,{"v":63,"d":"63.0"},86.4,31.73,0.0735,0.58,13.77]
["February",15,"10AM to 11AM",{"$f":"IF(D1097+1>23,0,D1097+1)","v":10},"February 15, 2019 10:00","2019-02-15T10:00:00",78.1,67.4,62.1,83.6,31.83,0.0733,0.56,13.81]
["February",15,"11AM to 12PM",11,"February 15, 2019 11:00","2019-02-15T11:00:00",{"v":79,"d":"79.0"},68.8,{"v":64,"d":"64.0"},89.8,33.01,0.0731,{"v":0.6,"d":"0.60"},13.86]
["February",15,"12PM to 1PM",12,"February 15, 2019 12:00","2019-02-15T12:00:00",80.1,{"v":68,"d":"68.0"},62.1,83.6,32.31,{"v":0.073,"d":"0.0730"},0.56,13.87]
["February",15,"1PM to 2PM",13,"February 15, 2019 13:00","2019-02-15T13:00:00",{"v":79,"d":"79.0"},67.7,62.1,83.6,32.05,0.0731,0.56,13.84]
["February",15,"2PM to 3PM",14,"February 15, 2019 14:00","2019-02-15T14:00:00",{"v":79,"d":"79.0"},69.4,64.9,92.7,33.47,0.0731,0.62,13.87]
["February",15,"3PM to 4PM",15,"February 15, 2019 15:00","2019-02-15T15:00:00",{"v":79,"d":"79.0"},67.7,62.1,83.6,32.05,0.0731,0.56,13.84]
["February",15,"4PM to 5PM",16,"February 15, 2019 16:00","2019-02-15T16:00:00",{"v":77,"d":"77.0"},69.4,{"v":66,"d":"66.0"},96.3,33.55,0.0733,0.64,13.83]
["February",15,"5PM to 6PM",17,"February 15, 2019 17:00","2019-02-15T17:00:00",{"v":75,"d":"75.0"},68.2,64.9,92.7,{"v":32.5,"d":"32.50"},0.0736,0.62,13.76]
["February",15,"6PM to 7PM",18,"February 15, 2019 18:00","2019-02-15T18:00:00",{"v":73,"d":"73.0"},67.5,64.9,92.7,32.01,0.0739,0.62,13.71]
["February",15,"7PM to 8PM",19,"February 15, 2019 19:00","2019-02-15T19:00:00",{"v":73,"d":"73.0"},67.5,64.9,92.7,32.01,0.0739,0.62,13.71]
["February",15,"8PM to 9PM",20,"February 15, 2019 20:00","2019-02-15T20:00:00",{"v":72,"d":"72.0"},67.2,64.9,92.7,31.74,{"v":0.074,"d":"0.0740"},0.62,13.69]
["February",15,"9PM to 10PM",21,"February 15, 2019 21:00","2019-02-15T21:00:00",69.1,66.3,64.9,92.7,31.04,0.0744,0.62,13.61]
["February",15,"10PM to 11PM",22,"February 15, 2019 22:00","2019-02-15T22:00:00",69.1,{"v":67,"d":"67.0"},{"v":66,"d":"66.0"},96.3,{"v":31.6,"d":"31.60"},0.0744,0.64,13.62]
["February",15,"11PM to 12AM",23,"February 15, 2019 23:00","2019-02-15T23:00:00",{"v":68,"d":"68.0"},66.7,{"v":66,"d":"66.0"},96.3,31.34,0.0746,0.64,13.59]
["February",16,"12AM to 1AM",0,"February 16, 2019 0:00","2019-02-16",{"v":68,"d":"68.0"},67.3,66.9,99.5,31.82,0.0746,0.67,{"v":13.6,"d":"13.60"}]
["February",16,"1AM to 2AM",1,"February 16, 2019 1:00","2019-02-16T01:00:00",69.1,67.6,66.9,99.5,32.09,0.0744,0.67,13.63]
["February",16,"2AM to 3AM",2,"February 16, 2019 2:00","2019-02-16T02:00:00",69.1,67.6,66.9,99.5,32.09,0.0744,0.67,13.63]
["February",16,"3AM to 4AM",3,"February 16, 2019 3:00","2019-02-16T03:00:00",{"v":68,"d":"68.0"},{"v":68,"d":"68.0"},{"v":68,"d":"68.0"},103.3,32.43,0.0745,0.69,13.62]
["February",16,"4AM to 5AM",4,"February 16, 2019 4:00","2019-02-16T04:00:00",{"v":68,"d":"68.0"},{"v":68,"d":"68.0"},{"v":68,"d":"68.0"},103.3,32.43,0.0745,0.69,13.62]
["February",16,"5AM to 6AM",5,"February 16, 2019 5:00","2019-02-16T05:00:00",69.1,69.1,69.1,107.3,33.32,0.0744,0.72,13.66]
["February",16,"6AM to 7AM",6,"February 16, 2019 6:00","2019-02-16T06:00:00",{"v":70,"d":"70.0"},69.4,69.1,107.3,33.54,0.0742,0.72,13.68]
["February",16,"7AM to 8AM",7,"February 16, 2019 7:00","2019-02-16T07:00:00",71.1,70.3,{"v":70,"d":"70.0"},110.8,34.34,0.0741,0.74,13.72]
["February",16,"8AM to 9AM",8,"February 16, 2019 8:00","2019-02-16T08:00:00",75.9,72.5,71.1,{"v":115,"d":"115.0"},36.21,0.0734,0.77,13.86]
["February",16,"9AM to 10AM",9,"February 16, 2019 9:00","2019-02-16T09:00:00",{"v":79,"d":"79.0"},73.3,71.1,{"v":115,"d":"115.0"},36.96,0.0729,0.77,13.94]
["February",16,"10AM to 11AM",10,"February 16, 2019 10:00","2019-02-16T10:00:00",78.1,73.7,{"v":72,"d":"72.0"},118.7,37.32,{"v":0.073,"d":"0.0730"},0.79,13.92]
["February",16,"11AM to 12PM",11,"February 16, 2019 11:00","2019-02-16T11:00:00",78.1,73.1,71.1,{"v":115,"d":"115.0"},36.74,0.0731,0.77,13.91]
["February",16,"12PM to 1PM",12,"February 16, 2019 12:00","2019-02-16T12:00:00",{"v":79,"d":"79.0"},74.7,{"v":73,"d":"73.0"},123.2,38.25,0.0729,0.82,13.96]
["February",16,"1PM to 2PM",13,"February 16, 2019 13:00","2019-02-16T13:00:00",80.1,74.2,{"v":72,"d":"72.0"},118.7,37.81,0.0728,0.79,13.97]
["February",16,"2PM to 3PM",14,"February 16, 2019 14:00","2019-02-16T14:00:00",82.9,{"v":75,"d":"75.0"},{"v":72,"d":"72.0"},118.7,38.52,0.0724,0.79,14.05]
["February",16,"3PM to 4PM",15,"February 16, 2019 15:00","2019-02-16T15:00:00",75.9,73.8,{"v":73,"d":"73.0"},123.2,37.49,0.0733,0.82,13.88]
["February",16,"4PM to 5PM",16,"February 16, 2019 16:00","2019-02-16T16:00:00",73.9,73.3,{"v":73,"d":"73.0"},123.2,{"v":37,"d":"37.00"},0.0736,0.82,13.83]
["February",16,"5PM to 6PM",17,"February 16, 2019 17:00","2019-02-16T17:00:00",75.9,74.5,73.9,127.1,{"v":38.1,"d":"38.10"},0.0733,0.85,13.89]
["February",16,"6PM to 7PM",18,"February 16, 2019 18:00","2019-02-16T18:00:00",{"v":75,"d":"75.0"},73.6,{"v":73,"d":"73.0"},123.2,37.27,0.0734,0.82,13.86]
["February",16,"7PM to 8PM",19,"February 16, 2019 19:00","2019-02-16T19:00:00",{"v":75,"d":"75.0"},73.6,{"v":73,"d":"73.0"},123.2,37.27,0.0734,0.82,13.86]
["February",16,"8PM to 9PM",20,"February 16, 2019 20:00","2019-02-16T20:00:00",{"v":75,"d":"75.0"},73.6,{"v":73,"d":"73.0"},123.2,37.27,0.0734,0.82,13.86]
["February",16,"9PM to 10PM",21,"February 16, 2019 21:00","2019-02-16T21:00:00",{"v":75,"d":"75.0"},73.6,{"v":73,"d":"73.0"},123.2,37.27,0.0734,0.82,13.86]
["February",16,"10PM to 11PM",22,"February 16, 2019 22:00","2019-02-16T22:00:00",{"v":75,"d":"75.0"},72.8,{"v":72,"d":"72.0"},118.7,36.56,0.0735,0.79,13.84]
["February",16,"11PM to 12AM",23,"February 16, 2019 23:00","2019-02-16T23:00:00",{"v":75,"d":"75.0"},73.6,{"v":73,"d":"73.0"},123.2,37.27,0.0734,0.82,13.86]
["February",17,"12AM to 1AM",0,"February 17, 2019 0:00","2019-02-17",75.9,73.8,{"v":73,"d":"73.0"},123.2,37.49,0.0733,0.82,13.88]
["February",17,"1AM to 2AM",1,"February 17, 2019 1:00","2019-02-17T01:00:00",75.9,73.1,{"v":72,"d":"72.0"},118.7,36.78,0.0733,0.79,13.87]
["February",17,"2AM to 3AM",2,"February 17, 2019 2:00","2019-02-17T02:00:00",75.9,73.1,{"v":72,"d":"72.0"},118.7,36.78,0.0733,0.79,13.87]
["February",17,"3AM to 4AM",3,"February 17, 2019 3:00","2019-02-17T03:00:00",{"v":75,"d":"75.0"},72.8,{"v":72,"d":"72.0"},118.7,36.56,0.0735,0.79,13.84]
["February",17,"4AM to 5AM",4,"February 17, 2019 4:00","2019-02-17T04:00:00",75.9,73.1,{"v":72,"d":"72.0"},118.7,36.78,0.0733,0.79,13.87]
["February",17,"5AM to 6AM",5,"February 17, 2019 5:00","2019-02-17T05:00:00",75.9,73.1,{"v":72,"d":"72.0"},118.7,36.78,0.0733,0.79,13.87]
["February",17,"6AM to 7AM",6,"February 17, 2019 6:00","2019-02-17T06:00:00",75.9,73.1,{"v":72,"d":"72.0"},118.7,36.78,0.0733,0.79,13.87]
["February",17,"7AM to 8AM",7,"February 17, 2019 7:00","2019-02-17T07:00:00",75.9,73.1,{"v":72,"d":"72.0"},118.7,36.78,0.0733,0.79,13.87]
["February",17,"8AM to 9AM",8,"February 17, 2019 8:00","2019-02-17T08:00:00",{"v":77,"d":"77.0"},73.4,{"v":72,"d":"72.0"},118.7,37.05,0.0732,0.79,{"v":13.9,"d":"13.90"}]
["February",17,"9AM to 10AM",9,"February 17, 2019 9:00","2019-02-17T09:00:00",78.1,74.4,{"v":73,"d":"73.0"},123.2,38.02,{"v":0.073,"d":"0.0730"},0.82,13.94]
["February",17,"10AM to 11AM",10,"February 17, 2019 10:00","2019-02-17T10:00:00",{"v":79,"d":"79.0"},73.9,{"v":72,"d":"72.0"},118.7,37.54,0.0729,0.79,13.95]
["February",17,"11AM to 12PM",11,"February 17, 2019 11:00","2019-02-17T11:00:00",{"v":79,"d":"79.0"},74.7,{"v":73,"d":"73.0"},123.2,38.25,0.0729,0.82,13.96]
["February",17,"12PM to 1PM",12,"February 17, 2019 12:00","2019-02-17T12:00:00",80.1,{"v":75,"d":"75.0"},{"v":73,"d":"73.0"},123.2,38.52,0.0727,0.82,13.99]
["February",17,"1PM to 2PM",13,"February 17, 2019 13:00","2019-02-17T13:00:00",80.1,{"v":75,"d":"75.0"},{"v":73,"d":"73.0"},123.2,38.52,0.0727,0.82,13.99]
["February",17,"2PM to 3PM",14,"February 17, 2019 14:00","2019-02-17T14:00:00",{"v":81,"d":"81.0"},75.2,{"v":73,"d":"73.0"},123.2,38.74,0.0726,0.82,14.01]
["February",17,"3PM to 4PM",15,"February 17, 2019 15:00","2019-02-17T15:00:00",80.1,{"v":75,"d":"75.0"},{"v":73,"d":"73.0"},123.2,38.52,0.0727,0.82,13.99]
["February",17,"4PM to 5PM",16,"February 17, 2019 16:00","2019-02-17T16:00:00",{"v":79,"d":"79.0"},74.7,{"v":73,"d":"73.0"},123.2,38.25,0.0729,0.82,13.96]
["February",17,"5PM to 6PM",17,"February 17, 2019 17:00","2019-02-17T17:00:00",78.1,74.4,{"v":73,"d":"73.0"},123.2,38.02,{"v":0.073,"d":"0.0730"},0.82,13.94]
["February",17,"6PM to 7PM",18,"February 17, 2019 18:00","2019-02-17T18:00:00",75.9,73.8,{"v":73,"d":"73.0"},123.2,37.49,0.0733,0.82,13.88]
["February",17,"7PM to 8PM",19,"February 17, 2019 19:00","2019-02-17T19:00:00",75.9,73.8,{"v":73,"d":"73.0"},123.2,37.49,0.0733,0.82,13.88]
["February",17,"8PM to 9PM",20,"February 17, 2019 20:00","2019-02-17T20:00:00",{"v":75,"d":"75.0"},74.2,73.9,127.1,37.88,0.0734,0.85,13.87]
["February",17,"9PM to 10PM",21,"February 17, 2019 21:00","2019-02-17T21:00:00",75.9,74.5,73.9,127.1,{"v":38.1,"d":"38.10"},0.0733,0.85,13.89]
["February",17,"10PM to 11PM",22,"February 17, 2019 22:00","2019-02-17T22:00:00",75.9,74.5,73.9,127.1,{"v":38.1,"d":"38.10"},0.0733,0.85,13.89]
["February",17,"11PM to 12AM",23,"February 17, 2019 23:00","2019-02-17T23:00:00",75.9,73.8,{"v":73,"d":"73.0"},123.2,37.49,0.0733,0.82,13.88]
["February",18,"12AM to 1AM",0,"February 18, 2019 0:00","2019-02-18",{"v":75,"d":"75.0"},74.2,73.9,127.1,37.88,0.0734,0.85,13.87]
["February",18,"1AM to 2AM",1,{"$f":"A1161&\" \"&B1161&\", \"&$D$5&\" \"&D1161&\":00\"","v":"February 18, 2019 1:00"},{"$f":"DATEVALUE(E1161)+TIMEVALUE(E1161)","v":"2019-02-18T01:00:00"},{"v":75,"d":"75.0"},74.2,73.9,127.1,37.88,0.0734,0.85,13.87]
["February",18,"2AM to 3AM",{"$f":"IF(D1161+1>23,0,D1161+1)","v":2},"February 18, 2019 2:00","2019-02-18T02:00:00",{"v":75,"d":"75.0"},73.6,{"v":73,"d":"73.0"},123.2,37.27,0.0734,0.82,13.86]
["February",18,"3AM to 4AM",3,"February 18, 2019 3:00","2019-02-18T03:00:00",75.9,73.8,{"v":73,"d":"73.0"},123.2,37.49,0.0733,0.82,13.88]
["February",18,"4AM to 5AM",4,"February 18, 2019 4:00","2019-02-18T04:00:00",{"v":75,"d":"75.0"},73.6,{"v":73,"d":"73.0"},123.2,37.27,0.0734,0.82,13.86]
["February",18,"5AM to 6AM",5,"February 18, 2019 5:00","2019-02-18T05:00:00",{"v":75,"d":"75.0"},73.6,{"v":73,"d":"73.0"},123.2,37.27,0.0734,0.82,13.86]
["February",18,"6AM to 7AM",6,"February 18, 2019 6:00","2019-02-18T06:00:00",{"v":75,"d":"75.0"},73.6,{"v":73,"d":"73.0"},123.2,37.27,0.0734,0.82,13.86]
["February",18,"7AM to 8AM",7,"February 18, 2019 7:00","2019-02-18T07:00:00",75.9,73.8,{"v":73,"d":"73.0"},123.2,37.49,0.0733,0.82,13.88]
["February",18,"8AM to 9AM",8,"February 18, 2019 8:00","2019-02-18T08:00:00",78.1,74.4,{"v":73,"d":"73.0"},123.2,38.02,{"v":0.073,"d":"0.0730"},0.82,13.94]
["February",18,"9AM to 10AM",9,"February 18, 2019 9:00","2019-02-18T09:00:00",{"v":79,"d":"79.0"},74.7,{"v":73,"d":"73.0"},123.2,38.25,0.0729,0.82,13.96]
["February",18,"10AM to 11AM",10,"February 18, 2019 10:00","2019-02-18T10:00:00",80.1,75.6,73.9,127.1,39.13,0.0727,0.85,{"v":14,"d":"14.00"}]
["February",18,"11AM to 12PM",11,"February 18, 2019 11:00","2019-02-18T11:00:00",75.9,74.5,73.9,127.1,{"v":38.1,"d":"38.10"},0.0733,0.85,13.89]
["February",18,"12PM to 1PM",12,"February 18, 2019 12:00","2019-02-18T12:00:00",{"v":79,"d":"79.0"},74.7,{"v":73,"d":"73.0"},123.2,38.25,0.0729,0.82,13.96]
["February",18,"1PM to 2PM",13,"February 18, 2019 13:00","2019-02-18T13:00:00",{"v":82,"d":"82.0"},76.1,73.9,127.1,39.62,0.0725,0.85,14.05]
["February",18,"2PM to 3PM",14,"February 18, 2019 14:00","2019-02-18T14:00:00",{"v":82,"d":"82.0"},76.1,73.9,127.1,39.62,0.0725,0.85,14.05]
["February",18,"3PM to 4PM",15,"February 18, 2019 15:00","2019-02-18T15:00:00",{"v":82,"d":"82.0"},76.1,73.9,127.1,39.62,0.0725,0.85,14.05]
["February",18,"4PM to 5PM",16,"February 18, 2019 16:00","2019-02-18T16:00:00",{"v":81,"d":"81.0"},75.2,{"v":73,"d":"73.0"},123.2,38.74,0.0726,0.82,14.01]
["February",18,"5PM to 6PM",17,"February 18, 2019 17:00","2019-02-18T17:00:00",78.1,74.4,{"v":73,"d":"73.0"},123.2,38.02,{"v":0.073,"d":"0.0730"},0.82,13.94]
["February",18,"6PM to 7PM",18,"February 18, 2019 18:00","2019-02-18T18:00:00",{"v":75,"d":"75.0"},72.8,{"v":72,"d":"72.0"},118.7,36.56,0.0735,0.79,13.84]
["February",18,"7PM to 8PM",19,"February 18, 2019 19:00","2019-02-18T19:00:00",{"v":75,"d":"75.0"},73.6,{"v":73,"d":"73.0"},123.2,37.27,0.0734,0.82,13.86]
["February",18,"8PM to 9PM",20,"February 18, 2019 20:00","2019-02-18T20:00:00",{"v":75,"d":"75.0"},72.8,{"v":72,"d":"72.0"},118.7,36.56,0.0735,0.79,13.84]
["February",18,"9PM to 10PM",21,"February 18, 2019 21:00","2019-02-18T21:00:00",73.9,71.9,71.1,{"v":115,"d":"115.0"},35.72,0.0736,0.77,13.81]
["February",18,"10PM to 11PM",22,"February 18, 2019 22:00","2019-02-18T22:00:00",{"v":73,"d":"73.0"},71.6,71.1,{"v":115,"d":"115.0"},{"v":35.5,"d":"35.50"},0.0738,0.77,13.78]
["February",18,"11PM to 12AM",23,"February 18, 2019 23:00","2019-02-18T23:00:00",{"v":72,"d":"72.0"},71.3,71.1,{"v":115,"d":"115.0"},35.23,0.0739,0.77,13.75]
["February",19,"12AM to 1AM",0,"February 19, 2019 0:00","2019-02-19",71.1,70.3,{"v":70,"d":"70.0"},110.8,34.34,0.0741,0.74,13.72]
["February",19,"1AM to 2AM",1,"February 19, 2019 1:00","2019-02-19T01:00:00",{"v":70,"d":"70.0"},69.4,69.1,107.3,33.54,0.0742,0.72,13.68]
["February",19,"2AM to 3AM",2,"February 19, 2019 2:00","2019-02-19T02:00:00",69.1,69.1,69.1,107.3,33.32,0.0744,0.72,13.66]
["February",19,"3AM to 4AM",3,"February 19, 2019 3:00","2019-02-19T03:00:00",{"v":68,"d":"68.0"},{"v":68,"d":"68.0"},{"v":68,"d":"68.0"},103.3,32.43,0.0745,0.69,13.62]
["February",19,"4AM to 5AM",4,"February 19, 2019 4:00","2019-02-19T04:00:00",{"v":68,"d":"68.0"},67.3,66.9,99.5,31.82,0.0746,0.67,{"v":13.6,"d":"13.60"}]
["February",19,"5AM to 6AM",5,"February 19, 2019 5:00","2019-02-19T05:00:00",66.9,66.3,{"v":66,"d":"66.0"},96.3,31.07,0.0747,0.64,13.57]
["February",19,"6AM to 7AM",6,"February 19, 2019 6:00","2019-02-19T06:00:00",{"v":66,"d":"66.0"},65.3,64.9,92.7,30.28,0.0749,0.62,13.53]
["February",19,"7AM to 8AM",7,"February 19, 2019 7:00","2019-02-19T07:00:00",69.1,67.6,66.9,99.5,32.09,0.0744,0.67,13.63]
["February",19,"8AM to 9AM",8,"February 19, 2019 8:00","2019-02-19T08:00:00",73.9,69.1,66.9,99.5,33.29,0.0737,0.67,13.76]
["February",19,"9AM to 10AM",9,"February 19, 2019 9:00","2019-02-19T09:00:00",{"v":79,"d":"79.0"},70.6,66.9,99.5,34.53,{"v":0.073,"d":"0.0730"},0.67,13.89]
["February",19,"10AM to 11AM",10,"February 19, 2019 10:00","2019-02-19T10:00:00",{"v":84,"d":"84.0"},72.1,66.9,99.5,35.77,0.0724,0.67,14.02]
["February",19,"11AM to 12PM",11,"February 19, 2019 11:00","2019-02-19T11:00:00",{"v":82,"d":"82.0"},72.9,69.1,107.3,36.51,0.0726,0.72,13.99]
["February",19,"12PM to 1PM",12,"February 19, 2019 12:00","2019-02-19T12:00:00",{"v":82,"d":"82.0"},74.1,71.1,{"v":115,"d":"115.0"},37.72,0.0725,0.77,14.01]
["February",19,"1PM to 2PM",13,"February 19, 2019 13:00","2019-02-19T13:00:00",82.9,{"v":75,"d":"75.0"},{"v":72,"d":"72.0"},118.7,38.52,0.0724,0.79,14.05]
["February",19,"2PM to 3PM",14,"February 19, 2019 14:00","2019-02-19T14:00:00",{"v":81,"d":"81.0"},73.9,71.1,{"v":115,"d":"115.0"},37.45,0.0727,0.77,13.99]
["February",19,"3PM to 4PM",15,"February 19, 2019 15:00","2019-02-19T15:00:00",80.1,73.6,71.1,{"v":115,"d":"115.0"},37.23,0.0728,0.77,13.96]
["February",19,"4PM to 5PM",16,"February 19, 2019 16:00","2019-02-19T16:00:00",{"v":79,"d":"79.0"},72.6,{"v":70,"d":"70.0"},110.8,{"v":36.3,"d":"36.30"},{"v":0.073,"d":"0.0730"},0.74,13.92]
["February",19,"5PM to 6PM",17,"February 19, 2019 17:00","2019-02-19T17:00:00",{"v":77,"d":"77.0"},{"v":72,"d":"72.0"},{"v":70,"d":"70.0"},110.8,35.81,0.0732,0.74,13.87]
["February",19,"6PM to 7PM",18,"February 19, 2019 18:00","2019-02-19T18:00:00",{"v":75,"d":"75.0"},71.5,{"v":70,"d":"70.0"},110.8,35.32,0.0735,0.74,13.82]
["February",19,"7PM to 8PM",19,"February 19, 2019 19:00","2019-02-19T19:00:00",73.9,70.5,69.1,107.3,34.52,0.0737,0.72,13.78]
["February",19,"8PM to 9PM",20,"February 19, 2019 20:00","2019-02-19T20:00:00",{"v":72,"d":"72.0"},69.9,69.1,107.3,34.03,0.0739,0.72,13.73]
["February",19,"9PM to 10PM",21,"February 19, 2019 21:00","2019-02-19T21:00:00",71.1,68.9,{"v":68,"d":"68.0"},103.3,33.18,0.0741,0.69,13.69]
["February",19,"10PM to 11PM",22,"February 19, 2019 22:00","2019-02-19T22:00:00",71.1,68.9,{"v":68,"d":"68.0"},103.3,33.18,0.0741,0.69,13.69]
["February",19,"11PM to 12AM",23,"February 19, 2019 23:00","2019-02-19T23:00:00",71.1,68.2,66.9,99.5,32.58,0.0741,0.67,13.68]
["February",20,"12AM to 1AM",0,"February 20, 2019 0:00","2019-02-20",69.1,67.6,66.9,99.5,32.09,0.0744,0.67,13.63]
["February",20,"1AM to 2AM",1,"February 20, 2019 1:00","2019-02-20T01:00:00",69.1,67.6,66.9,99.5,32.09,0.0744,0.67,13.63]
["February",20,"2AM to 3AM",2,"February 20, 2019 2:00","2019-02-20T02:00:00",{"v":68,"d":"68.0"},66.7,{"v":66,"d":"66.0"},96.3,31.34,0.0746,0.64,13.59]
["February",20,"3AM to 4AM",3,"February 20, 2019 3:00","2019-02-20T03:00:00",{"v":68,"d":"68.0"},65.9,64.9,92.7,30.77,0.0746,0.62,13.58]
["February",20,"4AM to 5AM",4,"February 20, 2019 4:00","2019-02-20T04:00:00",{"v":66,"d":"66.0"},64.7,{"v":64,"d":"64.0"},89.8,29.83,0.0749,{"v":0.6,"d":"0.60"},13.52]
["February",20,"5AM to 6AM",5,"February 20, 2019 5:00","2019-02-20T05:00:00",{"v":66,"d":"66.0"},64.7,{"v":64,"d":"64.0"},89.8,29.83,0.0749,{"v":0.6,"d":"0.60"},13.52]
["February",20,"6AM to 7AM",6,"February 20, 2019 6:00","2019-02-20T06:00:00",{"v":66,"d":"66.0"},{"v":64,"d":"64.0"},{"v":63,"d":"63.0"},86.4,{"v":29.3,"d":"29.30"},0.0749,0.58,13.51]
["February",20,"7AM to 8AM",7,"February 20, 2019 7:00","2019-02-20T07:00:00",69.1,66.3,64.9,92.7,31.04,0.0744,0.62,13.61]
["February",20,"8AM to 9AM",8,"February 20, 2019 8:00","2019-02-20T08:00:00",{"v":75,"d":"75.0"},69.4,66.9,99.5,33.55,0.0736,0.67,13.78]
["February",20,"9AM to 10AM",9,"February 20, 2019 9:00","2019-02-20T09:00:00",80.1,71.6,{"v":68,"d":"68.0"},103.3,{"v":35.4,"d":"35.40"},0.0729,0.69,13.93]
["February",20,"10AM to 11AM",10,"February 20, 2019 10:00","2019-02-20T10:00:00",{"v":81,"d":"81.0"},72.5,69.1,107.3,36.25,0.0727,0.72,13.96]
["February",20,"11AM to 12PM",11,"February 20, 2019 11:00","2019-02-20T11:00:00",{"v":81,"d":"81.0"},73.1,{"v":70,"d":"70.0"},110.8,36.79,0.0727,0.74,13.97]
["February",20,"12PM to 1PM",12,"February 20, 2019 12:00","2019-02-20T12:00:00",{"v":82,"d":"82.0"},73.4,{"v":70,"d":"70.0"},110.8,37.05,0.0726,0.74,{"v":14,"d":"14.00"}]
["February",20,"1PM to 2PM",13,"February 20, 2019 13:00","2019-02-20T13:00:00",{"v":82,"d":"82.0"},73.4,{"v":70,"d":"70.0"},110.8,37.05,0.0726,0.74,{"v":14,"d":"14.00"}]
["February",20,"2PM to 3PM",14,"February 20, 2019 14:00","2019-02-20T14:00:00",{"v":82,"d":"82.0"},74.7,{"v":72,"d":"72.0"},118.7,{"v":38.3,"d":"38.30"},0.0725,0.79,14.03]
["February",20,"3PM to 4PM",15,"February 20, 2019 15:00","2019-02-20T15:00:00",{"v":82,"d":"82.0"},74.1,71.1,{"v":115,"d":"115.0"},37.72,0.0725,0.77,14.01]
["February",20,"4PM to 5PM",16,"February 20, 2019 16:00","2019-02-20T16:00:00",{"v":79,"d":"79.0"},73.3,71.1,{"v":115,"d":"115.0"},36.96,0.0729,0.77,13.94]
["February",20,"5PM to 6PM",17,{"$f":"A1225&\" \"&B1225&\", \"&$D$5&\" \"&D1225&\":00\"","v":"February 20, 2019 17:00"},{"$f":"DATEVALUE(E1225)+TIMEVALUE(E1225)","v":"2019-02-20T17:00:00"},{"v":77,"d":"77.0"},{"v":72,"d":"72.0"},{"v":70,"d":"70.0"},110.8,35.81,0.0732,0.74,13.87]
["February",20,"6PM to 7PM",{"$f":"IF(D1225+1>23,0,D1225+1)","v":18},"February 20, 2019 18:00","2019-02-20T18:00:00",75.9,71.7,{"v":70,"d":"70.0"},110.8,35.54,0.0734,0.74,13.84]
["February",20,"7PM to 8PM",19,"February 20, 2019 19:00","2019-02-20T19:00:00",{"v":75,"d":"75.0"},71.5,{"v":70,"d":"70.0"},110.8,35.32,0.0735,0.74,13.82]
["February",20,"8PM to 9PM",20,"February 20, 2019 20:00","2019-02-20T20:00:00",73.9,69.8,{"v":68,"d":"68.0"},103.3,33.89,0.0737,0.69,13.77]
["February",20,"9PM to 10PM",21,"February 20, 2019 21:00","2019-02-20T21:00:00",{"v":73,"d":"73.0"},69.5,{"v":68,"d":"68.0"},103.3,33.67,0.0738,0.69,13.75]
["February",20,"10PM to 11PM",22,"February 20, 2019 22:00","2019-02-20T22:00:00",{"v":73,"d":"73.0"},70.3,69.1,107.3,34.29,0.0738,0.72,13.76]
["February",20,"11PM to 12AM",23,"February 20, 2019 23:00","2019-02-20T23:00:00",{"v":73,"d":"73.0"},70.3,69.1,107.3,34.29,0.0738,0.72,13.76]
["February",21,"12AM to 1AM",0,"February 21, 2019 0:00","2019-02-21",71.1,69.7,69.1,107.3,{"v":33.8,"d":"33.80"},0.0741,0.72,13.71]
["February",21,"1AM to 2AM",1,"February 21, 2019 1:00","2019-02-21T01:00:00",{"v":70,"d":"70.0"},69.4,69.1,107.3,33.54,0.0742,0.72,13.68]
["February",21,"2AM to 3AM",2,"February 21, 2019 2:00","2019-02-21T02:00:00",69.1,68.3,{"v":68,"d":"68.0"},103.3,32.69,0.0744,0.69,13.64]
["February",21,"3AM to 4AM",3,"February 21, 2019 3:00","2019-02-21T03:00:00",{"v":68,"d":"68.0"},{"v":68,"d":"68.0"},{"v":68,"d":"68.0"},103.3,32.43,0.0745,0.69,13.62]
["February",21,"4AM to 5AM",4,"February 21, 2019 4:00","2019-02-21T04:00:00",{"v":68,"d":"68.0"},67.3,66.9,99.5,31.82,0.0746,0.67,{"v":13.6,"d":"13.60"}]
["February",21,"5AM to 6AM",5,"February 21, 2019 5:00","2019-02-21T05:00:00",66.9,66.9,66.9,99.5,31.56,0.0747,0.67,13.58]
["February",21,"6AM to 7AM",6,"February 21, 2019 6:00","2019-02-21T06:00:00",66.9,66.9,66.9,99.5,31.56,0.0747,0.67,13.58]
["February",21,"7AM to 8AM",7,"February 21, 2019 7:00","2019-02-21T07:00:00",{"v":70,"d":"70.0"},68.6,{"v":68,"d":"68.0"},103.3,32.91,0.0742,0.69,13.67]
["February",21,"8AM to 9AM",8,"February 21, 2019 8:00","2019-02-21T08:00:00",75.9,71.1,69.1,107.3,{"v":35,"d":"35.00"},0.0734,0.72,13.83]
["February",21,"9AM to 10AM",9,"February 21, 2019 9:00","2019-02-21T09:00:00",{"v":79,"d":"79.0"},69.4,64.9,92.7,33.47,0.0731,0.62,13.87]
["February",21,"10AM to 11AM",10,"February 21, 2019 10:00","2019-02-21T10:00:00",{"v":82,"d":"82.0"},71.5,66.9,99.5,35.28,0.0726,0.67,13.97]
["February",21,"11AM to 12PM",11,"February 21, 2019 11:00","2019-02-21T11:00:00",{"v":82,"d":"82.0"},73.4,{"v":70,"d":"70.0"},110.8,37.05,0.0726,0.74,{"v":14,"d":"14.00"}]
["February",21,"12PM to 1PM",12,"February 21, 2019 12:00","2019-02-21T12:00:00",{"v":82,"d":"82.0"},73.4,{"v":70,"d":"70.0"},110.8,37.05,0.0726,0.74,{"v":14,"d":"14.00"}]
["February",21,"1PM to 2PM",13,"February 21, 2019 13:00","2019-02-21T13:00:00",{"v":81,"d":"81.0"},73.1,{"v":70,"d":"70.0"},110.8,36.79,0.0727,0.74,13.97]
["February",21,"2PM to 3PM",14,"February 21, 2019 14:00","2019-02-21T14:00:00",{"v":82,"d":"82.0"},73.4,{"v":70,"d":"70.0"},110.8,37.05,0.0726,0.74,{"v":14,"d":"14.00"}]
["February",21,"3PM to 4PM",15,"February 21, 2019 15:00","2019-02-21T15:00:00",{"v":81,"d":"81.0"},73.1,{"v":70,"d":"70.0"},110.8,36.79,0.0727,0.74,13.97]
["February",21,"4PM to 5PM",16,"February 21, 2019 16:00","2019-02-21T16:00:00",80.1,72.9,{"v":70,"d":"70.0"},110.8,36.56,0.0728,0.74,13.95]
["February",21,"5PM to 6PM",17,"February 21, 2019 17:00","2019-02-21T17:00:00",{"v":77,"d":"77.0"},71.4,69.1,107.3,35.27,0.0733,0.72,13.86]
["February",21,"6PM to 7PM",18,"February 21, 2019 18:00","2019-02-21T18:00:00",73.9,70.5,69.1,107.3,34.52,0.0737,0.72,13.78]
["February",21,"7PM to 8PM",19,"February 21, 2019 19:00","2019-02-21T19:00:00",{"v":73,"d":"73.0"},70.3,69.1,107.3,34.29,0.0738,0.72,13.76]
["February",21,"8PM to 9PM",20,"February 21, 2019 20:00","2019-02-21T20:00:00",{"v":73,"d":"73.0"},70.3,69.1,107.3,34.29,0.0738,0.72,13.76]
["February",21,"9PM to 10PM",21,"February 21, 2019 21:00","2019-02-21T21:00:00",{"v":72,"d":"72.0"},69.9,69.1,107.3,34.03,0.0739,0.72,13.73]
["February",21,"10PM to 11PM",22,"February 21, 2019 22:00","2019-02-21T22:00:00",71.1,68.2,66.9,99.5,32.58,0.0741,0.67,13.68]
["February",21,"11PM to 12AM",23,"February 21, 2019 23:00","2019-02-21T23:00:00",69.1,67.6,66.9,99.5,32.09,0.0744,0.67,13.63]
["February",22,"12AM to 1AM",0,"February 22, 2019 0:00","2019-02-22",69.1,67.6,66.9,99.5,32.09,0.0744,0.67,13.63]
["February",22,"1AM to 2AM",1,"February 22, 2019 1:00","2019-02-22T01:00:00",{"v":68,"d":"68.0"},66.7,{"v":66,"d":"66.0"},96.3,31.34,0.0746,0.64,13.59]
["February",22,"2AM to 3AM",2,"February 22, 2019 2:00","2019-02-22T02:00:00",66.9,66.3,{"v":66,"d":"66.0"},96.3,31.07,0.0747,0.64,13.57]
["February",22,"3AM to 4AM",3,"February 22, 2019 3:00","2019-02-22T03:00:00",66.9,66.3,{"v":66,"d":"66.0"},96.3,31.07,0.0747,0.64,13.57]
["February",22,"4AM to 5AM",4,"February 22, 2019 4:00","2019-02-22T04:00:00",66.9,66.3,{"v":66,"d":"66.0"},96.3,31.07,0.0747,0.64,13.57]
["February",22,"5AM to 6AM",5,"February 22, 2019 5:00","2019-02-22T05:00:00",66.9,66.3,{"v":66,"d":"66.0"},96.3,31.07,0.0747,0.64,13.57]
["February",22,"6AM to 7AM",6,"February 22, 2019 6:00","2019-02-22T06:00:00",66.9,66.9,66.9,99.5,31.56,0.0747,0.67,13.58]
["February",22,"7AM to 8AM",7,"February 22, 2019 7:00","2019-02-22T07:00:00",{"v":70,"d":"70.0"},69.4,69.1,107.3,33.54,0.0742,0.72,13.68]
["February",22,"8AM to 9AM",8,"February 22, 2019 8:00","2019-02-22T08:00:00",{"v":77,"d":"77.0"},{"v":72,"d":"72.0"},{"v":70,"d":"70.0"},110.8,35.81,0.0732,0.74,13.87]
["February",22,"9AM to 10AM",9,"February 22, 2019 9:00","2019-02-22T09:00:00",78.1,72.3,{"v":70,"d":"70.0"},110.8,36.08,0.0731,0.74,{"v":13.9,"d":"13.90"}]
["February",22,"10AM to 11AM",10,"February 22, 2019 10:00","2019-02-22T10:00:00",{"v":81,"d":"81.0"},73.1,{"v":70,"d":"70.0"},110.8,36.79,0.0727,0.74,13.97]
["February",22,"11AM to 12PM",11,"February 22, 2019 11:00","2019-02-22T11:00:00",{"v":81,"d":"81.0"},73.9,71.1,{"v":115,"d":"115.0"},37.45,0.0727,0.77,13.99]
["February",22,"12PM to 1PM",12,"February 22, 2019 12:00","2019-02-22T12:00:00",82.9,74.4,71.1,{"v":115,"d":"115.0"},37.94,0.0724,0.77,14.04]
["February",22,"1PM to 2PM",13,"February 22, 2019 13:00","2019-02-22T13:00:00",{"v":82,"d":"82.0"},74.1,71.1,{"v":115,"d":"115.0"},37.72,0.0725,0.77,14.01]
["February",22,"2PM to 3PM",14,"February 22, 2019 14:00","2019-02-22T14:00:00",{"v":81,"d":"81.0"},73.1,{"v":70,"d":"70.0"},110.8,36.79,0.0727,0.74,13.97]
["February",22,"3PM to 4PM",15,"February 22, 2019 15:00","2019-02-22T15:00:00",{"v":82,"d":"82.0"},74.1,71.1,{"v":115,"d":"115.0"},37.72,0.0725,0.77,14.01]
["February",22,"4PM to 5PM",16,"February 22, 2019 16:00","2019-02-22T16:00:00",80.1,72.9,{"v":70,"d":"70.0"},110.8,36.56,0.0728,0.74,13.95]
["February",22,"5PM to 6PM",17,"February 22, 2019 17:00","2019-02-22T17:00:00",{"v":77,"d":"77.0"},71.4,69.1,107.3,35.27,0.0733,0.72,13.86]
["February",22,"6PM to 7PM",18,"February 22, 2019 18:00","2019-02-22T18:00:00",{"v":75,"d":"75.0"},70.8,69.1,107.3,34.78,0.0735,0.72,13.81]
["February",22,"7PM to 8PM",19,"February 22, 2019 19:00","2019-02-22T19:00:00",{"v":75,"d":"75.0"},70.1,{"v":68,"d":"68.0"},103.3,34.16,0.0735,0.69,{"v":13.8,"d":"13.80"}]
["February",22,"8PM to 9PM",20,"February 22, 2019 20:00","2019-02-22T20:00:00",73.9,69.8,{"v":68,"d":"68.0"},103.3,33.89,0.0737,0.69,13.77]
["February",22,"9PM to 10PM",21,"February 22, 2019 21:00","2019-02-22T21:00:00",73.9,69.1,66.9,99.5,33.29,0.0737,0.67,13.76]
["February",22,"10PM to 11PM",22,"February 22, 2019 22:00","2019-02-22T22:00:00",73.9,69.8,{"v":68,"d":"68.0"},103.3,33.89,0.0737,0.69,13.77]
["February",22,"11PM to 12AM",23,"February 22, 2019 23:00","2019-02-22T23:00:00",{"v":73,"d":"73.0"},69.5,{"v":68,"d":"68.0"},103.3,33.67,0.0738,0.69,13.75]
["February",23,"12AM to 1AM",0,"February 23, 2019 0:00","2019-02-23",{"v":72,"d":"72.0"},69.2,{"v":68,"d":"68.0"},103.3,{"v":33.4,"d":"33.40"},{"v":0.074,"d":"0.0740"},0.69,13.72]
["February",23,"1AM to 2AM",1,"February 23, 2019 1:00","2019-02-23T01:00:00",{"v":72,"d":"72.0"},69.2,{"v":68,"d":"68.0"},103.3,{"v":33.4,"d":"33.40"},{"v":0.074,"d":"0.0740"},0.69,13.72]
["February",23,"2AM to 3AM",2,"February 23, 2019 2:00","2019-02-23T02:00:00",{"v":70,"d":"70.0"},67.9,66.9,99.5,32.31,0.0743,0.67,13.66]
["February",23,"3AM to 4AM",3,"February 23, 2019 3:00","2019-02-23T03:00:00",{"v":68,"d":"68.0"},66.7,{"v":66,"d":"66.0"},96.3,31.34,0.0746,0.64,13.59]
["February",23,"4AM to 5AM",4,"February 23, 2019 4:00","2019-02-23T04:00:00",69.1,67.6,66.9,99.5,32.09,0.0744,0.67,13.63]
["February",23,"5AM to 6AM",5,"February 23, 2019 5:00","2019-02-23T05:00:00",66.9,66.3,{"v":66,"d":"66.0"},96.3,31.07,0.0747,0.64,13.57]
["February",23,"6AM to 7AM",6,"February 23, 2019 6:00","2019-02-23T06:00:00",69.1,67.6,66.9,99.5,32.09,0.0744,0.67,13.63]
["February",23,"7AM to 8AM",7,"February 23, 2019 7:00","2019-02-23T07:00:00",{"v":72,"d":"72.0"},69.9,69.1,107.3,34.03,0.0739,0.72,13.73]
["February",23,"8AM to 9AM",8,"February 23, 2019 8:00","2019-02-23T08:00:00",{"v":79,"d":"79.0"},{"v":72,"d":"72.0"},69.1,107.3,35.76,{"v":0.073,"d":"0.0730"},0.72,13.91]
["February",23,"9AM to 10AM",9,{"$f":"A1289&\" \"&B1289&\", \"&$D$5&\" \"&D1289&\":00\"","v":"February 23, 2019 9:00"},{"$f":"DATEVALUE(E1289)+TIMEVALUE(E1289)","v":"2019-02-23T09:00:00"},{"v":81,"d":"81.0"},72.5,69.1,107.3,36.25,0.0727,0.72,13.96]
["February",23,"10AM to 11AM",{"$f":"IF(D1289+1>23,0,D1289+1)","v":10},"February 23, 2019 10:00","2019-02-23T10:00:00",{"v":82,"d":"82.0"},72.9,69.1,107.3,36.51,0.0726,0.72,13.99]
["February",23,"11AM to 12PM",11,"February 23, 2019 11:00","2019-02-23T11:00:00",{"v":82,"d":"82.0"},72.9,69.1,107.3,36.51,0.0726,0.72,13.99]
["February",23,"12PM to 1PM",12,"February 23, 2019 12:00","2019-02-23T12:00:00",{"v":82,"d":"82.0"},72.9,69.1,107.3,36.51,0.0726,0.72,13.99]
["February",23,"1PM to 2PM",13,"February 23, 2019 13:00","2019-02-23T13:00:00",82.9,73.7,{"v":70,"d":"70.0"},110.8,37.28,0.0724,0.74,14.02]
["February",23,"2PM to 3PM",14,"February 23, 2019 14:00","2019-02-23T14:00:00",{"v":82,"d":"82.0"},73.4,{"v":70,"d":"70.0"},110.8,37.05,0.0726,0.74,{"v":14,"d":"14.00"}]
["February",23,"3PM to 4PM",15,"February 23, 2019 15:00","2019-02-23T15:00:00",{"v":81,"d":"81.0"},73.1,{"v":70,"d":"70.0"},110.8,36.79,0.0727,0.74,13.97]
["February",23,"4PM to 5PM",16,"February 23, 2019 16:00","2019-02-23T16:00:00",{"v":79,"d":"79.0"},{"v":72,"d":"72.0"},69.1,107.3,35.76,{"v":0.073,"d":"0.0730"},0.72,13.91]
["February",23,"5PM to 6PM",17,"February 23, 2019 17:00","2019-02-23T17:00:00",{"v":77,"d":"77.0"},71.4,69.1,107.3,35.27,0.0733,0.72,13.86]
["February",23,"6PM to 7PM",18,"February 23, 2019 18:00","2019-02-23T18:00:00",75.9,71.1,69.1,107.3,{"v":35,"d":"35.00"},0.0734,0.72,13.83]
["February",23,"7PM to 8PM",19,"February 23, 2019 19:00","2019-02-23T19:00:00",{"v":75,"d":"75.0"},70.8,69.1,107.3,34.78,0.0735,0.72,13.81]
["February",23,"8PM to 9PM",20,"February 23, 2019 20:00","2019-02-23T20:00:00",{"v":75,"d":"75.0"},70.8,69.1,107.3,34.78,0.0735,0.72,13.81]
["February",23,"9PM to 10PM",21,"February 23, 2019 21:00","2019-02-23T21:00:00",{"v":73,"d":"73.0"},70.3,69.1,107.3,34.29,0.0738,0.72,13.76]
["February",23,"10PM to 11PM",22,"February 23, 2019 22:00","2019-02-23T22:00:00",{"v":72,"d":"72.0"},69.2,{"v":68,"d":"68.0"},103.3,{"v":33.4,"d":"33.40"},{"v":0.074,"d":"0.0740"},0.69,13.72]
["February",23,"11PM to 12AM",23,"February 23, 2019 23:00","2019-02-23T23:00:00",{"v":70,"d":"70.0"},68.6,{"v":68,"d":"68.0"},103.3,32.91,0.0742,0.69,13.67]
["February",24,"12AM to 1AM",0,"February 24, 2019 0:00","2019-02-24",{"v":70,"d":"70.0"},67.9,66.9,99.5,32.31,0.0743,0.67,13.66]
["February",24,"1AM to 2AM",1,"February 24, 2019 1:00","2019-02-24T01:00:00",69.1,67.6,66.9,99.5,32.09,0.0744,0.67,13.63]
["February",24,"2AM to 3AM",2,"February 24, 2019 2:00","2019-02-24T02:00:00",69.1,67.6,66.9,99.5,32.09,0.0744,0.67,13.63]
["February",24,"3AM to 4AM",3,"February 24, 2019 3:00","2019-02-24T03:00:00",69.1,67.6,66.9,99.5,32.09,0.0744,0.67,13.63]
["February",24,"4AM to 5AM",4,"February 24, 2019 4:00","2019-02-24T04:00:00",{"v":68,"d":"68.0"},67.3,66.9,99.5,31.82,0.0746,0.67,{"v":13.6,"d":"13.60"}]
["February",24,"5AM to 6AM",5,"February 24, 2019 5:00","2019-02-24T05:00:00",69.1,67.6,66.9,99.5,32.09,0.0744,0.67,13.63]
["February",24,"6AM to 7AM",6,"February 24, 2019 6:00","2019-02-24T06:00:00",{"v":68,"d":"68.0"},66.7,{"v":66,"d":"66.0"},96.3,31.34,0.0746,0.64,13.59]
["February",24,"7AM to 8AM",7,"February 24, 2019 7:00","2019-02-24T07:00:00",{"v":73,"d":"73.0"},69.5,{"v":68,"d":"68.0"},103.3,33.67,0.0738,0.69,13.75]
["February",24,"8AM to 9AM",8,"February 24, 2019 8:00","2019-02-24T08:00:00",75.9,70.4,{"v":68,"d":"68.0"},103.3,34.38,0.0734,0.69,13.82]
["February",24,"9AM to 10AM",9,"February 24, 2019 9:00","2019-02-24T09:00:00",78.1,{"v":71,"d":"71.0"},{"v":68,"d":"68.0"},103.3,34.91,0.0731,0.69,13.88]
["February",24,"10AM to 11AM",10,"February 24, 2019 10:00","2019-02-24T10:00:00",80.1,70.9,66.9,99.5,34.79,0.0729,0.67,13.91]
["February",24,"11AM to 12PM",11,"February 24, 2019 11:00","2019-02-24T11:00:00",78.1,{"v":71,"d":"71.0"},{"v":68,"d":"68.0"},103.3,34.91,0.0731,0.69,13.88]
["February",24,"12PM to 1PM",12,"February 24, 2019 12:00","2019-02-24T12:00:00",{"v":79,"d":"79.0"},70.6,66.9,99.5,34.53,{"v":0.073,"d":"0.0730"},0.67,13.89]
["February",24,"1PM to 2PM",13,"February 24, 2019 13:00","2019-02-24T13:00:00",75.9,71.7,{"v":70,"d":"70.0"},110.8,35.54,0.0734,0.74,13.84]
["February",24,"2PM to 3PM",14,"February 24, 2019 14:00","2019-02-24T14:00:00",{"v":77,"d":"77.0"},70.7,{"v":68,"d":"68.0"},103.3,34.64,0.0733,0.69,13.85]
["February",24,"3PM to 4PM",15,"February 24, 2019 15:00","2019-02-24T15:00:00",{"v":79,"d":"79.0"},71.3,{"v":68,"d":"68.0"},103.3,35.13,{"v":0.073,"d":"0.0730"},0.69,{"v":13.9,"d":"13.90"}]
["February",24,"4PM to 5PM",16,"February 24, 2019 16:00","2019-02-24T16:00:00",{"v":79,"d":"79.0"},71.3,{"v":68,"d":"68.0"},103.3,35.13,{"v":0.073,"d":"0.0730"},0.69,{"v":13.9,"d":"13.90"}]
["February",24,"5PM to 6PM",17,"February 24, 2019 17:00","2019-02-24T17:00:00",{"v":77,"d":"77.0"},70.7,{"v":68,"d":"68.0"},103.3,34.64,0.0733,0.69,13.85]
["February",24,"6PM to 7PM",18,"February 24, 2019 18:00","2019-02-24T18:00:00",{"v":75,"d":"75.0"},70.8,69.1,107.3,34.78,0.0735,0.72,13.81]
["February",24,"7PM to 8PM",19,"February 24, 2019 19:00","2019-02-24T19:00:00",73.9,70.5,69.1,107.3,34.52,0.0737,0.72,13.78]
["February",24,"8PM to 9PM",20,"February 24, 2019 20:00","2019-02-24T20:00:00",73.9,70.5,69.1,107.3,34.52,0.0737,0.72,13.78]
["February",24,"9PM to 10PM",21,"February 24, 2019 21:00","2019-02-24T21:00:00",{"v":73,"d":"73.0"},70.3,69.1,107.3,34.29,0.0738,0.72,13.76]
["February",24,"10PM to 11PM",22,"February 24, 2019 22:00","2019-02-24T22:00:00",{"v":73,"d":"73.0"},70.3,69.1,107.3,34.29,0.0738,0.72,13.76]
["February",24,"11PM to 12AM",23,"February 24, 2019 23:00","2019-02-24T23:00:00",{"v":73,"d":"73.0"},69.5,{"v":68,"d":"68.0"},103.3,33.67,0.0738,0.69,13.75]
["February",25,"12AM to 1AM",0,"February 25, 2019 0:00","2019-02-25",{"v":70,"d":"70.0"},68.6,{"v":68,"d":"68.0"},103.3,32.91,0.0742,0.69,13.67]
["February",25,"1AM to 2AM",1,"February 25, 2019 1:00","2019-02-25T01:00:00",{"v":70,"d":"70.0"},68.6,{"v":68,"d":"68.0"},103.3,32.91,0.0742,0.69,13.67]
["February",25,"2AM to 3AM",2,"February 25, 2019 2:00","2019-02-25T02:00:00",{"v":68,"d":"68.0"},67.3,66.9,99.5,31.82,0.0746,0.67,{"v":13.6,"d":"13.60"}]
["February",25,"3AM to 4AM",3,"February 25, 2019 3:00","2019-02-25T03:00:00",{"v":68,"d":"68.0"},67.3,66.9,99.5,31.82,0.0746,0.67,{"v":13.6,"d":"13.60"}]
["February",25,"4AM to 5AM",4,"February 25, 2019 4:00","2019-02-25T04:00:00",66.9,66.9,66.9,99.5,31.56,0.0747,0.67,13.58]
["February",25,"5AM to 6AM",5,"February 25, 2019 5:00","2019-02-25T05:00:00",{"v":68,"d":"68.0"},67.3,66.9,99.5,31.82,0.0746,0.67,{"v":13.6,"d":"13.60"}]
["February",25,"6AM to 7AM",6,"February 25, 2019 6:00","2019-02-25T06:00:00",{"v":68,"d":"68.0"},67.3,66.9,99.5,31.82,0.0746,0.67,{"v":13.6,"d":"13.60"}]
["February",25,"7AM to 8AM",7,"February 25, 2019 7:00","2019-02-25T07:00:00",71.1,69.7,69.1,107.3,{"v":33.8,"d":"33.80"},0.0741,0.72,13.71]
["February",25,"8AM to 9AM",8,"February 25, 2019 8:00","2019-02-25T08:00:00",{"v":77,"d":"77.0"},70.7,{"v":68,"d":"68.0"},103.3,34.64,0.0733,0.69,13.85]
["February",25,"9AM to 10AM",9,"February 25, 2019 9:00","2019-02-25T09:00:00",80.1,71.6,{"v":68,"d":"68.0"},103.3,{"v":35.4,"d":"35.40"},0.0729,0.69,13.93]
["February",25,"10AM to 11AM",10,"February 25, 2019 10:00","2019-02-25T10:00:00",80.1,72.3,69.1,107.3,36.03,0.0728,0.72,13.94]
["February",25,"11AM to 12PM",11,"February 25, 2019 11:00","2019-02-25T11:00:00",82.9,73.7,{"v":70,"d":"70.0"},110.8,37.28,0.0724,0.74,14.02]
["February",25,"12PM to 1PM",12,"February 25, 2019 12:00","2019-02-25T12:00:00",{"v":84,"d":"84.0"},73.4,69.1,107.3,{"v":37,"d":"37.00"},0.0723,0.72,14.04]
["February",25,"1PM to 2PM",13,"February 25, 2019 13:00","2019-02-25T13:00:00",{"v":81,"d":"81.0"},72.5,69.1,107.3,36.25,0.0727,0.72,13.96]
["February",25,"2PM to 3PM",14,"February 25, 2019 14:00","2019-02-25T14:00:00",{"v":77,"d":"77.0"},71.4,69.1,107.3,35.27,0.0733,0.72,13.86]
["February",25,"3PM to 4PM",15,"February 25, 2019 15:00","2019-02-25T15:00:00",{"v":75,"d":"75.0"},71.5,{"v":70,"d":"70.0"},110.8,35.32,0.0735,0.74,13.82]
["February",25,"4PM to 5PM",16,"February 25, 2019 16:00","2019-02-25T16:00:00",{"v":75,"d":"75.0"},69.4,66.9,99.5,33.55,0.0736,0.67,13.78]
["February",25,"5PM to 6PM",17,"February 25, 2019 17:00","2019-02-25T17:00:00",{"v":73,"d":"73.0"},68.8,66.9,99.5,33.06,0.0738,0.67,13.73]
["February",25,"6PM to 7PM",18,"February 25, 2019 18:00","2019-02-25T18:00:00",{"v":73,"d":"73.0"},69.5,{"v":68,"d":"68.0"},103.3,33.67,0.0738,0.69,13.75]
["February",25,"7PM to 8PM",19,"February 25, 2019 19:00","2019-02-25T19:00:00",{"v":72,"d":"72.0"},69.2,{"v":68,"d":"68.0"},103.3,{"v":33.4,"d":"33.40"},{"v":0.074,"d":"0.0740"},0.69,13.72]
["February",25,"8PM to 9PM",20,"February 25, 2019 20:00","2019-02-25T20:00:00",{"v":72,"d":"72.0"},68.5,66.9,99.5,{"v":32.8,"d":"32.80"},{"v":0.074,"d":"0.0740"},0.67,13.71]
["February",25,"9PM to 10PM",21,"February 25, 2019 21:00","2019-02-25T21:00:00",{"v":72,"d":"72.0"},68.5,66.9,99.5,{"v":32.8,"d":"32.80"},{"v":0.074,"d":"0.0740"},0.67,13.71]
["February",25,"10PM to 11PM",22,"February 25, 2019 22:00","2019-02-25T22:00:00",{"v":72,"d":"72.0"},68.5,66.9,99.5,{"v":32.8,"d":"32.80"},{"v":0.074,"d":"0.0740"},0.67,13.71]
["February",25,"11PM to 12AM",23,"February 25, 2019 23:00","2019-02-25T23:00:00",{"v":72,"d":"72.0"},67.9,{"v":66,"d":"66.0"},96.3,32.31,{"v":0.074,"d":"0.0740"},0.64,{"v":13.7,"d":"13.70"}]
["February",26,"12AM to 1AM",0,"February 26, 2019 0:00","2019-02-26",71.1,66.9,64.9,92.7,31.52,0.0742,0.62,13.66]
["February",26,"1AM to 2AM",1,{"$f":"A1353&\" \"&B1353&\", \"&$D$5&\" \"&D1353&\":00\"","v":"February 26, 2019 1:00"},{"$f":"DATEVALUE(E1353)+TIMEVALUE(E1353)","v":"2019-02-26T01:00:00"},69.1,66.3,64.9,92.7,31.04,0.0744,0.62,13.61]
["February",26,"2AM to 3AM",{"$f":"IF(D1353+1>23,0,D1353+1)","v":2},"February 26, 2019 2:00","2019-02-26T02:00:00",{"v":68,"d":"68.0"},65.9,64.9,92.7,30.77,0.0746,0.62,13.58]
["February",26,"3AM to 4AM",3,"February 26, 2019 3:00","2019-02-26T03:00:00",66.9,{"v":65,"d":"65.0"},{"v":64,"d":"64.0"},89.8,30.05,0.0748,{"v":0.6,"d":"0.60"},13.55]
["February",26,"4AM to 5AM",4,"February 26, 2019 4:00","2019-02-26T04:00:00",{"v":66,"d":"66.0"},64.7,{"v":64,"d":"64.0"},89.8,29.83,0.0749,{"v":0.6,"d":"0.60"},13.52]
["February",26,"5AM to 6AM",5,"February 26, 2019 5:00","2019-02-26T05:00:00",{"v":66,"d":"66.0"},65.3,64.9,92.7,30.28,0.0749,0.62,13.53]
["February",26,"6AM to 7AM",6,"February 26, 2019 6:00","2019-02-26T06:00:00",{"v":66,"d":"66.0"},64.7,{"v":64,"d":"64.0"},89.8,29.83,0.0749,{"v":0.6,"d":"0.60"},13.52]
["February",26,"7AM to 8AM",7,"February 26, 2019 7:00","2019-02-26T07:00:00",{"v":70,"d":"70.0"},67.3,{"v":66,"d":"66.0"},96.3,31.82,0.0743,0.64,13.65]
["February",26,"8AM to 9AM",8,"February 26, 2019 8:00","2019-02-26T08:00:00",{"v":75,"d":"75.0"},68.8,{"v":66,"d":"66.0"},96.3,33.06,0.0736,0.64,13.78]
["February",26,"9AM to 10AM",9,"February 26, 2019 9:00","2019-02-26T09:00:00",{"v":79,"d":"79.0"},{"v":70,"d":"70.0"},{"v":66,"d":"66.0"},96.3,34.04,0.0731,0.64,13.88]
["February",26,"10AM to 11AM",10,"February 26, 2019 10:00","2019-02-26T10:00:00",80.1,69.1,{"v":64,"d":"64.0"},89.8,33.28,0.0729,{"v":0.6,"d":"0.60"},13.88]
["February",26,"11AM to 12PM",11,"February 26, 2019 11:00","2019-02-26T11:00:00",{"v":82,"d":"82.0"},69.1,{"v":63,"d":"63.0"},86.4,33.23,0.0727,0.58,13.92]
["February",26,"12PM to 1PM",12,"February 26, 2019 12:00","2019-02-26T12:00:00",{"v":82,"d":"82.0"},68.6,62.1,83.6,{"v":32.8,"d":"32.80"},0.0727,0.56,13.92]
["February",26,"1PM to 2PM",13,"February 26, 2019 13:00","2019-02-26T13:00:00",{"v":82,"d":"82.0"},68.6,62.1,83.6,{"v":32.8,"d":"32.80"},0.0727,0.56,13.92]
["February",26,"2PM to 3PM",14,"February 26, 2019 14:00","2019-02-26T14:00:00",82.9,69.4,{"v":63,"d":"63.0"},86.4,33.45,0.0726,0.58,13.95]
["February",26,"3PM to 4PM",15,"February 26, 2019 15:00","2019-02-26T15:00:00",82.9,66.2,{"v":57,"d":"57.0"},69.6,30.83,0.0727,0.47,{"v":13.9,"d":"13.90"}]
["February",26,"4PM to 5PM",16,"February 26, 2019 16:00","2019-02-26T16:00:00",80.1,66.3,{"v":59,"d":"59.0"},74.9,30.94,{"v":0.073,"d":"0.0730"},{"v":0.5,"d":"0.50"},13.84]
["February",26,"5PM to 6PM",17,"February 26, 2019 17:00","2019-02-26T17:00:00",75.9,65.5,60.1,77.8,30.39,0.0736,0.52,13.74]
["February",26,"6PM to 7PM",18,"February 26, 2019 18:00","2019-02-26T18:00:00",{"v":73,"d":"73.0"},65.1,{"v":61,"d":"61.0"},80.4,30.09,{"v":0.074,"d":"0.0740"},0.54,13.68]
["February",26,"7PM to 8PM",19,"February 26, 2019 19:00","2019-02-26T19:00:00",{"v":72,"d":"72.0"},64.8,{"v":61,"d":"61.0"},80.4,29.83,0.0741,0.54,13.65]
["February",26,"8PM to 9PM",20,"February 26, 2019 20:00","2019-02-26T20:00:00",71.1,65.1,62.1,83.6,30.11,0.0742,0.56,13.63]
["February",26,"9PM to 10PM",21,"February 26, 2019 21:00","2019-02-26T21:00:00",71.1,65.1,62.1,83.6,30.11,0.0742,0.56,13.63]
["February",26,"10PM to 11PM",22,"February 26, 2019 22:00","2019-02-26T22:00:00",71.1,65.1,62.1,83.6,30.11,0.0742,0.56,13.63]
["February",26,"11PM to 12AM",23,"February 26, 2019 23:00","2019-02-26T23:00:00",{"v":70,"d":"70.0"},64.8,62.1,83.6,29.84,0.0744,0.56,13.61]
["February",27,"12AM to 1AM",0,"February 27, 2019 0:00","2019-02-27",{"v":70,"d":"70.0"},64.8,62.1,83.6,29.84,0.0744,0.56,13.61]
["February",27,"1AM to 2AM",1,"February 27, 2019 1:00","2019-02-27T01:00:00",69.1,{"v":65,"d":"65.0"},{"v":63,"d":"63.0"},86.4,30.05,0.0745,0.58,13.59]
["February",27,"2AM to 3AM",2,"February 27, 2019 2:00","2019-02-27T02:00:00",64.9,63.1,62.1,83.6,{"v":28.6,"d":"28.60"},0.0751,0.56,13.48]
["February",27,"3AM to 4AM",3,"February 27, 2019 3:00","2019-02-27T03:00:00",64.9,63.1,62.1,83.6,{"v":28.6,"d":"28.60"},0.0751,0.56,13.48]
["February",27,"4AM to 5AM",4,"February 27, 2019 4:00","2019-02-27T04:00:00",64.9,63.1,62.1,83.6,{"v":28.6,"d":"28.60"},0.0751,0.56,13.48]
["February",27,"5AM to 6AM",5,"February 27, 2019 5:00","2019-02-27T05:00:00",{"v":64,"d":"64.0"},62.7,62.1,83.6,28.38,0.0752,0.56,13.45]
["February",27,"6AM to 7AM",6,"February 27, 2019 6:00","2019-02-27T06:00:00",{"v":64,"d":"64.0"},62.7,62.1,83.6,28.38,0.0752,0.56,13.45]
["February",27,"7AM to 8AM",7,"February 27, 2019 7:00","2019-02-27T07:00:00",69.1,65.7,{"v":64,"d":"64.0"},89.8,30.58,0.0745,{"v":0.6,"d":"0.60"},{"v":13.6,"d":"13.60"}]
["February",27,"8AM to 9AM",8,"February 27, 2019 8:00","2019-02-27T08:00:00",75.9,67.9,{"v":64,"d":"64.0"},89.8,32.26,0.0735,{"v":0.6,"d":"0.60"},13.78]
["February",27,"9AM to 10AM",9,"February 27, 2019 9:00","2019-02-27T09:00:00",{"v":79,"d":"79.0"},69.4,64.9,92.7,33.47,0.0731,0.62,13.87]
["February",27,"10AM to 11AM",10,"February 27, 2019 10:00","2019-02-27T10:00:00",78.1,69.1,64.9,92.7,33.25,0.0732,0.62,13.84]
["February",27,"11AM to 12PM",11,"February 27, 2019 11:00","2019-02-27T11:00:00",{"v":79,"d":"79.0"},69.4,64.9,92.7,33.47,0.0731,0.62,13.87]
["February",27,"12PM to 1PM",12,"February 27, 2019 12:00","2019-02-27T12:00:00",80.1,70.9,66.9,99.5,34.79,0.0729,0.67,13.91]
["February",27,"1PM to 2PM",13,"February 27, 2019 13:00","2019-02-27T13:00:00",80.1,69.7,64.9,92.7,33.74,0.0729,0.62,13.89]
["February",27,"2PM to 3PM",14,"February 27, 2019 14:00","2019-02-27T14:00:00",80.1,69.7,64.9,92.7,33.74,0.0729,0.62,13.89]
["February",27,"3PM to 4PM",15,"February 27, 2019 15:00","2019-02-27T15:00:00",78.1,69.8,{"v":66,"d":"66.0"},96.3,33.82,0.0732,0.64,13.85]
["February",27,"4PM to 5PM",16,"February 27, 2019 16:00","2019-02-27T16:00:00",78.1,70.3,66.9,99.5,34.31,0.0732,0.67,13.86]
["February",27,"5PM to 6PM",17,"February 27, 2019 17:00","2019-02-27T17:00:00",{"v":77,"d":"77.0"},{"v":70,"d":"70.0"},66.9,99.5,34.04,0.0733,0.67,13.84]
["February",27,"6PM to 7PM",18,"February 27, 2019 18:00","2019-02-27T18:00:00",75.9,70.4,{"v":68,"d":"68.0"},103.3,34.38,0.0734,0.69,13.82]
["February",27,"7PM to 8PM",19,"February 27, 2019 19:00","2019-02-27T19:00:00",{"v":70,"d":"70.0"},69.4,69.1,107.3,33.54,0.0742,0.72,13.68]
["February",27,"8PM to 9PM",20,"February 27, 2019 20:00","2019-02-27T20:00:00",69.1,69.1,69.1,107.3,33.32,0.0744,0.72,13.66]
["February",27,"9PM to 10PM",21,"February 27, 2019 21:00","2019-02-27T21:00:00",69.1,69.1,69.1,107.3,33.32,0.0744,0.72,13.66]
["February",27,"10PM to 11PM",22,"February 27, 2019 22:00","2019-02-27T22:00:00",69.1,69.1,69.1,107.3,33.32,0.0744,0.72,13.66]
["February",27,"11PM to 12AM",23,"February 27, 2019 23:00","2019-02-27T23:00:00",69.1,69.1,69.1,107.3,33.32,0.0744,0.72,13.66]
["February",28,"12AM to 1AM",0,"February 28, 2019 0:00","2019-02-28",{"v":70,"d":"70.0"},69.4,69.1,107.3,33.54,0.0742,0.72,13.68]
["February",28,"1AM to 2AM",1,"February 28, 2019 1:00","2019-02-28T01:00:00",{"v":72,"d":"72.0"},70.6,{"v":70,"d":"70.0"},110.8,34.56,0.0739,0.74,13.74]
["February",28,"2AM to 3AM",2,"February 28, 2019 2:00","2019-02-28T02:00:00",{"v":73,"d":"73.0"},70.3,69.1,107.3,34.29,0.0738,0.72,13.76]
["February",28,"3AM to 4AM",3,"February 28, 2019 3:00","2019-02-28T03:00:00",{"v":73,"d":"73.0"},70.9,{"v":70,"d":"70.0"},110.8,34.83,0.0738,0.74,13.77]
["February",28,"4AM to 5AM",4,"February 28, 2019 4:00","2019-02-28T04:00:00",{"v":73,"d":"73.0"},70.9,{"v":70,"d":"70.0"},110.8,34.83,0.0738,0.74,13.77]
["February",28,"5AM to 6AM",5,"February 28, 2019 5:00","2019-02-28T05:00:00",{"v":73,"d":"73.0"},70.3,69.1,107.3,34.29,0.0738,0.72,13.76]
["February",28,"6AM to 7AM",6,"February 28, 2019 6:00","2019-02-28T06:00:00",{"v":73,"d":"73.0"},69.5,{"v":68,"d":"68.0"},103.3,33.67,0.0738,0.69,13.75]
["February",28,"7AM to 8AM",7,"February 28, 2019 7:00","2019-02-28T07:00:00",75.9,71.1,69.1,107.3,{"v":35,"d":"35.00"},0.0734,0.72,13.83]
["February",28,"8AM to 9AM",8,"February 28, 2019 8:00","2019-02-28T08:00:00",{"v":77,"d":"77.0"},71.4,69.1,107.3,35.27,0.0733,0.72,13.86]
["February",28,"9AM to 10AM",9,"February 28, 2019 9:00","2019-02-28T09:00:00",78.1,72.3,{"v":70,"d":"70.0"},110.8,36.08,0.0731,0.74,{"v":13.9,"d":"13.90"}]
["February",28,"10AM to 11AM",10,"February 28, 2019 10:00","2019-02-28T10:00:00",{"v":79,"d":"79.0"},73.3,71.1,{"v":115,"d":"115.0"},36.96,0.0729,0.77,13.94]
["February",28,"11AM to 12PM",11,"February 28, 2019 11:00","2019-02-28T11:00:00",{"v":79,"d":"79.0"},73.3,71.1,{"v":115,"d":"115.0"},36.96,0.0729,0.77,13.94]
["February",28,"12PM to 1PM",12,"February 28, 2019 12:00","2019-02-28T12:00:00",80.1,73.6,71.1,{"v":115,"d":"115.0"},37.23,0.0728,0.77,13.96]
["February",28,"1PM to 2PM",13,"February 28, 2019 13:00","2019-02-28T13:00:00",{"v":82,"d":"82.0"},74.7,{"v":72,"d":"72.0"},118.7,{"v":38.3,"d":"38.30"},0.0725,0.79,14.03]
["February",28,"2PM to 3PM",14,"February 28, 2019 14:00","2019-02-28T14:00:00",{"v":81,"d":"81.0"},73.9,71.1,{"v":115,"d":"115.0"},37.45,0.0727,0.77,13.99]
["February",28,"3PM to 4PM",15,"February 28, 2019 15:00","2019-02-28T15:00:00",{"v":79,"d":"79.0"},72.6,{"v":70,"d":"70.0"},110.8,{"v":36.3,"d":"36.30"},{"v":0.073,"d":"0.0730"},0.74,13.92]
["February",28,"4PM to 5PM",16,"February 28, 2019 16:00","2019-02-28T16:00:00",{"v":77,"d":"77.0"},{"v":72,"d":"72.0"},{"v":70,"d":"70.0"},110.8,35.81,0.0732,0.74,13.87]
["February",28,"5PM to 6PM",17,{"$f":"A1417&\" \"&B1417&\", \"&$D$5&\" \"&D1417&\":00\"","v":"February 28, 2019 17:00"},{"$f":"DATEVALUE(E1417)+TIMEVALUE(E1417)","v":"2019-02-28T17:00:00"},{"v":73,"d":"73.0"},71.6,71.1,{"v":115,"d":"115.0"},{"v":35.5,"d":"35.50"},0.0738,0.77,13.78]
["February",28,"6PM to 7PM",{"$f":"IF(D1417+1>23,0,D1417+1)","v":18},"February 28, 2019 18:00","2019-02-28T18:00:00",{"v":73,"d":"73.0"},70.3,69.1,107.3,34.29,0.0738,0.72,13.76]
["February",28,"7PM to 8PM",19,"February 28, 2019 19:00","2019-02-28T19:00:00",{"v":73,"d":"73.0"},70.9,{"v":70,"d":"70.0"},110.8,34.83,0.0738,0.74,13.77]
["February",28,"8PM to 9PM",20,"February 28, 2019 20:00","2019-02-28T20:00:00",71.1,70.3,{"v":70,"d":"70.0"},110.8,34.34,0.0741,0.74,13.72]
["February",28,"9PM to 10PM",21,"February 28, 2019 21:00","2019-02-28T21:00:00",70.7,69.1,68.4,104.6,{"v":33.3,"d":"33.30"},0.0741,{"v":0.7,"d":"0.70"},13.69]
["February",28,"10PM to 11PM",22,"February 28, 2019 22:00","2019-02-28T22:00:00",70.5,{"v":68,"d":"68.0"},66.9,99.5,32.44,0.0742,0.67,13.67]
["February",28,"11PM to 12AM",23,"February 28, 2019 23:00","2019-02-28T23:00:00",70.2,66.9,65.3,93.9,31.49,0.0743,0.63,13.64]
["March",1,"12AM to 1AM",0,"March 1, 2019 0:00","2019-03-01",{"v":70,"d":"70.0"},65.8,63.7,88.6,30.62,0.0743,0.59,13.62]
["March",1,"1AM to 2AM",1,"March 1, 2019 1:00","2019-03-01T01:00:00",69.6,64.6,62.1,83.6,29.75,0.0744,0.56,{"v":13.6,"d":"13.60"}]
["March",1,"2AM to 3AM",2,"March 1, 2019 2:00","2019-03-01T02:00:00",69.4,63.7,60.6,79.4,29.05,0.0745,0.53,13.58]
["March",1,"3AM to 4AM",3,"March 1, 2019 3:00","2019-03-01T03:00:00",69.1,62.6,{"v":59,"d":"59.0"},74.9,28.25,0.0746,{"v":0.5,"d":"0.50"},13.56]
["March",1,"4AM to 5AM",4,"March 1, 2019 4:00","2019-03-01T04:00:00",69.1,63.3,60.1,77.8,28.72,0.0745,0.52,13.57]
["March",1,"5AM to 6AM",5,"March 1, 2019 5:00","2019-03-01T05:00:00",69.1,63.8,{"v":61,"d":"61.0"},80.4,29.12,0.0745,0.54,13.57]
["March",1,"6AM to 7AM",6,"March 1, 2019 6:00","2019-03-01T06:00:00",69.1,63.8,{"v":61,"d":"61.0"},80.4,29.12,0.0745,0.54,13.57]
["March",1,"7AM to 8AM",7,"March 1, 2019 7:00","2019-03-01T07:00:00",{"v":73,"d":"73.0"},65.1,{"v":61,"d":"61.0"},80.4,30.09,{"v":0.074,"d":"0.0740"},0.54,13.68]
["March",1,"8AM to 9AM",8,"March 1, 2019 8:00","2019-03-01T08:00:00",75.9,66.7,62.1,83.6,{"v":31.3,"d":"31.30"},0.0735,0.56,13.76]
["March",1,"9AM to 10AM",9,"March 1, 2019 9:00","2019-03-01T09:00:00",{"v":77,"d":"77.0"},67.6,{"v":63,"d":"63.0"},86.4,31.99,0.0734,0.58,{"v":13.8,"d":"13.80"}]
["March",1,"10AM to 11AM",10,"March 1, 2019 10:00","2019-03-01T10:00:00",{"v":81,"d":"81.0"},69.4,{"v":64,"d":"64.0"},89.8,{"v":33.5,"d":"33.50"},0.0728,{"v":0.6,"d":"0.60"},13.91]
["March",1,"11AM to 12PM",11,"March 1, 2019 11:00","2019-03-01T11:00:00",{"v":81,"d":"81.0"},69.4,{"v":64,"d":"64.0"},89.8,{"v":33.5,"d":"33.50"},0.0728,{"v":0.6,"d":"0.60"},13.91]
["March",1,"12PM to 1PM",12,"March 1, 2019 12:00","2019-03-01T12:00:00",{"v":82,"d":"82.0"},69.1,{"v":63,"d":"63.0"},86.4,33.23,0.0727,0.58,13.92]
["March",1,"1PM to 2PM",13,"March 1, 2019 13:00","2019-03-01T13:00:00",{"v":82,"d":"82.0"},69.1,{"v":63,"d":"63.0"},86.4,33.23,0.0727,0.58,13.92]
["March",1,"2PM to 3PM",14,"March 1, 2019 14:00","2019-03-01T14:00:00",82.9,69.4,{"v":63,"d":"63.0"},86.4,33.45,0.0726,0.58,13.95]
["March",1,"3PM to 4PM",15,"March 1, 2019 15:00","2019-03-01T15:00:00",80.1,69.1,{"v":64,"d":"64.0"},89.8,33.28,0.0729,{"v":0.6,"d":"0.60"},13.88]
["March",1,"4PM to 5PM",16,"March 1, 2019 16:00","2019-03-01T16:00:00",78.1,68.5,{"v":64,"d":"64.0"},89.8,32.79,0.0732,{"v":0.6,"d":"0.60"},13.83]
["March",1,"5PM to 6PM",17,"March 1, 2019 17:00","2019-03-01T17:00:00",{"v":77,"d":"77.0"},68.2,{"v":64,"d":"64.0"},89.8,32.53,0.0734,{"v":0.6,"d":"0.60"},13.81]
["March",1,"6PM to 7PM",18,"March 1, 2019 18:00","2019-03-01T18:00:00",73.9,67.3,{"v":64,"d":"64.0"},89.8,31.77,0.0738,{"v":0.6,"d":"0.60"},13.73]
["March",1,"7PM to 8PM",19,"March 1, 2019 19:00","2019-03-01T19:00:00",{"v":73,"d":"73.0"},{"v":67,"d":"67.0"},{"v":64,"d":"64.0"},89.8,31.55,0.0739,{"v":0.6,"d":"0.60"},{"v":13.7,"d":"13.70"}]
["March",1,"8PM to 9PM",20,"March 1, 2019 20:00","2019-03-01T20:00:00",{"v":72,"d":"72.0"},66.6,{"v":64,"d":"64.0"},89.8,31.29,0.0741,{"v":0.6,"d":"0.60"},13.68]
["March",1,"9PM to 10PM",21,"March 1, 2019 21:00","2019-03-01T21:00:00",{"v":72,"d":"72.0"},66.6,{"v":64,"d":"64.0"},89.8,31.29,0.0741,{"v":0.6,"d":"0.60"},13.68]
["March",1,"10PM to 11PM",22,"March 1, 2019 22:00","2019-03-01T22:00:00",{"v":73,"d":"73.0"},67.5,64.9,92.7,32.01,0.0739,0.62,13.71]
["March",1,"11PM to 12AM",23,"March 1, 2019 23:00","2019-03-01T23:00:00",{"v":73,"d":"73.0"},67.5,64.9,92.7,32.01,0.0739,0.62,13.71]
["March",2,"12AM to 1AM",0,"March 2, 2019 0:00","2019-03-02",73.9,67.8,64.9,92.7,32.23,0.0738,0.62,13.74]
["March",2,"1AM to 2AM",1,"March 2, 2019 1:00","2019-03-02T01:00:00",{"v":73,"d":"73.0"},67.5,64.9,92.7,32.01,0.0739,0.62,13.71]
["March",2,"2AM to 3AM",2,"March 2, 2019 2:00","2019-03-02T02:00:00",{"v":72,"d":"72.0"},67.9,{"v":66,"d":"66.0"},96.3,32.31,{"v":0.074,"d":"0.0740"},0.64,{"v":13.7,"d":"13.70"}]
["March",2,"3AM to 4AM",3,"March 2, 2019 3:00","2019-03-02T03:00:00",71.1,66.9,64.9,92.7,31.52,0.0742,0.62,13.66]
["March",2,"4AM to 5AM",4,"March 2, 2019 4:00","2019-03-02T04:00:00",71.1,67.6,{"v":66,"d":"66.0"},96.3,32.09,0.0741,0.64,13.67]
["March",2,"5AM to 6AM",5,"March 2, 2019 5:00","2019-03-02T05:00:00",{"v":73,"d":"73.0"},68.2,{"v":66,"d":"66.0"},96.3,32.58,0.0739,0.64,13.72]
["March",2,"6AM to 7AM",6,"March 2, 2019 6:00","2019-03-02T06:00:00",{"v":73,"d":"73.0"},68.2,{"v":66,"d":"66.0"},96.3,32.58,0.0739,0.64,13.72]
["March",2,"7AM to 8AM",7,"March 2, 2019 7:00","2019-03-02T07:00:00",73.9,68.5,{"v":66,"d":"66.0"},96.3,{"v":32.8,"d":"32.80"},0.0737,0.64,13.75]
["March",2,"8AM to 9AM",8,"March 2, 2019 8:00","2019-03-02T08:00:00",75.9,69.1,{"v":66,"d":"66.0"},96.3,33.29,0.0735,0.64,{"v":13.8,"d":"13.80"}]
["March",2,"9AM to 10AM",9,"March 2, 2019 9:00","2019-03-02T09:00:00",{"v":77,"d":"77.0"},69.4,{"v":66,"d":"66.0"},96.3,33.55,0.0733,0.64,13.83]
["March",2,"10AM to 11AM",10,"March 2, 2019 10:00","2019-03-02T10:00:00",{"v":79,"d":"79.0"},69.4,64.9,92.7,33.47,0.0731,0.62,13.87]
["March",2,"11AM to 12PM",11,"March 2, 2019 11:00","2019-03-02T11:00:00",{"v":79,"d":"79.0"},{"v":70,"d":"70.0"},{"v":66,"d":"66.0"},96.3,34.04,0.0731,0.64,13.88]
["March",2,"12PM to 1PM",12,"March 2, 2019 12:00","2019-03-02T12:00:00",{"v":79,"d":"79.0"},{"v":70,"d":"70.0"},{"v":66,"d":"66.0"},96.3,34.04,0.0731,0.64,13.88]
["March",2,"1PM to 2PM",13,"March 2, 2019 13:00","2019-03-02T13:00:00",{"v":79,"d":"79.0"},{"v":70,"d":"70.0"},{"v":66,"d":"66.0"},96.3,34.04,0.0731,0.64,13.88]
["March",2,"2PM to 3PM",14,"March 2, 2019 14:00","2019-03-02T14:00:00",78.1,69.8,{"v":66,"d":"66.0"},96.3,33.82,0.0732,0.64,13.85]
["March",2,"3PM to 4PM",15,"March 2, 2019 15:00","2019-03-02T15:00:00",78.1,69.8,{"v":66,"d":"66.0"},96.3,33.82,0.0732,0.64,13.85]
["March",2,"4PM to 5PM",16,"March 2, 2019 16:00","2019-03-02T16:00:00",{"v":77,"d":"77.0"},69.4,{"v":66,"d":"66.0"},96.3,33.55,0.0733,0.64,13.83]
["March",2,"5PM to 6PM",17,"March 2, 2019 17:00","2019-03-02T17:00:00",{"v":75,"d":"75.0"},70.1,{"v":68,"d":"68.0"},103.3,34.16,0.0735,0.69,{"v":13.8,"d":"13.80"}]
["March",2,"6PM to 7PM",18,"March 2, 2019 18:00","2019-03-02T18:00:00",{"v":73,"d":"73.0"},70.3,69.1,107.3,34.29,0.0738,0.72,13.76]
["March",2,"7PM to 8PM",19,"March 2, 2019 19:00","2019-03-02T19:00:00",{"v":72,"d":"72.0"},69.9,69.1,107.3,34.03,0.0739,0.72,13.73]
["March",2,"8PM to 9PM",20,"March 2, 2019 20:00","2019-03-02T20:00:00",71.1,69.7,69.1,107.3,{"v":33.8,"d":"33.80"},0.0741,0.72,13.71]
["March",2,"9PM to 10PM",21,"March 2, 2019 21:00","2019-03-02T21:00:00",71.1,69.7,69.1,107.3,{"v":33.8,"d":"33.80"},0.0741,0.72,13.71]
["March",2,"10PM to 11PM",22,"March 2, 2019 22:00","2019-03-02T22:00:00",{"v":73,"d":"73.0"},70.3,69.1,107.3,34.29,0.0738,0.72,13.76]
["March",2,"11PM to 12AM",23,"March 2, 2019 23:00","2019-03-02T23:00:00",{"v":73,"d":"73.0"},70.3,69.1,107.3,34.29,0.0738,0.72,13.76]
["March",3,"12AM to 1AM",0,"March 3, 2019 0:00","2019-03-03",71.1,69.7,69.1,107.3,{"v":33.8,"d":"33.80"},0.0741,0.72,13.71]
["March",3,"1AM to 2AM",1,"March 3, 2019 1:00","2019-03-03T01:00:00",{"v":70,"d":"70.0"},69.4,69.1,107.3,33.54,0.0742,0.72,13.68]
["March",3,"2AM to 3AM",2,"March 3, 2019 2:00","2019-03-03T02:00:00",{"v":68,"d":"68.0"},67.3,66.9,99.5,31.82,0.0746,0.67,{"v":13.6,"d":"13.60"}]
["March",3,"3AM to 4AM",3,"March 3, 2019 3:00","2019-03-03T03:00:00",{"v":70,"d":"70.0"},67.9,66.9,99.5,32.31,0.0743,0.67,13.66]
["March",3,"4AM to 5AM",4,"March 3, 2019 4:00","2019-03-03T04:00:00",{"v":70,"d":"70.0"},68.6,{"v":68,"d":"68.0"},103.3,32.91,0.0742,0.69,13.67]
["March",3,"5AM to 6AM",5,"March 3, 2019 5:00","2019-03-03T05:00:00",{"v":70,"d":"70.0"},68.6,{"v":68,"d":"68.0"},103.3,32.91,0.0742,0.69,13.67]
["March",3,"6AM to 7AM",6,"March 3, 2019 6:00","2019-03-03T06:00:00",{"v":70,"d":"70.0"},69.4,69.1,107.3,33.54,0.0742,0.72,13.68]
["March",3,"7AM to 8AM",7,"March 3, 2019 7:00","2019-03-03T07:00:00",71.1,69.7,69.1,107.3,{"v":33.8,"d":"33.80"},0.0741,0.72,13.71]
["March",3,"8AM to 9AM",8,"March 3, 2019 8:00","2019-03-03T08:00:00",73.9,71.9,71.1,{"v":115,"d":"115.0"},35.72,0.0736,0.77,13.81]
["March",3,"9AM to 10AM",9,{"$f":"A1481&\" \"&B1481&\", \"&$D$5&\" \"&D1481&\":00\"","v":"March 3, 2019 9:00"},{"$f":"DATEVALUE(E1481)+TIMEVALUE(E1481)","v":"2019-03-03T09:00:00"},{"v":75,"d":"75.0"},71.5,{"v":70,"d":"70.0"},110.8,35.32,0.0735,0.74,13.82]
["March",3,"10AM to 11AM",{"$f":"IF(D1481+1>23,0,D1481+1)","v":10},"March 3, 2019 10:00","2019-03-03T10:00:00",{"v":75,"d":"75.0"},71.5,{"v":70,"d":"70.0"},110.8,35.32,0.0735,0.74,13.82]
["March",3,"11AM to 12PM",11,"March 3, 2019 11:00","2019-03-03T11:00:00",75.9,71.1,69.1,107.3,{"v":35,"d":"35.00"},0.0734,0.72,13.83]
["March",3,"12PM to 1PM",12,"March 3, 2019 12:00","2019-03-03T12:00:00",{"v":75,"d":"75.0"},71.5,{"v":70,"d":"70.0"},110.8,35.32,0.0735,0.74,13.82]
["March",3,"1PM to 2PM",13,"March 3, 2019 13:00","2019-03-03T13:00:00",{"v":75,"d":"75.0"},71.5,{"v":70,"d":"70.0"},110.8,35.32,0.0735,0.74,13.82]
["March",3,"2PM to 3PM",14,"March 3, 2019 14:00","2019-03-03T14:00:00",{"v":72,"d":"72.0"},70.6,{"v":70,"d":"70.0"},110.8,34.56,0.0739,0.74,13.74]
["March",3,"3PM to 4PM",15,"March 3, 2019 15:00","2019-03-03T15:00:00",{"v":77,"d":"77.0"},72.8,71.1,{"v":115,"d":"115.0"},36.47,0.0732,0.77,13.88]
["March",3,"4PM to 5PM",16,"March 3, 2019 16:00","2019-03-03T16:00:00",{"v":75,"d":"75.0"},71.5,{"v":70,"d":"70.0"},110.8,35.32,0.0735,0.74,13.82]
["March",3,"5PM to 6PM",17,"March 3, 2019 17:00","2019-03-03T17:00:00",75.9,71.7,{"v":70,"d":"70.0"},110.8,35.54,0.0734,0.74,13.84]
["March",3,"6PM to 7PM",18,"March 3, 2019 18:00","2019-03-03T18:00:00",{"v":75,"d":"75.0"},68.8,{"v":66,"d":"66.0"},96.3,33.06,0.0736,0.64,13.78]
["March",3,"7PM to 8PM",19,"March 3, 2019 19:00","2019-03-03T19:00:00",{"v":75,"d":"75.0"},69.4,66.9,99.5,33.55,0.0736,0.67,13.78]
["March",3,"8PM to 9PM",20,"March 3, 2019 20:00","2019-03-03T20:00:00",{"v":75,"d":"75.0"},68.8,{"v":66,"d":"66.0"},96.3,33.06,0.0736,0.64,13.78]
["March",3,"9PM to 10PM",21,"March 3, 2019 21:00","2019-03-03T21:00:00",75.9,69.7,66.9,99.5,33.77,0.0734,0.67,13.81]
["March",3,"10PM to 11PM",22,"March 3, 2019 22:00","2019-03-03T22:00:00",75.9,70.4,{"v":68,"d":"68.0"},103.3,34.38,0.0734,0.69,13.82]
["March",3,"11PM to 12AM",23,"March 3, 2019 23:00","2019-03-03T23:00:00",73.9,69.8,{"v":68,"d":"68.0"},103.3,33.89,0.0737,0.69,13.77]
["March",4,"12AM to 1AM",0,"March 4, 2019 0:00","2019-03-04",73.9,69.8,{"v":68,"d":"68.0"},103.3,33.89,0.0737,0.69,13.77]
["March",4,"1AM to 2AM",1,"March 4, 2019 1:00","2019-03-04T01:00:00",{"v":73,"d":"73.0"},68.2,{"v":66,"d":"66.0"},96.3,32.58,0.0739,0.64,13.72]
["March",4,"2AM to 3AM",2,"March 4, 2019 2:00","2019-03-04T02:00:00",{"v":72,"d":"72.0"},67.9,{"v":66,"d":"66.0"},96.3,32.31,{"v":0.074,"d":"0.0740"},0.64,{"v":13.7,"d":"13.70"}]
["March",4,"3AM to 4AM",3,"March 4, 2019 3:00","2019-03-04T03:00:00",{"v":70,"d":"70.0"},67.9,66.9,99.5,32.31,0.0743,0.67,13.66]
["March",4,"4AM to 5AM",4,"March 4, 2019 4:00","2019-03-04T04:00:00",71.1,68.9,{"v":68,"d":"68.0"},103.3,33.18,0.0741,0.69,13.69]
["March",4,"5AM to 6AM",5,"March 4, 2019 5:00","2019-03-04T05:00:00",71.1,67.6,{"v":66,"d":"66.0"},96.3,32.09,0.0741,0.64,13.67]
["March",4,"6AM to 7AM",6,"March 4, 2019 6:00","2019-03-04T06:00:00",{"v":70,"d":"70.0"},66.6,64.9,92.7,31.26,0.0743,0.62,13.63]
["March",4,"7AM to 8AM",7,"March 4, 2019 7:00","2019-03-04T07:00:00",{"v":72,"d":"72.0"},67.2,64.9,92.7,31.74,{"v":0.074,"d":"0.0740"},0.62,13.69]
["March",4,"8AM to 9AM",8,"March 4, 2019 8:00","2019-03-04T08:00:00",{"v":77,"d":"77.0"},68.8,64.9,92.7,32.98,0.0733,0.62,13.82]
["March",4,"9AM to 10AM",9,"March 4, 2019 9:00","2019-03-04T09:00:00",{"v":79,"d":"79.0"},69.4,64.9,92.7,33.47,0.0731,0.62,13.87]
["March",4,"10AM to 11AM",10,"March 4, 2019 10:00","2019-03-04T10:00:00",78.1,69.1,64.9,92.7,33.25,0.0732,0.62,13.84]
["March",4,"11AM to 12PM",11,"March 4, 2019 11:00","2019-03-04T11:00:00",{"v":81,"d":"81.0"},70.6,{"v":66,"d":"66.0"},96.3,34.53,0.0728,0.64,13.93]
["March",4,"12PM to 1PM",12,"March 4, 2019 12:00","2019-03-04T12:00:00",{"v":82,"d":"82.0"},70.3,64.9,92.7,34.22,0.0727,0.62,13.94]
["March",4,"1PM to 2PM",13,"March 4, 2019 13:00","2019-03-04T13:00:00",{"v":82,"d":"82.0"},70.3,64.9,92.7,34.22,0.0727,0.62,13.94]
["March",4,"2PM to 3PM",14,"March 4, 2019 14:00","2019-03-04T14:00:00",{"v":82,"d":"82.0"},70.3,64.9,92.7,34.22,0.0727,0.62,13.94]
["March",4,"3PM to 4PM",15,"March 4, 2019 15:00","2019-03-04T15:00:00",{"v":81,"d":"81.0"},70.6,{"v":66,"d":"66.0"},96.3,34.53,0.0728,0.64,13.93]
["March",4,"4PM to 5PM",16,"March 4, 2019 16:00","2019-03-04T16:00:00",{"v":79,"d":"79.0"},{"v":70,"d":"70.0"},{"v":66,"d":"66.0"},96.3,34.04,0.0731,0.64,13.88]
["March",4,"5PM to 6PM",17,"March 4, 2019 17:00","2019-03-04T17:00:00",73.9,69.1,66.9,99.5,33.29,0.0737,0.67,13.76]
["March",4,"6PM to 7PM",18,"March 4, 2019 18:00","2019-03-04T18:00:00",71.1,67.6,{"v":66,"d":"66.0"},96.3,32.09,0.0741,0.64,13.67]
["March",4,"7PM to 8PM",19,"March 4, 2019 19:00","2019-03-04T19:00:00",{"v":72,"d":"72.0"},67.2,64.9,92.7,31.74,{"v":0.074,"d":"0.0740"},0.62,13.69]
["March",4,"8PM to 9PM",20,"March 4, 2019 20:00","2019-03-04T20:00:00",{"v":70,"d":"70.0"},{"v":66,"d":"66.0"},{"v":64,"d":"64.0"},89.8,{"v":30.8,"d":"30.80"},0.0743,{"v":0.6,"d":"0.60"},13.63]
["March",4,"9PM to 10PM",21,"March 4, 2019 21:00","2019-03-04T21:00:00",69.1,65.7,{"v":64,"d":"64.0"},89.8,30.58,0.0745,{"v":0.6,"d":"0.60"},{"v":13.6,"d":"13.60"}]
["March",4,"10PM to 11PM",22,"March 4, 2019 22:00","2019-03-04T22:00:00",66.9,{"v":65,"d":"65.0"},{"v":64,"d":"64.0"},89.8,30.05,0.0748,{"v":0.6,"d":"0.60"},13.55]
["March",4,"11PM to 12AM",23,"March 4, 2019 23:00","2019-03-04T23:00:00",66.9,{"v":65,"d":"65.0"},{"v":64,"d":"64.0"},89.8,30.05,0.0748,{"v":0.6,"d":"0.60"},13.55]
["March",5,"12AM to 1AM",0,"March 5, 2019 0:00","2019-03-05",{"v":66,"d":"66.0"},{"v":64,"d":"64.0"},{"v":63,"d":"63.0"},86.4,{"v":29.3,"d":"29.30"},0.0749,0.58,13.51]
["March",5,"1AM to 2AM",1,"March 5, 2019 1:00","2019-03-05T01:00:00",66.9,64.3,{"v":63,"d":"63.0"},86.4,29.52,0.0748,0.58,13.54]
["March",5,"2AM to 3AM",2,"March 5, 2019 2:00","2019-03-05T02:00:00",{"v":68,"d":"68.0"},65.9,64.9,92.7,30.77,0.0746,0.62,13.58]
["March",5,"3AM to 4AM",3,"March 5, 2019 3:00","2019-03-05T03:00:00",{"v":66,"d":"66.0"},{"v":64,"d":"64.0"},{"v":63,"d":"63.0"},86.4,{"v":29.3,"d":"29.30"},0.0749,0.58,13.51]
["March",5,"4AM to 5AM",4,"March 5, 2019 4:00","2019-03-05T04:00:00",64.9,63.6,{"v":63,"d":"63.0"},86.4,29.03,0.0751,0.58,13.49]
["March",5,"5AM to 6AM",5,"March 5, 2019 5:00","2019-03-05T05:00:00",66.9,{"v":65,"d":"65.0"},{"v":64,"d":"64.0"},89.8,30.05,0.0748,{"v":0.6,"d":"0.60"},13.55]
["March",5,"6AM to 7AM",6,"March 5, 2019 6:00","2019-03-05T06:00:00",{"v":64,"d":"64.0"},62.7,62.1,83.6,28.38,0.0752,0.56,13.45]
["March",5,"7AM to 8AM",7,"March 5, 2019 7:00","2019-03-05T07:00:00",69.1,65.7,{"v":64,"d":"64.0"},89.8,30.58,0.0745,{"v":0.6,"d":"0.60"},{"v":13.6,"d":"13.60"}]
["March",5,"8AM to 9AM",8,"March 5, 2019 8:00","2019-03-05T08:00:00",{"v":73,"d":"73.0"},{"v":67,"d":"67.0"},{"v":64,"d":"64.0"},89.8,31.55,0.0739,{"v":0.6,"d":"0.60"},{"v":13.7,"d":"13.70"}]
["March",5,"9AM to 10AM",9,"March 5, 2019 9:00","2019-03-05T09:00:00",{"v":77,"d":"77.0"},{"v":67,"d":"67.0"},62.1,83.6,31.56,0.0734,0.56,13.79]
["March",5,"10AM to 11AM",10,"March 5, 2019 10:00","2019-03-05T10:00:00",{"v":79,"d":"79.0"},64.9,{"v":57,"d":"57.0"},69.6,29.86,0.0732,0.47,13.79]
["March",5,"11AM to 12PM",11,"March 5, 2019 11:00","2019-03-05T11:00:00",{"v":79,"d":"79.0"},68.2,{"v":63,"d":"63.0"},86.4,32.48,0.0731,0.58,13.85]
["March",5,"12PM to 1PM",12,"March 5, 2019 12:00","2019-03-05T12:00:00",{"v":79,"d":"79.0"},67.7,62.1,83.6,32.05,0.0731,0.56,13.84]
["March",5,"1PM to 2PM",13,"March 5, 2019 13:00","2019-03-05T13:00:00",82.9,69.4,{"v":63,"d":"63.0"},86.4,33.45,0.0726,0.58,13.95]
["March",5,"2PM to 3PM",14,"March 5, 2019 14:00","2019-03-05T14:00:00",{"v":81,"d":"81.0"},66.6,{"v":59,"d":"59.0"},74.9,31.16,0.0729,{"v":0.5,"d":"0.50"},13.86]
["March",5,"3PM to 4PM",15,"March 5, 2019 15:00","2019-03-05T15:00:00",80.1,{"v":68,"d":"68.0"},62.1,83.6,32.31,{"v":0.073,"d":"0.0730"},0.56,13.87]
["March",5,"4PM to 5PM",16,"March 5, 2019 16:00","2019-03-05T16:00:00",{"v":77,"d":"77.0"},66.4,{"v":61,"d":"61.0"},80.4,31.06,0.0734,0.54,13.78]
["March",5,"5PM to 6PM",17,"March 5, 2019 17:00","2019-03-05T17:00:00",73.9,64.9,60.1,77.8,29.91,0.0739,0.52,13.69]
["March",5,"6PM to 7PM",18,"March 5, 2019 18:00","2019-03-05T18:00:00",{"v":73,"d":"73.0"},65.1,{"v":61,"d":"61.0"},80.4,30.09,{"v":0.074,"d":"0.0740"},0.54,13.68]
["March",5,"7PM to 8PM",19,"March 5, 2019 19:00","2019-03-05T19:00:00",71.1,64.5,{"v":61,"d":"61.0"},80.4,29.61,0.0742,0.54,13.62]
["March",5,"8PM to 9PM",20,"March 5, 2019 20:00","2019-03-05T20:00:00",{"v":70,"d":"70.0"},64.1,{"v":61,"d":"61.0"},80.4,29.34,0.0744,0.54,{"v":13.6,"d":"13.60"}]
["March",5,"9PM to 10PM",21,"March 5, 2019 21:00","2019-03-05T21:00:00",69.1,63.8,{"v":61,"d":"61.0"},80.4,29.12,0.0745,0.54,13.57]
["March",5,"10PM to 11PM",22,"March 5, 2019 22:00","2019-03-05T22:00:00",66.9,63.1,{"v":61,"d":"61.0"},80.4,28.59,0.0748,0.54,13.52]
["March",5,"11PM to 12AM",23,"March 5, 2019 23:00","2019-03-05T23:00:00",{"v":66,"d":"66.0"},62.2,60.1,77.8,27.97,{"v":0.075,"d":"0.0750"},0.52,13.49]
["March",6,"12AM to 1AM",0,"March 6, 2019 0:00","2019-03-06",64.9,61.8,60.1,77.8,27.71,0.0751,0.52,13.46]
["March",6,"1AM to 2AM",1,{"$f":"A1545&\" \"&B1545&\", \"&$D$5&\" \"&D1545&\":00\"","v":"March 6, 2019 1:00"},{"$f":"DATEVALUE(E1545)+TIMEVALUE(E1545)","v":"2019-03-06T01:00:00"},{"v":66,"d":"66.0"},62.8,{"v":61,"d":"61.0"},80.4,28.37,{"v":0.075,"d":"0.0750"},0.54,{"v":13.5,"d":"13.50"}]
["March",6,"2AM to 3AM",{"$f":"IF(D1545+1>23,0,D1545+1)","v":2},"March 6, 2019 2:00","2019-03-06T02:00:00",{"v":68,"d":"68.0"},64.1,62.1,83.6,29.35,0.0747,0.56,13.56]
["March",6,"3AM to 4AM",3,"March 6, 2019 3:00","2019-03-06T03:00:00",69.1,65.7,{"v":64,"d":"64.0"},89.8,30.58,0.0745,{"v":0.6,"d":"0.60"},{"v":13.6,"d":"13.60"}]
["March",6,"4AM to 5AM",4,"March 6, 2019 4:00","2019-03-06T04:00:00",69.1,{"v":65,"d":"65.0"},{"v":63,"d":"63.0"},86.4,30.05,0.0745,0.58,13.59]
["March",6,"5AM to 6AM",5,"March 6, 2019 5:00","2019-03-06T05:00:00",{"v":70,"d":"70.0"},63.6,60.1,77.8,28.94,0.0744,0.52,13.59]
["March",6,"6AM to 7AM",6,"March 6, 2019 6:00","2019-03-06T06:00:00",{"v":70,"d":"70.0"},64.1,{"v":61,"d":"61.0"},80.4,29.34,0.0744,0.54,{"v":13.6,"d":"13.60"}]
["March",6,"7AM to 8AM",7,"March 6, 2019 7:00","2019-03-06T07:00:00",{"v":72,"d":"72.0"},66.6,{"v":64,"d":"64.0"},89.8,31.29,0.0741,{"v":0.6,"d":"0.60"},13.68]
["March",6,"8AM to 9AM",8,"March 6, 2019 8:00","2019-03-06T08:00:00",{"v":77,"d":"77.0"},67.6,{"v":63,"d":"63.0"},86.4,31.99,0.0734,0.58,{"v":13.8,"d":"13.80"}]
["March",6,"9AM to 10AM",9,"March 6, 2019 9:00","2019-03-06T09:00:00",{"v":79,"d":"79.0"},68.2,{"v":63,"d":"63.0"},86.4,32.48,0.0731,0.58,13.85]
["March",6,"10AM to 11AM",10,"March 6, 2019 10:00","2019-03-06T10:00:00",{"v":79,"d":"79.0"},69.4,64.9,92.7,33.47,0.0731,0.62,13.87]
["March",6,"11AM to 12PM",11,"March 6, 2019 11:00","2019-03-06T11:00:00",80.1,68.5,{"v":63,"d":"63.0"},86.4,32.74,{"v":0.073,"d":"0.0730"},0.58,13.87]
["March",6,"12PM to 1PM",12,"March 6, 2019 12:00","2019-03-06T12:00:00",{"v":77,"d":"77.0"},71.4,69.1,107.3,35.27,0.0733,0.72,13.86]
["March",6,"1PM to 2PM",13,"March 6, 2019 13:00","2019-03-06T13:00:00",78.1,69.8,{"v":66,"d":"66.0"},96.3,33.82,0.0732,0.64,13.85]
["March",6,"2PM to 3PM",14,"March 6, 2019 14:00","2019-03-06T14:00:00",80.1,70.4,{"v":66,"d":"66.0"},96.3,{"v":34.3,"d":"34.30"},0.0729,0.64,13.91]
["March",6,"3PM to 4PM",15,"March 6, 2019 15:00","2019-03-06T15:00:00",{"v":79,"d":"79.0"},67.7,62.1,83.6,32.05,0.0731,0.56,13.84]
["March",6,"4PM to 5PM",16,"March 6, 2019 16:00","2019-03-06T16:00:00",78.1,65.1,57.9,{"v":72,"d":"72.0"},{"v":30,"d":"30.00"},0.0733,0.48,13.78]
["March",6,"5PM to 6PM",17,"March 6, 2019 17:00","2019-03-06T17:00:00",75.9,66.7,62.1,83.6,{"v":31.3,"d":"31.30"},0.0735,0.56,13.76]
["March",6,"6PM to 7PM",18,"March 6, 2019 18:00","2019-03-06T18:00:00",{"v":73,"d":"73.0"},65.1,{"v":61,"d":"61.0"},80.4,30.09,{"v":0.074,"d":"0.0740"},0.54,13.68]
["March",6,"7PM to 8PM",19,"March 6, 2019 19:00","2019-03-06T19:00:00",{"v":72,"d":"72.0"},63.6,{"v":59,"d":"59.0"},74.9,28.96,0.0741,{"v":0.5,"d":"0.50"},13.63]
["March",6,"8PM to 9PM",20,"March 6, 2019 20:00","2019-03-06T20:00:00",71.1,62.7,57.9,{"v":72,"d":"72.0"},28.29,0.0743,0.48,{"v":13.6,"d":"13.60"}]
["March",6,"9PM to 10PM",21,"March 6, 2019 21:00","2019-03-06T21:00:00",71.1,63.3,{"v":59,"d":"59.0"},74.9,28.74,0.0743,{"v":0.5,"d":"0.50"},13.61]
["March",6,"10PM to 11PM",22,"March 6, 2019 22:00","2019-03-06T22:00:00",{"v":70,"d":"70.0"},61.8,{"v":57,"d":"57.0"},69.6,27.66,0.0745,0.47,13.56]
["March",6,"11PM to 12AM",23,"March 6, 2019 23:00","2019-03-06T23:00:00",{"v":70,"d":"70.0"},60.7,{"v":55,"d":"55.0"},64.7,26.89,0.0745,0.44,13.55]
["March",7,"12AM to 1AM",0,"March 7, 2019 0:00","2019-03-07",{"v":70,"d":"70.0"},61.8,{"v":57,"d":"57.0"},69.6,27.66,0.0745,0.47,13.56]
["March",7,"1AM to 2AM",1,"March 7, 2019 1:00","2019-03-07T01:00:00",{"v":68,"d":"68.0"},{"v":60,"d":"60.0"},{"v":55,"d":"55.0"},64.7,26.41,0.0748,0.44,{"v":13.5,"d":"13.50"}]
["March",7,"2AM to 3AM",2,"March 7, 2019 2:00","2019-03-07T02:00:00",69.1,60.4,{"v":55,"d":"55.0"},64.7,26.67,0.0746,0.44,13.53]
["March",7,"3AM to 4AM",3,"March 7, 2019 3:00","2019-03-07T03:00:00",{"v":66,"d":"66.0"},59.3,{"v":55,"d":"55.0"},64.7,25.93,0.0751,0.44,13.45]
["March",7,"4AM to 5AM",4,"March 7, 2019 4:00","2019-03-07T04:00:00",{"v":68,"d":"68.0"},59.4,{"v":54,"d":"54.0"},62.2,26.02,0.0748,0.42,13.49]
["March",7,"5AM to 6AM",5,"March 7, 2019 5:00","2019-03-07T05:00:00",{"v":66,"d":"66.0"},58.7,{"v":54,"d":"54.0"},62.2,25.53,0.0751,0.42,13.44]
["March",7,"6AM to 7AM",6,"March 7, 2019 6:00","2019-03-07T06:00:00",66.9,{"v":58,"d":"58.0"},{"v":52,"d":"52.0"},57.8,25.06,{"v":0.075,"d":"0.0750"},0.39,13.45]
["March",7,"7AM to 8AM",7,"March 7, 2019 7:00","2019-03-07T07:00:00",{"v":68,"d":"68.0"},59.4,{"v":54,"d":"54.0"},62.2,26.02,0.0748,0.42,13.49]
["March",7,"8AM to 9AM",8,"March 7, 2019 8:00","2019-03-07T08:00:00",{"v":72,"d":"72.0"},60.9,{"v":54,"d":"54.0"},62.2,26.98,0.0742,0.42,13.59]
["March",7,"9AM to 10AM",9,"March 7, 2019 9:00","2019-03-07T09:00:00",73.9,60.2,51.1,55.9,26.47,{"v":0.074,"d":"0.0740"},0.38,13.62]
["March",7,"10AM to 11AM",10,"March 7, 2019 10:00","2019-03-07T10:00:00",75.9,62.3,{"v":54,"d":"54.0"},62.2,27.95,0.0737,0.42,13.69]
["March",7,"11AM to 12PM",11,"March 7, 2019 11:00","2019-03-07T11:00:00",75.9,62.8,{"v":55,"d":"55.0"},64.7,28.34,0.0737,0.44,{"v":13.7,"d":"13.70"}]
["March",7,"12PM to 1PM",12,"March 7, 2019 12:00","2019-03-07T12:00:00",{"v":79,"d":"79.0"},63.9,{"v":55,"d":"55.0"},64.7,29.09,0.0732,0.44,13.78]
["March",7,"1PM to 2PM",13,"March 7, 2019 13:00","2019-03-07T13:00:00",80.1,64.2,{"v":55,"d":"55.0"},64.7,29.35,0.0731,0.44,13.81]
["March",7,"2PM to 3PM",14,"March 7, 2019 14:00","2019-03-07T14:00:00",{"v":77,"d":"77.0"},63.6,55.9,66.9,28.95,0.0735,0.45,13.74]
["March",7,"3PM to 4PM",15,"March 7, 2019 15:00","2019-03-07T15:00:00",{"v":75,"d":"75.0"},{"v":64,"d":"64.0"},57.9,{"v":72,"d":"72.0"},29.25,0.0737,0.48,{"v":13.7,"d":"13.70"}]
["March",7,"4PM to 5PM",16,"March 7, 2019 16:00","2019-03-07T16:00:00",75.9,62.3,{"v":54,"d":"54.0"},62.2,27.95,0.0737,0.42,13.69]
["March",7,"5PM to 6PM",17,"March 7, 2019 17:00","2019-03-07T17:00:00",{"v":73,"d":"73.0"},61.3,{"v":54,"d":"54.0"},62.2,27.24,0.0741,0.42,13.62]
["March",7,"6PM to 7PM",18,"March 7, 2019 18:00","2019-03-07T18:00:00",71.1,59.5,{"v":52,"d":"52.0"},57.8,26.07,0.0744,0.39,13.56]
["March",7,"7PM to 8PM",19,"March 7, 2019 19:00","2019-03-07T19:00:00",{"v":68,"d":"68.0"},59.4,{"v":54,"d":"54.0"},62.2,26.02,0.0748,0.42,13.49]
["March",7,"8PM to 9PM",20,"March 7, 2019 20:00","2019-03-07T20:00:00",{"v":66,"d":"66.0"},58.2,53.1,60.1,25.21,0.0751,0.41,13.43]
["March",7,"9PM to 10PM",21,"March 7, 2019 21:00","2019-03-07T21:00:00",64.9,58.3,{"v":54,"d":"54.0"},62.2,25.27,0.0752,0.42,13.41]
["March",7,"10PM to 11PM",22,"March 7, 2019 22:00","2019-03-07T22:00:00",{"v":64,"d":"64.0"},57.9,{"v":54,"d":"54.0"},62.2,25.05,0.0754,0.42,13.39]
["March",7,"11PM to 12AM",23,"March 7, 2019 23:00","2019-03-07T23:00:00",{"v":63,"d":"63.0"},57.5,{"v":54,"d":"54.0"},62.2,24.79,0.0755,0.42,13.36]
["March",8,"12AM to 1AM",0,"March 8, 2019 0:00","2019-03-08",{"v":63,"d":"63.0"},57.5,{"v":54,"d":"54.0"},62.2,24.79,0.0755,0.42,13.36]
["March",8,"1AM to 2AM",1,"March 8, 2019 1:00","2019-03-08T01:00:00",60.1,56.4,{"v":54,"d":"54.0"},62.2,24.08,0.0759,0.42,13.29]
["March",8,"2AM to 3AM",2,"March 8, 2019 2:00","2019-03-08T02:00:00",60.1,56.4,{"v":54,"d":"54.0"},62.2,24.08,0.0759,0.42,13.29]
["March",8,"3AM to 4AM",3,"March 8, 2019 3:00","2019-03-08T03:00:00",{"v":59,"d":"59.0"},{"v":56,"d":"56.0"},{"v":54,"d":"54.0"},62.2,23.82,0.0761,0.42,13.26]
["March",8,"4AM to 5AM",4,"March 8, 2019 4:00","2019-03-08T04:00:00",{"v":59,"d":"59.0"},56.6,{"v":55,"d":"55.0"},64.7,24.21,0.0761,0.44,13.27]
["March",8,"5AM to 6AM",5,"March 8, 2019 5:00","2019-03-08T05:00:00",{"v":59,"d":"59.0"},57.1,55.9,66.9,24.55,0.0761,0.45,13.27]
["March",8,"6AM to 7AM",6,"March 8, 2019 6:00","2019-03-08T06:00:00",{"v":59,"d":"59.0"},56.6,{"v":55,"d":"55.0"},64.7,24.21,0.0761,0.44,13.27]
["March",8,"7AM to 8AM",7,"March 8, 2019 7:00","2019-03-08T07:00:00",64.9,61.2,{"v":59,"d":"59.0"},74.9,27.24,0.0751,{"v":0.5,"d":"0.50"},13.45]
["March",8,"8AM to 9AM",8,"March 8, 2019 8:00","2019-03-08T08:00:00",71.1,62.2,{"v":57,"d":"57.0"},69.6,27.92,0.0743,0.47,13.59]
["March",8,"9AM to 10AM",9,"March 8, 2019 9:00","2019-03-08T09:00:00",{"v":75,"d":"75.0"},63.5,{"v":57,"d":"57.0"},69.6,28.89,0.0738,0.47,13.69]
["March",8,"10AM to 11AM",10,"March 8, 2019 10:00","2019-03-08T10:00:00",78.1,65.1,57.9,{"v":72,"d":"72.0"},{"v":30,"d":"30.00"},0.0733,0.48,13.78]
["March",8,"11AM to 12PM",11,"March 8, 2019 11:00","2019-03-08T11:00:00",78.1,65.6,{"v":59,"d":"59.0"},74.9,30.46,0.0733,{"v":0.5,"d":"0.50"},13.79]
["March",8,"12PM to 1PM",12,"March 8, 2019 12:00","2019-03-08T12:00:00",78.1,66.2,60.1,77.8,30.92,0.0733,0.52,{"v":13.8,"d":"13.80"}]
["March",8,"1PM to 2PM",13,"March 8, 2019 13:00","2019-03-08T13:00:00",78.1,66.2,60.1,77.8,30.92,0.0733,0.52,{"v":13.8,"d":"13.80"}]
["March",8,"2PM to 3PM",14,"March 8, 2019 14:00","2019-03-08T14:00:00",78.1,66.2,60.1,77.8,30.92,0.0733,0.52,{"v":13.8,"d":"13.80"}]
["March",8,"3PM to 4PM",15,"March 8, 2019 15:00","2019-03-08T15:00:00",{"v":79,"d":"79.0"},66.5,60.1,77.8,31.14,0.0732,0.52,13.82]
["March",8,"4PM to 5PM",16,"March 8, 2019 16:00","2019-03-08T16:00:00",{"v":77,"d":"77.0"},65.9,60.1,77.8,30.66,0.0734,0.52,13.77]
["March",8,"5PM to 6PM",17,{"$f":"A1609&\" \"&B1609&\", \"&$D$5&\" \"&D1609&\":00\"","v":"March 8, 2019 17:00"},{"$f":"DATEVALUE(E1609)+TIMEVALUE(E1609)","v":"2019-03-08T17:00:00"},73.9,64.9,60.1,77.8,29.91,0.0739,0.52,13.69]
["March",8,"6PM to 7PM",{"$f":"IF(D1609+1>23,0,D1609+1)","v":18},"March 8, 2019 18:00","2019-03-08T18:00:00",{"v":72,"d":"72.0"},64.2,60.1,77.8,29.42,0.0741,0.52,13.64]
["March",8,"7PM to 8PM",19,"March 8, 2019 19:00","2019-03-08T19:00:00",{"v":70,"d":"70.0"},62.9,{"v":59,"d":"59.0"},74.9,28.47,0.0744,{"v":0.5,"d":"0.50"},13.58]
["March",8,"8PM to 9PM",20,"March 8, 2019 20:00","2019-03-08T20:00:00",{"v":68,"d":"68.0"},62.9,60.1,77.8,28.45,0.0747,0.52,13.54]
["March",8,"9PM to 10PM",21,"March 8, 2019 21:00","2019-03-08T21:00:00",66.9,62.5,60.1,77.8,28.19,0.0748,0.52,13.51]
["March",8,"10PM to 11PM",22,"March 8, 2019 22:00","2019-03-08T22:00:00",64.9,61.8,60.1,77.8,27.71,0.0751,0.52,13.46]
["March",8,"11PM to 12AM",23,"March 8, 2019 23:00","2019-03-08T23:00:00",64.9,61.8,60.1,77.8,27.71,0.0751,0.52,13.46]
["March",9,"12AM to 1AM",0,"March 9, 2019 0:00","2019-03-09",{"v":64,"d":"64.0"},62.1,{"v":61,"d":"61.0"},80.4,27.89,0.0752,0.54,13.44]
["March",9,"1AM to 2AM",1,"March 9, 2019 1:00","2019-03-09T01:00:00",{"v":64,"d":"64.0"},61.5,60.1,77.8,27.48,0.0753,0.52,13.44]
["March",9,"2AM to 3AM",2,"March 9, 2019 2:00","2019-03-09T02:00:00",{"v":63,"d":"63.0"},60.5,{"v":59,"d":"59.0"},74.9,26.75,0.0754,{"v":0.5,"d":"0.50"},{"v":13.4,"d":"13.40"}]
["March",9,"3AM to 4AM",3,"March 9, 2019 3:00","2019-03-09T03:00:00",{"v":64,"d":"64.0"},61.5,60.1,77.8,27.48,0.0753,0.52,13.44]
["March",9,"4AM to 5AM",4,"March 9, 2019 4:00","2019-03-09T04:00:00",{"v":64,"d":"64.0"},61.5,60.1,77.8,27.48,0.0753,0.52,13.44]
["March",9,"5AM to 6AM",5,"March 9, 2019 5:00","2019-03-09T05:00:00",{"v":63,"d":"63.0"},61.1,60.1,77.8,27.22,0.0754,0.52,13.41]
["March",9,"6AM to 7AM",6,"March 9, 2019 6:00","2019-03-09T06:00:00",62.1,60.1,{"v":59,"d":"59.0"},74.9,26.53,0.0756,{"v":0.5,"d":"0.50"},13.38]
["March",9,"7AM to 8AM",7,"March 9, 2019 7:00","2019-03-09T07:00:00",{"v":66,"d":"66.0"},{"v":64,"d":"64.0"},{"v":63,"d":"63.0"},86.4,{"v":29.3,"d":"29.30"},0.0749,0.58,13.51]
["March",9,"8AM to 9AM",8,"March 9, 2019 8:00","2019-03-09T08:00:00",73.9,66.6,{"v":63,"d":"63.0"},86.4,31.24,0.0738,0.58,13.72]
["March",9,"9AM to 10AM",9,"March 9, 2019 9:00","2019-03-09T09:00:00",{"v":77,"d":"77.0"},{"v":67,"d":"67.0"},62.1,83.6,31.56,0.0734,0.56,13.79]
["March",9,"10AM to 11AM",10,"March 9, 2019 10:00","2019-03-09T10:00:00",78.1,68.5,{"v":64,"d":"64.0"},89.8,32.79,0.0732,{"v":0.6,"d":"0.60"},13.83]
["March",9,"11AM to 12PM",11,"March 9, 2019 11:00","2019-03-09T11:00:00",78.1,67.9,{"v":63,"d":"63.0"},86.4,32.26,0.0732,0.58,13.82]
["March",9,"12PM to 1PM",12,"March 9, 2019 12:00","2019-03-09T12:00:00",80.1,69.1,{"v":64,"d":"64.0"},89.8,33.28,0.0729,{"v":0.6,"d":"0.60"},13.88]
["March",9,"1PM to 2PM",13,"March 9, 2019 13:00","2019-03-09T13:00:00",78.1,67.9,{"v":63,"d":"63.0"},86.4,32.26,0.0732,0.58,13.82]
["March",9,"2PM to 3PM",14,"March 9, 2019 14:00","2019-03-09T14:00:00",{"v":79,"d":"79.0"},68.2,{"v":63,"d":"63.0"},86.4,32.48,0.0731,0.58,13.85]
["March",9,"3PM to 4PM",15,"March 9, 2019 15:00","2019-03-09T15:00:00",78.1,67.9,{"v":63,"d":"63.0"},86.4,32.26,0.0732,0.58,13.82]
["March",9,"4PM to 5PM",16,"March 9, 2019 16:00","2019-03-09T16:00:00",{"v":77,"d":"77.0"},68.8,64.9,92.7,32.98,0.0733,0.62,13.82]
["March",9,"5PM to 6PM",17,"March 9, 2019 17:00","2019-03-09T17:00:00",78.1,67.4,62.1,83.6,31.83,0.0733,0.56,13.81]
["March",9,"6PM to 7PM",18,"March 9, 2019 18:00","2019-03-09T18:00:00",73.9,66.1,62.1,83.6,30.81,0.0738,0.56,13.71]
["March",9,"7PM to 8PM",19,"March 9, 2019 19:00","2019-03-09T19:00:00",{"v":72,"d":"72.0"},65.4,62.1,83.6,30.33,0.0741,0.56,13.66]
["March",9,"8PM to 9PM",20,"March 9, 2019 20:00","2019-03-09T20:00:00",{"v":70,"d":"70.0"},65.3,{"v":63,"d":"63.0"},86.4,30.27,0.0744,0.58,13.61]
["March",9,"9PM to 10PM",21,"March 9, 2019 21:00","2019-03-09T21:00:00",69.1,{"v":65,"d":"65.0"},{"v":63,"d":"63.0"},86.4,30.05,0.0745,0.58,13.59]
["March",9,"10PM to 11PM",22,"March 9, 2019 22:00","2019-03-09T22:00:00",69.1,64.5,62.1,83.6,29.62,0.0745,0.56,13.58]
["March",9,"11PM to 12AM",23,"March 9, 2019 23:00","2019-03-09T23:00:00",66.9,63.7,62.1,83.6,29.09,0.0748,0.56,13.53]
["March",10,"12AM to 1AM",0,"March 10, 2019 0:00","2019-03-10",{"v":66,"d":"66.0"},63.4,62.1,83.6,28.87,0.0749,0.56,{"v":13.5,"d":"13.50"}]
["March",10,"1AM to 2AM",1,"March 10, 2019 1:00","2019-03-10T01:00:00",{"v":66,"d":"66.0"},63.4,62.1,83.6,28.87,0.0749,0.56,{"v":13.5,"d":"13.50"}]
["March",10,"2AM to 3AM",2,"March 10, 2019 2:00","2019-03-10T02:00:00",64.9,63.1,62.1,83.6,{"v":28.6,"d":"28.60"},0.0751,0.56,13.48]
["March",10,"3AM to 4AM",3,"March 10, 2019 3:00","2019-03-10T03:00:00",{"v":64,"d":"64.0"},62.7,62.1,83.6,28.38,0.0752,0.56,13.45]
["March",10,"4AM to 5AM",4,"March 10, 2019 4:00","2019-03-10T04:00:00",{"v":64,"d":"64.0"},62.1,{"v":61,"d":"61.0"},80.4,27.89,0.0752,0.54,13.44]
["March",10,"5AM to 6AM",5,"March 10, 2019 5:00","2019-03-10T05:00:00",{"v":64,"d":"64.0"},62.7,62.1,83.6,28.38,0.0752,0.56,13.45]
["March",10,"6AM to 7AM",6,"March 10, 2019 6:00","2019-03-10T06:00:00",{"v":68,"d":"68.0"},64.7,{"v":63,"d":"63.0"},86.4,29.78,0.0746,0.58,13.56]
["March",10,"7AM to 8AM",7,"March 10, 2019 7:00","2019-03-10T07:00:00",{"v":73,"d":"73.0"},67.5,64.9,92.7,32.01,0.0739,0.62,13.71]
["March",10,"8AM to 9AM",8,"March 10, 2019 8:00","2019-03-10T08:00:00",75.9,68.4,64.9,92.7,32.72,0.0735,0.62,13.79]
["March",10,"9AM to 10AM",9,"March 10, 2019 9:00","2019-03-10T09:00:00",80.1,69.1,{"v":64,"d":"64.0"},89.8,33.28,0.0729,{"v":0.6,"d":"0.60"},13.88]
["March",10,"10AM to 11AM",10,"March 10, 2019 10:00","2019-03-10T10:00:00",78.1,67.9,{"v":63,"d":"63.0"},86.4,32.26,0.0732,0.58,13.82]
["March",10,"11AM to 12PM",11,"March 10, 2019 11:00","2019-03-10T11:00:00",80.1,69.1,{"v":64,"d":"64.0"},89.8,33.28,0.0729,{"v":0.6,"d":"0.60"},13.88]
["March",10,"12PM to 1PM",12,"March 10, 2019 12:00","2019-03-10T12:00:00",{"v":79,"d":"79.0"},68.8,{"v":64,"d":"64.0"},89.8,33.01,0.0731,{"v":0.6,"d":"0.60"},13.86]
["March",10,"1PM to 2PM",13,"March 10, 2019 13:00","2019-03-10T13:00:00",80.1,70.4,{"v":66,"d":"66.0"},96.3,{"v":34.3,"d":"34.30"},0.0729,0.64,13.91]
["March",10,"2PM to 3PM",14,"March 10, 2019 14:00","2019-03-10T14:00:00",{"v":82,"d":"82.0"},69.7,{"v":64,"d":"64.0"},89.8,33.76,0.0727,{"v":0.6,"d":"0.60"},13.94]
["March",10,"3PM to 4PM",15,"March 10, 2019 15:00","2019-03-10T15:00:00",80.1,69.1,{"v":64,"d":"64.0"},89.8,33.28,0.0729,{"v":0.6,"d":"0.60"},13.88]
["March",10,"4PM to 5PM",16,"March 10, 2019 16:00","2019-03-10T16:00:00",{"v":81,"d":"81.0"},69.4,{"v":64,"d":"64.0"},89.8,{"v":33.5,"d":"33.50"},0.0728,{"v":0.6,"d":"0.60"},13.91]
["March",10,"5PM to 6PM",17,"March 10, 2019 17:00","2019-03-10T17:00:00",78.1,67.9,{"v":63,"d":"63.0"},86.4,32.26,0.0732,0.58,13.82]
["March",10,"6PM to 7PM",18,"March 10, 2019 18:00","2019-03-10T18:00:00",{"v":75,"d":"75.0"},66.9,{"v":63,"d":"63.0"},86.4,31.51,0.0737,0.58,13.74]
["March",10,"7PM to 8PM",19,"March 10, 2019 19:00","2019-03-10T19:00:00",73.9,67.3,{"v":64,"d":"64.0"},89.8,31.77,0.0738,{"v":0.6,"d":"0.60"},13.73]
["March",10,"8PM to 9PM",20,"March 10, 2019 20:00","2019-03-10T20:00:00",73.9,67.8,64.9,92.7,32.23,0.0738,0.62,13.74]
["March",10,"9PM to 10PM",21,"March 10, 2019 21:00","2019-03-10T21:00:00",{"v":73,"d":"73.0"},67.5,64.9,92.7,32.01,0.0739,0.62,13.71]
["March",10,"10PM to 11PM",22,"March 10, 2019 22:00","2019-03-10T22:00:00",{"v":73,"d":"73.0"},{"v":67,"d":"67.0"},{"v":64,"d":"64.0"},89.8,31.55,0.0739,{"v":0.6,"d":"0.60"},{"v":13.7,"d":"13.70"}]
["March",10,"11PM to 12AM",23,"March 10, 2019 23:00","2019-03-10T23:00:00",{"v":73,"d":"73.0"},{"v":67,"d":"67.0"},{"v":64,"d":"64.0"},89.8,31.55,0.0739,{"v":0.6,"d":"0.60"},{"v":13.7,"d":"13.70"}]
["March",11,"12AM to 1AM",0,"March 11, 2019 0:00","2019-03-11",71.1,66.3,{"v":64,"d":"64.0"},89.8,31.07,0.0742,{"v":0.6,"d":"0.60"},13.65]
["March",11,"1AM to 2AM",1,"March 11, 2019 1:00","2019-03-11T01:00:00",{"v":70,"d":"70.0"},{"v":66,"d":"66.0"},{"v":64,"d":"64.0"},89.8,{"v":30.8,"d":"30.80"},0.0743,{"v":0.6,"d":"0.60"},13.63]
["March",11,"2AM to 3AM",2,"March 11, 2019 2:00","2019-03-11T02:00:00",69.1,65.7,{"v":64,"d":"64.0"},89.8,30.58,0.0745,{"v":0.6,"d":"0.60"},{"v":13.6,"d":"13.60"}]
["March",11,"3AM to 4AM",3,"March 11, 2019 3:00","2019-03-11T03:00:00",{"v":68,"d":"68.0"},65.4,{"v":64,"d":"64.0"},89.8,30.31,0.0746,{"v":0.6,"d":"0.60"},13.57]
["March",11,"4AM to 5AM",4,"March 11, 2019 4:00","2019-03-11T04:00:00",66.9,{"v":65,"d":"65.0"},{"v":64,"d":"64.0"},89.8,30.05,0.0748,{"v":0.6,"d":"0.60"},13.55]
["March",11,"5AM to 6AM",5,"March 11, 2019 5:00","2019-03-11T05:00:00",66.9,{"v":65,"d":"65.0"},{"v":64,"d":"64.0"},89.8,30.05,0.0748,{"v":0.6,"d":"0.60"},13.55]
["March",11,"6AM to 7AM",6,"March 11, 2019 6:00","2019-03-11T06:00:00",66.9,65.6,64.9,92.7,30.51,0.0747,0.62,13.56]
["March",11,"7AM to 8AM",7,"March 11, 2019 7:00","2019-03-11T07:00:00",71.1,67.6,{"v":66,"d":"66.0"},96.3,32.09,0.0741,0.64,13.67]
["March",11,"8AM to 9AM",8,"March 11, 2019 8:00","2019-03-11T08:00:00",{"v":77,"d":"77.0"},69.4,{"v":66,"d":"66.0"},96.3,33.55,0.0733,0.64,13.83]
["March",11,"9AM to 10AM",9,{"$f":"A1673&\" \"&B1673&\", \"&$D$5&\" \"&D1673&\":00\"","v":"March 11, 2019 9:00"},{"$f":"DATEVALUE(E1673)+TIMEVALUE(E1673)","v":"2019-03-11T09:00:00"},{"v":81,"d":"81.0"},70.6,{"v":66,"d":"66.0"},96.3,34.53,0.0728,0.64,13.93]
["March",11,"10AM to 11AM",{"$f":"IF(D1673+1>23,0,D1673+1)","v":10},"March 11, 2019 10:00","2019-03-11T10:00:00",{"v":81,"d":"81.0"},{"v":70,"d":"70.0"},64.9,92.7,33.96,0.0728,0.62,13.92]
["March",11,"11AM to 12PM",11,"March 11, 2019 11:00","2019-03-11T11:00:00",{"v":82,"d":"82.0"},69.7,{"v":64,"d":"64.0"},89.8,33.76,0.0727,{"v":0.6,"d":"0.60"},13.94]
["March",11,"12PM to 1PM",12,"March 11, 2019 12:00","2019-03-11T12:00:00",{"v":82,"d":"82.0"},71.5,66.9,99.5,35.28,0.0726,0.67,13.97]
["March",11,"1PM to 2PM",13,"March 11, 2019 13:00","2019-03-11T13:00:00",{"v":82,"d":"82.0"},72.2,{"v":68,"d":"68.0"},103.3,35.89,0.0726,0.69,13.98]
["March",11,"2PM to 3PM",14,"March 11, 2019 14:00","2019-03-11T14:00:00",{"v":81,"d":"81.0"},71.9,{"v":68,"d":"68.0"},103.3,35.62,0.0727,0.69,13.95]
["March",11,"3PM to 4PM",15,"March 11, 2019 15:00","2019-03-11T15:00:00",{"v":81,"d":"81.0"},72.5,69.1,107.3,36.25,0.0727,0.72,13.96]
["March",11,"4PM to 5PM",16,"March 11, 2019 16:00","2019-03-11T16:00:00",80.1,70.9,66.9,99.5,34.79,0.0729,0.67,13.91]
["March",11,"5PM to 6PM",17,"March 11, 2019 17:00","2019-03-11T17:00:00",{"v":79,"d":"79.0"},70.6,66.9,99.5,34.53,{"v":0.073,"d":"0.0730"},0.67,13.89]
["March",11,"6PM to 7PM",18,"March 11, 2019 18:00","2019-03-11T18:00:00",75.9,69.7,66.9,99.5,33.77,0.0734,0.67,13.81]
["March",11,"7PM to 8PM",19,"March 11, 2019 19:00","2019-03-11T19:00:00",73.9,69.1,66.9,99.5,33.29,0.0737,0.67,13.76]
["March",11,"8PM to 9PM",20,"March 11, 2019 20:00","2019-03-11T20:00:00",71.1,66.9,64.9,92.7,31.52,0.0742,0.62,13.66]
["March",11,"9PM to 10PM",21,"March 11, 2019 21:00","2019-03-11T21:00:00",71.1,66.3,{"v":64,"d":"64.0"},89.8,31.07,0.0742,{"v":0.6,"d":"0.60"},13.65]
["March",11,"10PM to 11PM",22,"March 11, 2019 22:00","2019-03-11T22:00:00",{"v":70,"d":"70.0"},66.6,64.9,92.7,31.26,0.0743,0.62,13.63]
["March",11,"11PM to 12AM",23,"March 11, 2019 23:00","2019-03-11T23:00:00",69.1,{"v":65,"d":"65.0"},{"v":63,"d":"63.0"},86.4,30.05,0.0745,0.58,13.59]
["March",12,"12AM to 1AM",0,"March 12, 2019 0:00","2019-03-12",69.1,{"v":65,"d":"65.0"},{"v":63,"d":"63.0"},86.4,30.05,0.0745,0.58,13.59]
["March",12,"1AM to 2AM",1,"March 12, 2019 1:00","2019-03-12T01:00:00",{"v":68,"d":"68.0"},64.7,{"v":63,"d":"63.0"},86.4,29.78,0.0746,0.58,13.56]
["March",12,"2AM to 3AM",2,"March 12, 2019 2:00","2019-03-12T02:00:00",66.9,64.3,{"v":63,"d":"63.0"},86.4,29.52,0.0748,0.58,13.54]
["March",12,"3AM to 4AM",3,"March 12, 2019 3:00","2019-03-12T03:00:00",{"v":68,"d":"68.0"},64.7,{"v":63,"d":"63.0"},86.4,29.78,0.0746,0.58,13.56]
["March",12,"4AM to 5AM",4,"March 12, 2019 4:00","2019-03-12T04:00:00",{"v":70,"d":"70.0"},{"v":66,"d":"66.0"},{"v":64,"d":"64.0"},89.8,{"v":30.8,"d":"30.80"},0.0743,{"v":0.6,"d":"0.60"},13.63]
["March",12,"5AM to 6AM",5,"March 12, 2019 5:00","2019-03-12T05:00:00",{"v":68,"d":"68.0"},64.7,{"v":63,"d":"63.0"},86.4,29.78,0.0746,0.58,13.56]
["March",12,"6AM to 7AM",6,"March 12, 2019 6:00","2019-03-12T06:00:00",69.1,65.7,{"v":64,"d":"64.0"},89.8,30.58,0.0745,{"v":0.6,"d":"0.60"},{"v":13.6,"d":"13.60"}]
["March",12,"7AM to 8AM",7,"March 12, 2019 7:00","2019-03-12T07:00:00",{"v":72,"d":"72.0"},67.9,{"v":66,"d":"66.0"},96.3,32.31,{"v":0.074,"d":"0.0740"},0.64,{"v":13.7,"d":"13.70"}]
["March",12,"8AM to 9AM",8,"March 12, 2019 8:00","2019-03-12T08:00:00",{"v":79,"d":"79.0"},{"v":72,"d":"72.0"},69.1,107.3,35.76,{"v":0.073,"d":"0.0730"},0.72,13.91]
["March",12,"9AM to 10AM",9,"March 12, 2019 9:00","2019-03-12T09:00:00",{"v":81,"d":"81.0"},73.9,71.1,{"v":115,"d":"115.0"},37.45,0.0727,0.77,13.99]
["March",12,"10AM to 11AM",10,"March 12, 2019 10:00","2019-03-12T10:00:00",{"v":81,"d":"81.0"},73.9,71.1,{"v":115,"d":"115.0"},37.45,0.0727,0.77,13.99]
["March",12,"11AM to 12PM",11,"March 12, 2019 11:00","2019-03-12T11:00:00",{"v":82,"d":"82.0"},74.1,71.1,{"v":115,"d":"115.0"},37.72,0.0725,0.77,14.01]
["March",12,"12PM to 1PM",12,"March 12, 2019 12:00","2019-03-12T12:00:00",{"v":82,"d":"82.0"},74.1,71.1,{"v":115,"d":"115.0"},37.72,0.0725,0.77,14.01]
["March",12,"1PM to 2PM",13,"March 12, 2019 13:00","2019-03-12T13:00:00",{"v":82,"d":"82.0"},74.1,71.1,{"v":115,"d":"115.0"},37.72,0.0725,0.77,14.01]
["March",12,"2PM to 3PM",14,"March 12, 2019 14:00","2019-03-12T14:00:00",{"v":81,"d":"81.0"},73.1,{"v":70,"d":"70.0"},110.8,36.79,0.0727,0.74,13.97]
["March",12,"3PM to 4PM",15,"March 12, 2019 15:00","2019-03-12T15:00:00",{"v":81,"d":"81.0"},73.1,{"v":70,"d":"70.0"},110.8,36.79,0.0727,0.74,13.97]
["March",12,"4PM to 5PM",16,"March 12, 2019 16:00","2019-03-12T16:00:00",80.1,72.9,{"v":70,"d":"70.0"},110.8,36.56,0.0728,0.74,13.95]
["March",12,"5PM to 6PM",17,"March 12, 2019 17:00","2019-03-12T17:00:00",78.1,72.3,{"v":70,"d":"70.0"},110.8,36.08,0.0731,0.74,{"v":13.9,"d":"13.90"}]
["March",12,"6PM to 7PM",18,"March 12, 2019 18:00","2019-03-12T18:00:00",{"v":77,"d":"77.0"},{"v":72,"d":"72.0"},{"v":70,"d":"70.0"},110.8,35.81,0.0732,0.74,13.87]
["March",12,"7PM to 8PM",19,"March 12, 2019 19:00","2019-03-12T19:00:00",{"v":77,"d":"77.0"},72.8,71.1,{"v":115,"d":"115.0"},36.47,0.0732,0.77,13.88]
["March",12,"8PM to 9PM",20,"March 12, 2019 20:00","2019-03-12T20:00:00",{"v":77,"d":"77.0"},72.8,71.1,{"v":115,"d":"115.0"},36.47,0.0732,0.77,13.88]
["March",12,"9PM to 10PM",21,"March 12, 2019 21:00","2019-03-12T21:00:00",75.9,72.5,71.1,{"v":115,"d":"115.0"},36.21,0.0734,0.77,13.86]
["March",12,"10PM to 11PM",22,"March 12, 2019 22:00","2019-03-12T22:00:00",{"v":75,"d":"75.0"},71.5,{"v":70,"d":"70.0"},110.8,35.32,0.0735,0.74,13.82]
["March",12,"11PM to 12AM",23,"March 12, 2019 23:00","2019-03-12T23:00:00",73.9,71.1,{"v":70,"d":"70.0"},110.8,35.05,0.0737,0.74,13.79]
["March",13,"12AM to 1AM",0,"March 13, 2019 0:00","2019-03-13",75.9,71.7,{"v":70,"d":"70.0"},110.8,35.54,0.0734,0.74,13.84]
["March",13,"1AM to 2AM",1,"March 13, 2019 1:00","2019-03-13T01:00:00",{"v":75,"d":"75.0"},71.5,{"v":70,"d":"70.0"},110.8,35.32,0.0735,0.74,13.82]
["March",13,"2AM to 3AM",2,"March 13, 2019 2:00","2019-03-13T02:00:00",73.9,71.1,{"v":70,"d":"70.0"},110.8,35.05,0.0737,0.74,13.79]
["March",13,"3AM to 4AM",3,"March 13, 2019 3:00","2019-03-13T03:00:00",{"v":73,"d":"73.0"},70.3,69.1,107.3,34.29,0.0738,0.72,13.76]
["March",13,"4AM to 5AM",4,"March 13, 2019 4:00","2019-03-13T04:00:00",{"v":72,"d":"72.0"},69.9,69.1,107.3,34.03,0.0739,0.72,13.73]
["March",13,"5AM to 6AM",5,"March 13, 2019 5:00","2019-03-13T05:00:00",{"v":72,"d":"72.0"},69.2,{"v":68,"d":"68.0"},103.3,{"v":33.4,"d":"33.40"},{"v":0.074,"d":"0.0740"},0.69,13.72]
["March",13,"6AM to 7AM",6,"March 13, 2019 6:00","2019-03-13T06:00:00",{"v":72,"d":"72.0"},69.2,{"v":68,"d":"68.0"},103.3,{"v":33.4,"d":"33.40"},{"v":0.074,"d":"0.0740"},0.69,13.72]
["March",13,"7AM to 8AM",7,"March 13, 2019 7:00","2019-03-13T07:00:00",{"v":75,"d":"75.0"},70.8,69.1,107.3,34.78,0.0735,0.72,13.81]
["March",13,"8AM to 9AM",8,"March 13, 2019 8:00","2019-03-13T08:00:00",80.1,73.6,71.1,{"v":115,"d":"115.0"},37.23,0.0728,0.77,13.96]
["March",13,"9AM to 10AM",9,"March 13, 2019 9:00","2019-03-13T09:00:00",{"v":81,"d":"81.0"},73.9,71.1,{"v":115,"d":"115.0"},37.45,0.0727,0.77,13.99]
["March",13,"10AM to 11AM",10,"March 13, 2019 10:00","2019-03-13T10:00:00",{"v":81,"d":"81.0"},74.5,{"v":72,"d":"72.0"},118.7,38.03,0.0726,0.79,{"v":14,"d":"14.00"}]
["March",13,"11AM to 12PM",11,"March 13, 2019 11:00","2019-03-13T11:00:00",78.1,73.7,{"v":72,"d":"72.0"},118.7,37.32,{"v":0.073,"d":"0.0730"},0.79,13.92]
["March",13,"12PM to 1PM",12,"March 13, 2019 12:00","2019-03-13T12:00:00",{"v":82,"d":"82.0"},74.7,{"v":72,"d":"72.0"},118.7,{"v":38.3,"d":"38.30"},0.0725,0.79,14.03]
["March",13,"1PM to 2PM",13,"March 13, 2019 13:00","2019-03-13T13:00:00",82.9,74.4,71.1,{"v":115,"d":"115.0"},37.94,0.0724,0.77,14.04]
["March",13,"2PM to 3PM",14,"March 13, 2019 14:00","2019-03-13T14:00:00",82.9,74.4,71.1,{"v":115,"d":"115.0"},37.94,0.0724,0.77,14.04]
["March",13,"3PM to 4PM",15,"March 13, 2019 15:00","2019-03-13T15:00:00",82.9,74.4,71.1,{"v":115,"d":"115.0"},37.94,0.0724,0.77,14.04]
["March",13,"4PM to 5PM",16,"March 13, 2019 16:00","2019-03-13T16:00:00",{"v":79,"d":"79.0"},72.6,{"v":70,"d":"70.0"},110.8,{"v":36.3,"d":"36.30"},{"v":0.073,"d":"0.0730"},0.74,13.92]
["March",13,"5PM to 6PM",17,"March 13, 2019 17:00","2019-03-13T17:00:00",{"v":79,"d":"79.0"},72.6,{"v":70,"d":"70.0"},110.8,{"v":36.3,"d":"36.30"},{"v":0.073,"d":"0.0730"},0.74,13.92]
["March",13,"6PM to 7PM",18,"March 13, 2019 18:00","2019-03-13T18:00:00",{"v":77,"d":"77.0"},{"v":70,"d":"70.0"},66.9,99.5,34.04,0.0733,0.67,13.84]
["March",13,"7PM to 8PM",19,"March 13, 2019 19:00","2019-03-13T19:00:00",75.9,69.1,{"v":66,"d":"66.0"},96.3,33.29,0.0735,0.64,{"v":13.8,"d":"13.80"}]
["March",13,"8PM to 9PM",20,"March 13, 2019 20:00","2019-03-13T20:00:00",{"v":75,"d":"75.0"},68.8,{"v":66,"d":"66.0"},96.3,33.06,0.0736,0.64,13.78]
["March",13,"9PM to 10PM",21,"March 13, 2019 21:00","2019-03-13T21:00:00",73.9,68.5,{"v":66,"d":"66.0"},96.3,{"v":32.8,"d":"32.80"},0.0737,0.64,13.75]
["March",13,"10PM to 11PM",22,"March 13, 2019 22:00","2019-03-13T22:00:00",{"v":73,"d":"73.0"},68.2,{"v":66,"d":"66.0"},96.3,32.58,0.0739,0.64,13.72]
["March",13,"11PM to 12AM",23,"March 13, 2019 23:00","2019-03-13T23:00:00",{"v":73,"d":"73.0"},68.2,{"v":66,"d":"66.0"},96.3,32.58,0.0739,0.64,13.72]
["March",14,"12AM to 1AM",0,"March 14, 2019 0:00","2019-03-14",73.9,68.5,{"v":66,"d":"66.0"},96.3,{"v":32.8,"d":"32.80"},0.0737,0.64,13.75]
["March",14,"1AM to 2AM",1,{"$f":"A1737&\" \"&B1737&\", \"&$D$5&\" \"&D1737&\":00\"","v":"March 14, 2019 1:00"},{"$f":"DATEVALUE(E1737)+TIMEVALUE(E1737)","v":"2019-03-14T01:00:00"},73.9,68.5,{"v":66,"d":"66.0"},96.3,{"v":32.8,"d":"32.80"},0.0737,0.64,13.75]
["March",14,"2AM to 3AM",{"$f":"IF(D1737+1>23,0,D1737+1)","v":2},"March 14, 2019 2:00","2019-03-14T02:00:00",73.9,68.5,{"v":66,"d":"66.0"},96.3,{"v":32.8,"d":"32.80"},0.0737,0.64,13.75]
["March",14,"3AM to 4AM",3,"March 14, 2019 3:00","2019-03-14T03:00:00",{"v":73,"d":"73.0"},68.2,{"v":66,"d":"66.0"},96.3,32.58,0.0739,0.64,13.72]
["March",14,"4AM to 5AM",4,"March 14, 2019 4:00","2019-03-14T04:00:00",{"v":73,"d":"73.0"},68.2,{"v":66,"d":"66.0"},96.3,32.58,0.0739,0.64,13.72]
["March",14,"5AM to 6AM",5,"March 14, 2019 5:00","2019-03-14T05:00:00",73.9,68.5,{"v":66,"d":"66.0"},96.3,{"v":32.8,"d":"32.80"},0.0737,0.64,13.75]
["March",14,"6AM to 7AM",6,"March 14, 2019 6:00","2019-03-14T06:00:00",{"v":73,"d":"73.0"},67.5,64.9,92.7,32.01,0.0739,0.62,13.71]
["March",14,"7AM to 8AM",7,"March 14, 2019 7:00","2019-03-14T07:00:00",75.9,68.4,64.9,92.7,32.72,0.0735,0.62,13.79]
["March",14,"8AM to 9AM",8,"March 14, 2019 8:00","2019-03-14T08:00:00",{"v":79,"d":"79.0"},68.2,{"v":63,"d":"63.0"},86.4,32.48,0.0731,0.58,13.85]
["March",14,"9AM to 10AM",9,"March 14, 2019 9:00","2019-03-14T09:00:00",{"v":82,"d":"82.0"},69.1,{"v":63,"d":"63.0"},86.4,33.23,0.0727,0.58,13.92]
["March",14,"10AM to 11AM",10,"March 14, 2019 10:00","2019-03-14T10:00:00",82.9,70.5,64.9,92.7,34.44,0.0725,0.62,13.97]
["March",14,"11AM to 12PM",11,"March 14, 2019 11:00","2019-03-14T11:00:00",{"v":82,"d":"82.0"},69.7,{"v":64,"d":"64.0"},89.8,33.76,0.0727,{"v":0.6,"d":"0.60"},13.94]
["March",14,"12PM to 1PM",12,"March 14, 2019 12:00","2019-03-14T12:00:00",{"v":84,"d":"84.0"},72.1,66.9,99.5,35.77,0.0724,0.67,14.02]
["March",14,"1PM to 2PM",13,"March 14, 2019 13:00","2019-03-14T13:00:00",82.9,71.7,66.9,99.5,{"v":35.5,"d":"35.50"},0.0725,0.67,13.99]
["March",14,"2PM to 3PM",14,"March 14, 2019 14:00","2019-03-14T14:00:00",{"v":82,"d":"82.0"},72.2,{"v":68,"d":"68.0"},103.3,35.89,0.0726,0.69,13.98]
["March",14,"3PM to 4PM",15,"March 14, 2019 15:00","2019-03-14T15:00:00",{"v":82,"d":"82.0"},70.3,64.9,92.7,34.22,0.0727,0.62,13.94]
["March",14,"4PM to 5PM",16,"March 14, 2019 16:00","2019-03-14T16:00:00",{"v":82,"d":"82.0"},69.1,{"v":63,"d":"63.0"},86.4,33.23,0.0727,0.58,13.92]
["March",14,"5PM to 6PM",17,"March 14, 2019 17:00","2019-03-14T17:00:00",80.1,69.1,{"v":64,"d":"64.0"},89.8,33.28,0.0729,{"v":0.6,"d":"0.60"},13.88]
["March",14,"6PM to 7PM",18,"March 14, 2019 18:00","2019-03-14T18:00:00",{"v":77,"d":"77.0"},69.4,{"v":66,"d":"66.0"},96.3,33.55,0.0733,0.64,13.83]
["March",14,"7PM to 8PM",19,"March 14, 2019 19:00","2019-03-14T19:00:00",75.9,68.4,64.9,92.7,32.72,0.0735,0.62,13.79]
["March",14,"8PM to 9PM",20,"March 14, 2019 20:00","2019-03-14T20:00:00",{"v":75,"d":"75.0"},68.2,64.9,92.7,{"v":32.5,"d":"32.50"},0.0736,0.62,13.76]
["March",14,"9PM to 10PM",21,"March 14, 2019 21:00","2019-03-14T21:00:00",{"v":75,"d":"75.0"},68.8,{"v":66,"d":"66.0"},96.3,33.06,0.0736,0.64,13.78]
["March",14,"10PM to 11PM",22,"March 14, 2019 22:00","2019-03-14T22:00:00",73.9,68.5,{"v":66,"d":"66.0"},96.3,{"v":32.8,"d":"32.80"},0.0737,0.64,13.75]
["March",14,"11PM to 12AM",23,"March 14, 2019 23:00","2019-03-14T23:00:00",73.9,69.1,66.9,99.5,33.29,0.0737,0.67,13.76]
["March",15,"12AM to 1AM",0,"March 15, 2019 0:00","2019-03-15",{"v":73,"d":"73.0"},68.8,66.9,99.5,33.06,0.0738,0.67,13.73]
["March",15,"1AM to 2AM",1,"March 15, 2019 1:00","2019-03-15T01:00:00",{"v":73,"d":"73.0"},68.2,{"v":66,"d":"66.0"},96.3,32.58,0.0739,0.64,13.72]
["March",15,"2AM to 3AM",2,"March 15, 2019 2:00","2019-03-15T02:00:00",{"v":73,"d":"73.0"},68.2,{"v":66,"d":"66.0"},96.3,32.58,0.0739,0.64,13.72]
["March",15,"3AM to 4AM",3,"March 15, 2019 3:00","2019-03-15T03:00:00",{"v":72,"d":"72.0"},67.2,64.9,92.7,31.74,{"v":0.074,"d":"0.0740"},0.62,13.69]
["March",15,"4AM to 5AM",4,"March 15, 2019 4:00","2019-03-15T04:00:00",{"v":72,"d":"72.0"},66.6,{"v":64,"d":"64.0"},89.8,31.29,0.0741,{"v":0.6,"d":"0.60"},13.68]
["March",15,"5AM to 6AM",5,"March 15, 2019 5:00","2019-03-15T05:00:00",71.1,65.7,{"v":63,"d":"63.0"},86.4,30.53,0.0742,0.58,13.64]
["March",15,"6AM to 7AM",6,"March 15, 2019 6:00","2019-03-15T06:00:00",73.9,67.3,{"v":64,"d":"64.0"},89.8,31.77,0.0738,{"v":0.6,"d":"0.60"},13.73]
["March",15,"7AM to 8AM",7,"March 15, 2019 7:00","2019-03-15T07:00:00",78.1,68.5,{"v":64,"d":"64.0"},89.8,32.79,0.0732,{"v":0.6,"d":"0.60"},13.83]
["March",15,"8AM to 9AM",8,"March 15, 2019 8:00","2019-03-15T08:00:00",{"v":81,"d":"81.0"},{"v":70,"d":"70.0"},64.9,92.7,33.96,0.0728,0.62,13.92]
["March",15,"9AM to 10AM",9,"March 15, 2019 9:00","2019-03-15T09:00:00",82.9,70.5,64.9,92.7,34.44,0.0725,0.62,13.97]
["March",15,"10AM to 11AM",10,"March 15, 2019 10:00","2019-03-15T10:00:00",{"v":81,"d":"81.0"},70.6,{"v":66,"d":"66.0"},96.3,34.53,0.0728,0.64,13.93]
["March",15,"11AM to 12PM",11,"March 15, 2019 11:00","2019-03-15T11:00:00",{"v":84,"d":"84.0"},70.9,64.9,92.7,34.71,0.0724,0.62,{"v":14,"d":"14.00"}]
["March",15,"12PM to 1PM",12,"March 15, 2019 12:00","2019-03-15T12:00:00",{"v":82,"d":"82.0"},71.5,66.9,99.5,35.28,0.0726,0.67,13.97]
["March",15,"1PM to 2PM",13,"March 15, 2019 13:00","2019-03-15T13:00:00",82.9,{"v":70,"d":"70.0"},{"v":64,"d":"64.0"},89.8,33.98,0.0726,{"v":0.6,"d":"0.60"},13.96]
["March",15,"2PM to 3PM",14,"March 15, 2019 14:00","2019-03-15T14:00:00",84.9,71.8,{"v":66,"d":"66.0"},96.3,{"v":35.5,"d":"35.50"},0.0723,0.64,14.03]
["March",15,"3PM to 4PM",15,"March 15, 2019 15:00","2019-03-15T15:00:00",82.9,72.4,{"v":68,"d":"68.0"},103.3,36.11,0.0725,0.69,{"v":14,"d":"14.00"}]
["March",15,"4PM to 5PM",16,"March 15, 2019 16:00","2019-03-15T16:00:00",{"v":81,"d":"81.0"},70.6,{"v":66,"d":"66.0"},96.3,34.53,0.0728,0.64,13.93]
["March",15,"5PM to 6PM",17,"March 15, 2019 17:00","2019-03-15T17:00:00",{"v":79,"d":"79.0"},{"v":70,"d":"70.0"},{"v":66,"d":"66.0"},96.3,34.04,0.0731,0.64,13.88]
["March",15,"6PM to 7PM",18,"March 15, 2019 18:00","2019-03-15T18:00:00",{"v":77,"d":"77.0"},69.4,{"v":66,"d":"66.0"},96.3,33.55,0.0733,0.64,13.83]
["March",15,"7PM to 8PM",19,"March 15, 2019 19:00","2019-03-15T19:00:00",{"v":75,"d":"75.0"},68.8,{"v":66,"d":"66.0"},96.3,33.06,0.0736,0.64,13.78]
["March",15,"8PM to 9PM",20,"March 15, 2019 20:00","2019-03-15T20:00:00",{"v":75,"d":"75.0"},68.8,{"v":66,"d":"66.0"},96.3,33.06,0.0736,0.64,13.78]
["March",15,"9PM to 10PM",21,"March 15, 2019 21:00","2019-03-15T21:00:00",73.9,68.5,{"v":66,"d":"66.0"},96.3,{"v":32.8,"d":"32.80"},0.0737,0.64,13.75]
["March",15,"10PM to 11PM",22,"March 15, 2019 22:00","2019-03-15T22:00:00",73.9,67.8,64.9,92.7,32.23,0.0738,0.62,13.74]
["March",15,"11PM to 12AM",23,"March 15, 2019 23:00","2019-03-15T23:00:00",{"v":73,"d":"73.0"},{"v":67,"d":"67.0"},{"v":64,"d":"64.0"},89.8,31.55,0.0739,{"v":0.6,"d":"0.60"},{"v":13.7,"d":"13.70"}]
["March",16,"12AM to 1AM",0,"March 16, 2019 0:00","2019-03-16",{"v":72,"d":"72.0"},67.2,64.9,92.7,31.74,{"v":0.074,"d":"0.0740"},0.62,13.69]
["March",16,"1AM to 2AM",1,"March 16, 2019 1:00","2019-03-16T01:00:00",{"v":72,"d":"72.0"},67.2,64.9,92.7,31.74,{"v":0.074,"d":"0.0740"},0.62,13.69]
["March",16,"2AM to 3AM",2,"March 16, 2019 2:00","2019-03-16T02:00:00",71.1,65.7,{"v":63,"d":"63.0"},86.4,30.53,0.0742,0.58,13.64]
["March",16,"3AM to 4AM",3,"March 16, 2019 3:00","2019-03-16T03:00:00",71.1,65.7,{"v":63,"d":"63.0"},86.4,30.53,0.0742,0.58,13.64]
["March",16,"4AM to 5AM",4,"March 16, 2019 4:00","2019-03-16T04:00:00",69.1,65.7,{"v":64,"d":"64.0"},89.8,30.58,0.0745,{"v":0.6,"d":"0.60"},{"v":13.6,"d":"13.60"}]
["March",16,"5AM to 6AM",5,"March 16, 2019 5:00","2019-03-16T05:00:00",69.1,66.3,64.9,92.7,31.04,0.0744,0.62,13.61]
["March",16,"6AM to 7AM",6,"March 16, 2019 6:00","2019-03-16T06:00:00",{"v":70,"d":"70.0"},{"v":66,"d":"66.0"},{"v":64,"d":"64.0"},89.8,{"v":30.8,"d":"30.80"},0.0743,{"v":0.6,"d":"0.60"},13.63]
["March",16,"7AM to 8AM",7,"March 16, 2019 7:00","2019-03-16T07:00:00",{"v":75,"d":"75.0"},66.9,{"v":63,"d":"63.0"},86.4,31.51,0.0737,0.58,13.74]
["March",16,"8AM to 9AM",8,"March 16, 2019 8:00","2019-03-16T08:00:00",{"v":79,"d":"79.0"},68.2,{"v":63,"d":"63.0"},86.4,32.48,0.0731,0.58,13.85]
["March",16,"9AM to 10AM",9,"March 16, 2019 9:00","2019-03-16T09:00:00",{"v":79,"d":"79.0"},68.2,{"v":63,"d":"63.0"},86.4,32.48,0.0731,0.58,13.85]
["March",16,"10AM to 11AM",10,"March 16, 2019 10:00","2019-03-16T10:00:00",{"v":82,"d":"82.0"},{"v":68,"d":"68.0"},{"v":61,"d":"61.0"},80.4,{"v":32.3,"d":"32.30"},0.0727,0.54,13.91]
["March",16,"11AM to 12PM",11,"March 16, 2019 11:00","2019-03-16T11:00:00",82.9,67.8,60.1,77.8,32.11,0.0726,0.52,13.92]
["March",16,"12PM to 1PM",12,"March 16, 2019 12:00","2019-03-16T12:00:00",{"v":84,"d":"84.0"},68.6,{"v":61,"d":"61.0"},80.4,32.78,0.0725,0.54,13.96]
["March",16,"1PM to 2PM",13,"March 16, 2019 13:00","2019-03-16T13:00:00",84.9,68.4,60.1,77.8,{"v":32.6,"d":"32.60"},0.0724,0.52,13.97]
["March",16,"2PM to 3PM",14,"March 16, 2019 14:00","2019-03-16T14:00:00",{"v":84,"d":"84.0"},68.6,{"v":61,"d":"61.0"},80.4,32.78,0.0725,0.54,13.96]
["March",16,"3PM to 4PM",15,"March 16, 2019 15:00","2019-03-16T15:00:00",82.9,68.3,{"v":61,"d":"61.0"},80.4,32.52,0.0726,0.54,13.93]
["March",16,"4PM to 5PM",16,"March 16, 2019 16:00","2019-03-16T16:00:00",80.1,67.4,{"v":61,"d":"61.0"},80.4,31.81,{"v":0.073,"d":"0.0730"},0.54,13.86]
["March",16,"5PM to 6PM",17,{"$f":"A1801&\" \"&B1801&\", \"&$D$5&\" \"&D1801&\":00\"","v":"March 16, 2019 17:00"},{"$f":"DATEVALUE(E1801)+TIMEVALUE(E1801)","v":"2019-03-16T17:00:00"},{"v":79,"d":"79.0"},68.2,{"v":63,"d":"63.0"},86.4,32.48,0.0731,0.58,13.85]
["March",16,"6PM to 7PM",{"$f":"IF(D1801+1>23,0,D1801+1)","v":18},"March 16, 2019 18:00","2019-03-16T18:00:00",75.9,67.2,{"v":63,"d":"63.0"},86.4,31.73,0.0735,0.58,13.77]
["March",16,"7PM to 8PM",19,"March 16, 2019 19:00","2019-03-16T19:00:00",75.9,67.2,{"v":63,"d":"63.0"},86.4,31.73,0.0735,0.58,13.77]
["March",16,"8PM to 9PM",20,"March 16, 2019 20:00","2019-03-16T20:00:00",73.9,68.5,{"v":66,"d":"66.0"},96.3,{"v":32.8,"d":"32.80"},0.0737,0.64,13.75]
["March",16,"9PM to 10PM",21,"March 16, 2019 21:00","2019-03-16T21:00:00",{"v":72,"d":"72.0"},69.2,{"v":68,"d":"68.0"},103.3,{"v":33.4,"d":"33.40"},{"v":0.074,"d":"0.0740"},0.69,13.72]
["March",16,"10PM to 11PM",22,"March 16, 2019 22:00","2019-03-16T22:00:00",{"v":72,"d":"72.0"},68.5,66.9,99.5,{"v":32.8,"d":"32.80"},{"v":0.074,"d":"0.0740"},0.67,13.71]
["March",16,"11PM to 12AM",23,"March 16, 2019 23:00","2019-03-16T23:00:00",{"v":73,"d":"73.0"},68.2,{"v":66,"d":"66.0"},96.3,32.58,0.0739,0.64,13.72]
["March",17,"12AM to 1AM",0,"March 17, 2019 0:00","2019-03-17",{"v":73,"d":"73.0"},68.2,{"v":66,"d":"66.0"},96.3,32.58,0.0739,0.64,13.72]
["March",17,"1AM to 2AM",1,"March 17, 2019 1:00","2019-03-17T01:00:00",71.1,67.6,{"v":66,"d":"66.0"},96.3,32.09,0.0741,0.64,13.67]
["March",17,"2AM to 3AM",2,"March 17, 2019 2:00","2019-03-17T02:00:00",{"v":72,"d":"72.0"},67.9,{"v":66,"d":"66.0"},96.3,32.31,{"v":0.074,"d":"0.0740"},0.64,{"v":13.7,"d":"13.70"}]
["March",17,"3AM to 4AM",3,"March 17, 2019 3:00","2019-03-17T03:00:00",{"v":72,"d":"72.0"},67.2,64.9,92.7,31.74,{"v":0.074,"d":"0.0740"},0.62,13.69]
["March",17,"4AM to 5AM",4,"March 17, 2019 4:00","2019-03-17T04:00:00",{"v":72,"d":"72.0"},67.9,{"v":66,"d":"66.0"},96.3,32.31,{"v":0.074,"d":"0.0740"},0.64,{"v":13.7,"d":"13.70"}]
["March",17,"5AM to 6AM",5,"March 17, 2019 5:00","2019-03-17T05:00:00",{"v":72,"d":"72.0"},68.5,66.9,99.5,{"v":32.8,"d":"32.80"},{"v":0.074,"d":"0.0740"},0.67,13.71]
["March",17,"6AM to 7AM",6,"March 17, 2019 6:00","2019-03-17T06:00:00",{"v":72,"d":"72.0"},67.2,64.9,92.7,31.74,{"v":0.074,"d":"0.0740"},0.62,13.69]
["March",17,"7AM to 8AM",7,"March 17, 2019 7:00","2019-03-17T07:00:00",{"v":73,"d":"73.0"},67.5,64.9,92.7,32.01,0.0739,0.62,13.71]
["March",17,"8AM to 9AM",8,"March 17, 2019 8:00","2019-03-17T08:00:00",{"v":77,"d":"77.0"},68.8,64.9,92.7,32.98,0.0733,0.62,13.82]
["March",17,"9AM to 10AM",9,"March 17, 2019 9:00","2019-03-17T09:00:00",80.1,68.5,{"v":63,"d":"63.0"},86.4,32.74,{"v":0.073,"d":"0.0730"},0.58,13.87]
["March",17,"10AM to 11AM",10,"March 17, 2019 10:00","2019-03-17T10:00:00",{"v":82,"d":"82.0"},69.1,{"v":63,"d":"63.0"},86.4,33.23,0.0727,0.58,13.92]
["March",17,"11AM to 12PM",11,"March 17, 2019 11:00","2019-03-17T11:00:00",{"v":82,"d":"82.0"},69.1,{"v":63,"d":"63.0"},86.4,33.23,0.0727,0.58,13.92]
["March",17,"12PM to 1PM",12,"March 17, 2019 12:00","2019-03-17T12:00:00",82.9,69.4,{"v":63,"d":"63.0"},86.4,33.45,0.0726,0.58,13.95]
["March",17,"1PM to 2PM",13,"March 17, 2019 13:00","2019-03-17T13:00:00",{"v":84,"d":"84.0"},69.7,{"v":63,"d":"63.0"},86.4,33.72,0.0724,0.58,13.98]
["March",17,"2PM to 3PM",14,"March 17, 2019 14:00","2019-03-17T14:00:00",{"v":81,"d":"81.0"},{"v":70,"d":"70.0"},64.9,92.7,33.96,0.0728,0.62,13.92]
["March",17,"3PM to 4PM",15,"March 17, 2019 15:00","2019-03-17T15:00:00",{"v":81,"d":"81.0"},70.6,{"v":66,"d":"66.0"},96.3,34.53,0.0728,0.64,13.93]
["March",17,"4PM to 5PM",16,"March 17, 2019 16:00","2019-03-17T16:00:00",{"v":77,"d":"77.0"},69.4,{"v":66,"d":"66.0"},96.3,33.55,0.0733,0.64,13.83]
["March",17,"5PM to 6PM",17,"March 17, 2019 17:00","2019-03-17T17:00:00",78.1,69.1,64.9,92.7,33.25,0.0732,0.62,13.84]
["March",17,"6PM to 7PM",18,"March 17, 2019 18:00","2019-03-17T18:00:00",73.9,67.3,{"v":64,"d":"64.0"},89.8,31.77,0.0738,{"v":0.6,"d":"0.60"},13.73]
["March",17,"7PM to 8PM",19,"March 17, 2019 19:00","2019-03-17T19:00:00",73.9,67.3,{"v":64,"d":"64.0"},89.8,31.77,0.0738,{"v":0.6,"d":"0.60"},13.73]
["March",17,"8PM to 9PM",20,"March 17, 2019 20:00","2019-03-17T20:00:00",73.9,67.8,64.9,92.7,32.23,0.0738,0.62,13.74]
["March",17,"9PM to 10PM",21,"March 17, 2019 21:00","2019-03-17T21:00:00",73.9,67.3,{"v":64,"d":"64.0"},89.8,31.77,0.0738,{"v":0.6,"d":"0.60"},13.73]
["March",17,"10PM to 11PM",22,"March 17, 2019 22:00","2019-03-17T22:00:00",73.9,67.8,64.9,92.7,32.23,0.0738,0.62,13.74]
["March",17,"11PM to 12AM",23,"March 17, 2019 23:00","2019-03-17T23:00:00",73.9,67.3,{"v":64,"d":"64.0"},89.8,31.77,0.0738,{"v":0.6,"d":"0.60"},13.73]
["March",18,"12AM to 1AM",0,"March 18, 2019 0:00","2019-03-18",{"v":73,"d":"73.0"},{"v":67,"d":"67.0"},{"v":64,"d":"64.0"},89.8,31.55,0.0739,{"v":0.6,"d":"0.60"},{"v":13.7,"d":"13.70"}]
["March",18,"1AM to 2AM",1,"March 18, 2019 1:00","2019-03-18T01:00:00",{"v":73,"d":"73.0"},{"v":67,"d":"67.0"},{"v":64,"d":"64.0"},89.8,31.55,0.0739,{"v":0.6,"d":"0.60"},{"v":13.7,"d":"13.70"}]
["March",18,"2AM to 3AM",2,"March 18, 2019 2:00","2019-03-18T02:00:00",{"v":73,"d":"73.0"},{"v":67,"d":"67.0"},{"v":64,"d":"64.0"},89.8,31.55,0.0739,{"v":0.6,"d":"0.60"},{"v":13.7,"d":"13.70"}]
["March",18,"3AM to 4AM",3,"March 18, 2019 3:00","2019-03-18T03:00:00",{"v":73,"d":"73.0"},{"v":67,"d":"67.0"},{"v":64,"d":"64.0"},89.8,31.55,0.0739,{"v":0.6,"d":"0.60"},{"v":13.7,"d":"13.70"}]
["March",18,"4AM to 5AM",4,"March 18, 2019 4:00","2019-03-18T04:00:00",{"v":72,"d":"72.0"},66.6,{"v":64,"d":"64.0"},89.8,31.29,0.0741,{"v":0.6,"d":"0.60"},13.68]
["March",18,"5AM to 6AM",5,"March 18, 2019 5:00","2019-03-18T05:00:00",{"v":72,"d":"72.0"},{"v":66,"d":"66.0"},{"v":63,"d":"63.0"},86.4,30.76,0.0741,0.58,13.67]
["March",18,"6AM to 7AM",6,"March 18, 2019 6:00","2019-03-18T06:00:00",{"v":73,"d":"73.0"},65.8,62.1,83.6,30.59,0.0739,0.56,13.69]
["March",18,"7AM to 8AM",7,"March 18, 2019 7:00","2019-03-18T07:00:00",75.9,65.5,60.1,77.8,30.39,0.0736,0.52,13.74]
["March",18,"8AM to 9AM",8,"March 18, 2019 8:00","2019-03-18T08:00:00",78.1,65.1,57.9,{"v":72,"d":"72.0"},{"v":30,"d":"30.00"},0.0733,0.48,13.78]
["March",18,"9AM to 10AM",9,"March 18, 2019 9:00","2019-03-18T09:00:00",80.1,66.3,{"v":59,"d":"59.0"},74.9,30.94,{"v":0.073,"d":"0.0730"},{"v":0.5,"d":"0.50"},13.84]
["March",18,"10AM to 11AM",10,"March 18, 2019 10:00","2019-03-18T10:00:00",{"v":82,"d":"82.0"},66.9,{"v":59,"d":"59.0"},74.9,31.42,0.0728,{"v":0.5,"d":"0.50"},13.89]
["March",18,"11AM to 12PM",11,"March 18, 2019 11:00","2019-03-18T11:00:00",{"v":82,"d":"82.0"},67.5,60.1,77.8,31.89,0.0728,0.52,{"v":13.9,"d":"13.90"}]
["March",18,"12PM to 1PM",12,"March 18, 2019 12:00","2019-03-18T12:00:00",{"v":81,"d":"81.0"},68.3,62.1,83.6,32.53,0.0729,0.56,13.89]
["March",18,"1PM to 2PM",13,"March 18, 2019 13:00","2019-03-18T13:00:00",{"v":81,"d":"81.0"},68.3,62.1,83.6,32.53,0.0729,0.56,13.89]
["March",18,"2PM to 3PM",14,"March 18, 2019 14:00","2019-03-18T14:00:00",{"v":82,"d":"82.0"},{"v":68,"d":"68.0"},{"v":61,"d":"61.0"},80.4,{"v":32.3,"d":"32.30"},0.0727,0.54,13.91]
["March",18,"3PM to 4PM",15,"March 18, 2019 15:00","2019-03-18T15:00:00",{"v":82,"d":"82.0"},{"v":68,"d":"68.0"},{"v":61,"d":"61.0"},80.4,{"v":32.3,"d":"32.30"},0.0727,0.54,13.91]
["March",18,"4PM to 5PM",16,"March 18, 2019 16:00","2019-03-18T16:00:00",{"v":79,"d":"79.0"},66.5,60.1,77.8,31.14,0.0732,0.52,13.82]
["March",18,"5PM to 6PM",17,"March 18, 2019 17:00","2019-03-18T17:00:00",78.1,67.4,62.1,83.6,31.83,0.0733,0.56,13.81]
["March",18,"6PM to 7PM",18,"March 18, 2019 18:00","2019-03-18T18:00:00",{"v":75,"d":"75.0"},65.8,{"v":61,"d":"61.0"},80.4,30.58,0.0737,0.54,13.73]
["March",18,"7PM to 8PM",19,"March 18, 2019 19:00","2019-03-18T19:00:00",73.9,66.1,62.1,83.6,30.81,0.0738,0.56,13.71]
["March",18,"8PM to 9PM",20,"March 18, 2019 20:00","2019-03-18T20:00:00",73.9,65.4,{"v":61,"d":"61.0"},80.4,30.31,0.0738,0.54,{"v":13.7,"d":"13.70"}]
["March",18,"9PM to 10PM",21,"March 18, 2019 21:00","2019-03-18T21:00:00",{"v":75,"d":"75.0"},66.4,62.1,83.6,31.08,0.0737,0.56,13.74]
["March",18,"10PM to 11PM",22,"March 18, 2019 22:00","2019-03-18T22:00:00",73.9,66.6,{"v":63,"d":"63.0"},86.4,31.24,0.0738,0.58,13.72]
["March",18,"11PM to 12AM",23,"March 18, 2019 23:00","2019-03-18T23:00:00",73.9,66.1,62.1,83.6,30.81,0.0738,0.56,13.71]
["March",19,"12AM to 1AM",0,"March 19, 2019 0:00","2019-03-19",73.9,66.1,62.1,83.6,30.81,0.0738,0.56,13.71]
["March",19,"1AM to 2AM",1,"March 19, 2019 1:00","2019-03-19T01:00:00",73.9,65.4,{"v":61,"d":"61.0"},80.4,30.31,0.0738,0.54,{"v":13.7,"d":"13.70"}]
["March",19,"2AM to 3AM",2,"March 19, 2019 2:00","2019-03-19T02:00:00",{"v":72,"d":"72.0"},64.8,{"v":61,"d":"61.0"},80.4,29.83,0.0741,0.54,13.65]
["March",19,"3AM to 4AM",3,"March 19, 2019 3:00","2019-03-19T03:00:00",{"v":72,"d":"72.0"},65.4,62.1,83.6,30.33,0.0741,0.56,13.66]
["March",19,"4AM to 5AM",4,"March 19, 2019 4:00","2019-03-19T04:00:00",{"v":72,"d":"72.0"},63.6,{"v":59,"d":"59.0"},74.9,28.96,0.0741,{"v":0.5,"d":"0.50"},13.63]
["March",19,"5AM to 6AM",5,"March 19, 2019 5:00","2019-03-19T05:00:00",{"v":72,"d":"72.0"},64.2,60.1,77.8,29.42,0.0741,0.52,13.64]
["March",19,"6AM to 7AM",6,"March 19, 2019 6:00","2019-03-19T06:00:00",71.1,63.3,{"v":59,"d":"59.0"},74.9,28.74,0.0743,{"v":0.5,"d":"0.50"},13.61]
["March",19,"7AM to 8AM",7,"March 19, 2019 7:00","2019-03-19T07:00:00",{"v":73,"d":"73.0"},63.4,57.9,{"v":72,"d":"72.0"},28.77,{"v":0.074,"d":"0.0740"},0.48,13.65]
["March",19,"8AM to 9AM",8,"March 19, 2019 8:00","2019-03-19T08:00:00",78.1,66.2,60.1,77.8,30.92,0.0733,0.52,{"v":13.8,"d":"13.80"}]
["March",19,"9AM to 10AM",9,{"$f":"A1865&\" \"&B1865&\", \"&$D$5&\" \"&D1865&\":00\"","v":"March 19, 2019 9:00"},{"$f":"DATEVALUE(E1865)+TIMEVALUE(E1865)","v":"2019-03-19T09:00:00"},80.1,67.4,{"v":61,"d":"61.0"},80.4,31.81,{"v":0.073,"d":"0.0730"},0.54,13.86]
["March",19,"10AM to 11AM",{"$f":"IF(D1865+1>23,0,D1865+1)","v":10},"March 19, 2019 10:00","2019-03-19T10:00:00",{"v":82,"d":"82.0"},{"v":68,"d":"68.0"},{"v":61,"d":"61.0"},80.4,{"v":32.3,"d":"32.30"},0.0727,0.54,13.91]
["March",19,"11AM to 12PM",11,"March 19, 2019 11:00","2019-03-19T11:00:00",{"v":82,"d":"82.0"},68.6,62.1,83.6,{"v":32.8,"d":"32.80"},0.0727,0.56,13.92]
["March",19,"12PM to 1PM",12,"March 19, 2019 12:00","2019-03-19T12:00:00",{"v":82,"d":"82.0"},67.5,60.1,77.8,31.89,0.0728,0.52,{"v":13.9,"d":"13.90"}]
["March",19,"1PM to 2PM",13,"March 19, 2019 13:00","2019-03-19T13:00:00",{"v":81,"d":"81.0"},68.3,62.1,83.6,32.53,0.0729,0.56,13.89]
["March",19,"2PM to 3PM",14,"March 19, 2019 14:00","2019-03-19T14:00:00",{"v":82,"d":"82.0"},69.1,{"v":63,"d":"63.0"},86.4,33.23,0.0727,0.58,13.92]
["March",19,"3PM to 4PM",15,"March 19, 2019 15:00","2019-03-19T15:00:00",{"v":81,"d":"81.0"},68.8,{"v":63,"d":"63.0"},86.4,32.96,0.0728,0.58,{"v":13.9,"d":"13.90"}]
["March",19,"4PM to 5PM",16,"March 19, 2019 16:00","2019-03-19T16:00:00",{"v":79,"d":"79.0"},68.2,{"v":63,"d":"63.0"},86.4,32.48,0.0731,0.58,13.85]
["March",19,"5PM to 6PM",17,"March 19, 2019 17:00","2019-03-19T17:00:00",78.1,67.9,{"v":63,"d":"63.0"},86.4,32.26,0.0732,0.58,13.82]
["March",19,"6PM to 7PM",18,"March 19, 2019 18:00","2019-03-19T18:00:00",73.9,66.1,62.1,83.6,30.81,0.0738,0.56,13.71]
["March",19,"7PM to 8PM",19,"March 19, 2019 19:00","2019-03-19T19:00:00",{"v":73,"d":"73.0"},65.8,62.1,83.6,30.59,0.0739,0.56,13.69]
["March",19,"8PM to 9PM",20,"March 19, 2019 20:00","2019-03-19T20:00:00",{"v":73,"d":"73.0"},65.8,62.1,83.6,30.59,0.0739,0.56,13.69]
["March",19,"9PM to 10PM",21,"March 19, 2019 21:00","2019-03-19T21:00:00",{"v":72,"d":"72.0"},{"v":66,"d":"66.0"},{"v":63,"d":"63.0"},86.4,30.76,0.0741,0.58,13.67]
["March",19,"10PM to 11PM",22,"March 19, 2019 22:00","2019-03-19T22:00:00",71.1,65.7,{"v":63,"d":"63.0"},86.4,30.53,0.0742,0.58,13.64]
["March",19,"11PM to 12AM",23,"March 19, 2019 23:00","2019-03-19T23:00:00",{"v":73,"d":"73.0"},{"v":67,"d":"67.0"},{"v":64,"d":"64.0"},89.8,31.55,0.0739,{"v":0.6,"d":"0.60"},{"v":13.7,"d":"13.70"}]
["March",20,"12AM to 1AM",0,"March 20, 2019 0:00","2019-03-20",{"v":72,"d":"72.0"},66.6,{"v":64,"d":"64.0"},89.8,31.29,0.0741,{"v":0.6,"d":"0.60"},13.68]
["March",20,"1AM to 2AM",1,"March 20, 2019 1:00","2019-03-20T01:00:00",{"v":68,"d":"68.0"},65.4,{"v":64,"d":"64.0"},89.8,30.31,0.0746,{"v":0.6,"d":"0.60"},13.57]
["March",20,"2AM to 3AM",2,"March 20, 2019 2:00","2019-03-20T02:00:00",69.1,65.7,{"v":64,"d":"64.0"},89.8,30.58,0.0745,{"v":0.6,"d":"0.60"},{"v":13.6,"d":"13.60"}]
["March",20,"3AM to 4AM",3,"March 20, 2019 3:00","2019-03-20T03:00:00",{"v":70,"d":"70.0"},{"v":66,"d":"66.0"},{"v":64,"d":"64.0"},89.8,{"v":30.8,"d":"30.80"},0.0743,{"v":0.6,"d":"0.60"},13.63]
["March",20,"4AM to 5AM",4,"March 20, 2019 4:00","2019-03-20T04:00:00",69.1,{"v":67,"d":"67.0"},{"v":66,"d":"66.0"},96.3,{"v":31.6,"d":"31.60"},0.0744,0.64,13.62]
["March",20,"5AM to 6AM",5,"March 20, 2019 5:00","2019-03-20T05:00:00",69.1,67.6,66.9,99.5,32.09,0.0744,0.67,13.63]
["March",20,"6AM to 7AM",6,"March 20, 2019 6:00","2019-03-20T06:00:00",69.1,{"v":67,"d":"67.0"},{"v":66,"d":"66.0"},96.3,{"v":31.6,"d":"31.60"},0.0744,0.64,13.62]
["March",20,"7AM to 8AM",7,"March 20, 2019 7:00","2019-03-20T07:00:00",69.1,67.6,66.9,99.5,32.09,0.0744,0.67,13.63]
["March",20,"8AM to 9AM",8,"March 20, 2019 8:00","2019-03-20T08:00:00",{"v":72,"d":"72.0"},68.5,66.9,99.5,{"v":32.8,"d":"32.80"},{"v":0.074,"d":"0.0740"},0.67,13.71]
["March",20,"9AM to 10AM",9,"March 20, 2019 9:00","2019-03-20T09:00:00",{"v":75,"d":"75.0"},69.4,66.9,99.5,33.55,0.0736,0.67,13.78]
["March",20,"10AM to 11AM",10,"March 20, 2019 10:00","2019-03-20T10:00:00",{"v":77,"d":"77.0"},69.4,{"v":66,"d":"66.0"},96.3,33.55,0.0733,0.64,13.83]
["March",20,"11AM to 12PM",11,"March 20, 2019 11:00","2019-03-20T11:00:00",{"v":79,"d":"79.0"},69.4,64.9,92.7,33.47,0.0731,0.62,13.87]
["March",20,"12PM to 1PM",12,"March 20, 2019 12:00","2019-03-20T12:00:00",{"v":73,"d":"73.0"},68.8,66.9,99.5,33.06,0.0738,0.67,13.73]
["March",20,"1PM to 2PM",13,"March 20, 2019 13:00","2019-03-20T13:00:00",{"v":81,"d":"81.0"},70.6,{"v":66,"d":"66.0"},96.3,34.53,0.0728,0.64,13.93]
["March",20,"2PM to 3PM",14,"March 20, 2019 14:00","2019-03-20T14:00:00",73.9,69.1,66.9,99.5,33.29,0.0737,0.67,13.76]
["March",20,"3PM to 4PM",15,"March 20, 2019 15:00","2019-03-20T15:00:00",{"v":73,"d":"73.0"},68.8,66.9,99.5,33.06,0.0738,0.67,13.73]
["March",20,"4PM to 5PM",16,"March 20, 2019 16:00","2019-03-20T16:00:00",78.1,69.8,{"v":66,"d":"66.0"},96.3,33.82,0.0732,0.64,13.85]
["March",20,"5PM to 6PM",17,"March 20, 2019 17:00","2019-03-20T17:00:00",75.9,64.3,57.9,{"v":72,"d":"72.0"},29.47,0.0736,0.48,13.72]
["March",20,"6PM to 7PM",18,"March 20, 2019 18:00","2019-03-20T18:00:00",73.9,65.4,{"v":61,"d":"61.0"},80.4,30.31,0.0738,0.54,{"v":13.7,"d":"13.70"}]
["March",20,"7PM to 8PM",19,"March 20, 2019 19:00","2019-03-20T19:00:00",{"v":72,"d":"72.0"},64.8,{"v":61,"d":"61.0"},80.4,29.83,0.0741,0.54,13.65]
["March",20,"8PM to 9PM",20,"March 20, 2019 20:00","2019-03-20T20:00:00",{"v":70,"d":"70.0"},63.6,60.1,77.8,28.94,0.0744,0.52,13.59]
["March",20,"9PM to 10PM",21,"March 20, 2019 21:00","2019-03-20T21:00:00",69.1,63.3,60.1,77.8,28.72,0.0745,0.52,13.57]
["March",20,"10PM to 11PM",22,"March 20, 2019 22:00","2019-03-20T22:00:00",{"v":68,"d":"68.0"},63.4,{"v":61,"d":"61.0"},80.4,28.86,0.0747,0.54,13.55]
["March",20,"11PM to 12AM",23,"March 20, 2019 23:00","2019-03-20T23:00:00",{"v":68,"d":"68.0"},65.4,{"v":64,"d":"64.0"},89.8,30.31,0.0746,{"v":0.6,"d":"0.60"},13.57]
["March",21,"12AM to 1AM",0,"March 21, 2019 0:00","2019-03-21",{"v":70,"d":"70.0"},{"v":66,"d":"66.0"},{"v":64,"d":"64.0"},89.8,{"v":30.8,"d":"30.80"},0.0743,{"v":0.6,"d":"0.60"},13.63]
["March",21,"1AM to 2AM",1,"March 21, 2019 1:00","2019-03-21T01:00:00",{"v":70,"d":"70.0"},65.3,{"v":63,"d":"63.0"},86.4,30.27,0.0744,0.58,13.61]
["March",21,"2AM to 3AM",2,"March 21, 2019 2:00","2019-03-21T02:00:00",69.1,65.7,{"v":64,"d":"64.0"},89.8,30.58,0.0745,{"v":0.6,"d":"0.60"},{"v":13.6,"d":"13.60"}]
["March",21,"3AM to 4AM",3,"March 21, 2019 3:00","2019-03-21T03:00:00",{"v":66,"d":"66.0"},63.4,62.1,83.6,28.87,0.0749,0.56,{"v":13.5,"d":"13.50"}]
["March",21,"4AM to 5AM",4,"March 21, 2019 4:00","2019-03-21T04:00:00",66.9,64.3,{"v":63,"d":"63.0"},86.4,29.52,0.0748,0.58,13.54]
["March",21,"5AM to 6AM",5,"March 21, 2019 5:00","2019-03-21T05:00:00",{"v":66,"d":"66.0"},63.4,62.1,83.6,28.87,0.0749,0.56,{"v":13.5,"d":"13.50"}]
["March",21,"6AM to 7AM",6,"March 21, 2019 6:00","2019-03-21T06:00:00",{"v":66,"d":"66.0"},63.4,62.1,83.6,28.87,0.0749,0.56,{"v":13.5,"d":"13.50"}]
["March",21,"7AM to 8AM",7,"March 21, 2019 7:00","2019-03-21T07:00:00",71.1,65.1,62.1,83.6,30.11,0.0742,0.56,13.63]
["March",21,"8AM to 9AM",8,"March 21, 2019 8:00","2019-03-21T08:00:00",73.9,64.9,60.1,77.8,29.91,0.0739,0.52,13.69]
["March",21,"9AM to 10AM",9,"March 21, 2019 9:00","2019-03-21T09:00:00",75.9,64.9,{"v":59,"d":"59.0"},74.9,29.93,0.0736,{"v":0.5,"d":"0.50"},13.73]
["March",21,"10AM to 11AM",10,"March 21, 2019 10:00","2019-03-21T10:00:00",75.9,64.3,57.9,{"v":72,"d":"72.0"},29.47,0.0736,0.48,13.72]
["March",21,"11AM to 12PM",11,"March 21, 2019 11:00","2019-03-21T11:00:00",78.1,64.6,{"v":57,"d":"57.0"},69.6,29.64,0.0733,0.47,13.77]
["March",21,"12PM to 1PM",12,"March 21, 2019 12:00","2019-03-21T12:00:00",{"v":77,"d":"77.0"},63.6,55.9,66.9,28.95,0.0735,0.45,13.74]
["March",21,"1PM to 2PM",13,"March 21, 2019 13:00","2019-03-21T13:00:00",{"v":77,"d":"77.0"},62.6,{"v":54,"d":"54.0"},62.2,28.21,0.0735,0.42,13.72]
["March",21,"2PM to 3PM",14,"March 21, 2019 14:00","2019-03-21T14:00:00",78.1,63.6,{"v":55,"d":"55.0"},64.7,28.87,0.0734,0.44,13.76]
["March",21,"3PM to 4PM",15,"March 21, 2019 15:00","2019-03-21T15:00:00",78.1,{"v":63,"d":"63.0"},{"v":54,"d":"54.0"},62.2,28.47,0.0734,0.42,13.75]
["March",21,"4PM to 5PM",16,"March 21, 2019 16:00","2019-03-21T16:00:00",75.9,62.8,{"v":55,"d":"55.0"},64.7,28.34,0.0737,0.44,{"v":13.7,"d":"13.70"}]
["March",21,"5PM to 6PM",17,"March 21, 2019 17:00","2019-03-21T17:00:00",{"v":75,"d":"75.0"},61.5,53.1,60.1,27.41,0.0738,0.41,13.66]
["March",21,"6PM to 7PM",18,"March 21, 2019 18:00","2019-03-21T18:00:00",71.1,61.1,{"v":55,"d":"55.0"},64.7,27.16,0.0743,0.44,13.58]
["March",21,"7PM to 8PM",19,"March 21, 2019 19:00","2019-03-21T19:00:00",{"v":68,"d":"68.0"},61.1,{"v":57,"d":"57.0"},69.6,27.17,0.0747,0.47,13.51]
["March",21,"8PM to 9PM",20,"March 21, 2019 20:00","2019-03-21T20:00:00",66.9,60.7,{"v":57,"d":"57.0"},69.6,26.91,0.0749,0.47,13.49]
["March",21,"9PM to 10PM",21,"March 21, 2019 21:00","2019-03-21T21:00:00",{"v":66,"d":"66.0"},60.4,{"v":57,"d":"57.0"},69.6,26.69,{"v":0.075,"d":"0.0750"},0.47,13.46]
["March",21,"10PM to 11PM",22,"March 21, 2019 22:00","2019-03-21T22:00:00",{"v":66,"d":"66.0"},60.9,57.9,{"v":72,"d":"72.0"},27.05,{"v":0.075,"d":"0.0750"},0.48,13.47]
["March",21,"11PM to 12AM",23,"March 21, 2019 23:00","2019-03-21T23:00:00",{"v":63,"d":"63.0"},59.3,{"v":57,"d":"57.0"},69.6,25.94,0.0755,0.47,13.38]
["March",22,"12AM to 1AM",0,"March 22, 2019 0:00","2019-03-22",{"v":63,"d":"63.0"},59.3,{"v":57,"d":"57.0"},69.6,25.94,0.0755,0.47,13.38]
["March",22,"1AM to 2AM",1,{"$f":"A1929&\" \"&B1929&\", \"&$D$5&\" \"&D1929&\":00\"","v":"March 22, 2019 1:00"},{"$f":"DATEVALUE(E1929)+TIMEVALUE(E1929)","v":"2019-03-22T01:00:00"},{"v":63,"d":"63.0"},59.3,{"v":57,"d":"57.0"},69.6,25.94,0.0755,0.47,13.38]
["March",22,"2AM to 3AM",{"$f":"IF(D1929+1>23,0,D1929+1)","v":2},"March 22, 2019 2:00","2019-03-22T02:00:00",{"v":63,"d":"63.0"},59.3,{"v":57,"d":"57.0"},69.6,25.94,0.0755,0.47,13.38]
["March",22,"3AM to 4AM",3,"March 22, 2019 3:00","2019-03-22T03:00:00",62.1,58.9,{"v":57,"d":"57.0"},69.6,25.72,0.0756,0.47,13.36]
["March",22,"4AM to 5AM",4,"March 22, 2019 4:00","2019-03-22T04:00:00",64.9,60.5,57.9,{"v":72,"d":"72.0"},26.79,0.0752,0.48,13.44]
["March",22,"5AM to 6AM",5,"March 22, 2019 5:00","2019-03-22T05:00:00",{"v":63,"d":"63.0"},59.3,{"v":57,"d":"57.0"},69.6,25.94,0.0755,0.47,13.38]
["March",22,"6AM to 7AM",6,"March 22, 2019 6:00","2019-03-22T06:00:00",{"v":63,"d":"63.0"},58.6,55.9,66.9,25.52,0.0755,0.45,13.38]
["March",22,"7AM to 8AM",7,"March 22, 2019 7:00","2019-03-22T07:00:00",{"v":68,"d":"68.0"},{"v":60,"d":"60.0"},{"v":55,"d":"55.0"},64.7,26.41,0.0748,0.44,{"v":13.5,"d":"13.50"}]
["March",22,"8AM to 9AM",8,"March 22, 2019 8:00","2019-03-22T08:00:00",71.1,62.7,57.9,{"v":72,"d":"72.0"},28.29,0.0743,0.48,{"v":13.6,"d":"13.60"}]
["March",22,"9AM to 10AM",9,"March 22, 2019 9:00","2019-03-22T09:00:00",73.9,63.2,{"v":57,"d":"57.0"},69.6,28.63,0.0739,0.47,13.67]
["March",22,"10AM to 11AM",10,"March 22, 2019 10:00","2019-03-22T10:00:00",{"v":77,"d":"77.0"},63.6,55.9,66.9,28.95,0.0735,0.45,13.74]
["March",22,"11AM to 12PM",11,"March 22, 2019 11:00","2019-03-22T11:00:00",{"v":79,"d":"79.0"},64.3,55.9,66.9,29.43,0.0732,0.45,13.79]
["March",22,"12PM to 1PM",12,"March 22, 2019 12:00","2019-03-22T12:00:00",78.1,65.1,57.9,{"v":72,"d":"72.0"},{"v":30,"d":"30.00"},0.0733,0.48,13.78]
["March",22,"1PM to 2PM",13,"March 22, 2019 13:00","2019-03-22T13:00:00",78.1,65.1,57.9,{"v":72,"d":"72.0"},{"v":30,"d":"30.00"},0.0733,0.48,13.78]
["March",22,"2PM to 3PM",14,"March 22, 2019 14:00","2019-03-22T14:00:00",78.1,65.6,{"v":59,"d":"59.0"},74.9,30.46,0.0733,{"v":0.5,"d":"0.50"},13.79]
["March",22,"3PM to 4PM",15,"March 22, 2019 15:00","2019-03-22T15:00:00",{"v":77,"d":"77.0"},65.3,{"v":59,"d":"59.0"},74.9,30.19,0.0735,{"v":0.5,"d":"0.50"},13.76]
["March",22,"4PM to 5PM",16,"March 22, 2019 16:00","2019-03-22T16:00:00",{"v":75,"d":"75.0"},64.6,{"v":59,"d":"59.0"},74.9,29.71,0.0737,{"v":0.5,"d":"0.50"},13.71]
["March",22,"5PM to 6PM",17,"March 22, 2019 17:00","2019-03-22T17:00:00",{"v":73,"d":"73.0"},63.4,57.9,{"v":72,"d":"72.0"},28.77,{"v":0.074,"d":"0.0740"},0.48,13.65]
["March",22,"6PM to 7PM",18,"March 22, 2019 18:00","2019-03-22T18:00:00",71.1,63.3,{"v":59,"d":"59.0"},74.9,28.74,0.0743,{"v":0.5,"d":"0.50"},13.61]
["March",22,"7PM to 8PM",19,"March 22, 2019 19:00","2019-03-22T19:00:00",66.9,63.1,{"v":61,"d":"61.0"},80.4,28.59,0.0748,0.54,13.52]
["March",22,"8PM to 9PM",20,"March 22, 2019 20:00","2019-03-22T20:00:00",69.1,63.3,60.1,77.8,28.72,0.0745,0.52,13.57]
["March",22,"9PM to 10PM",21,"March 22, 2019 21:00","2019-03-22T21:00:00",{"v":68,"d":"68.0"},62.9,60.1,77.8,28.45,0.0747,0.52,13.54]
["March",22,"10PM to 11PM",22,"March 22, 2019 22:00","2019-03-22T22:00:00",{"v":68,"d":"68.0"},63.4,{"v":61,"d":"61.0"},80.4,28.86,0.0747,0.54,13.55]
["March",22,"11PM to 12AM",23,"March 22, 2019 23:00","2019-03-22T23:00:00",64.9,61.8,60.1,77.8,27.71,0.0751,0.52,13.46]
["March",23,"12AM to 1AM",0,"March 23, 2019 0:00","2019-03-23",{"v":68,"d":"68.0"},63.4,{"v":61,"d":"61.0"},80.4,28.86,0.0747,0.54,13.55]
["March",23,"1AM to 2AM",1,"March 23, 2019 1:00","2019-03-23T01:00:00",64.9,61.8,60.1,77.8,27.71,0.0751,0.52,13.46]
["March",23,"2AM to 3AM",2,"March 23, 2019 2:00","2019-03-23T02:00:00",{"v":66,"d":"66.0"},62.8,{"v":61,"d":"61.0"},80.4,28.37,{"v":0.075,"d":"0.0750"},0.54,{"v":13.5,"d":"13.50"}]
["March",23,"3AM to 4AM",3,"March 23, 2019 3:00","2019-03-23T03:00:00",{"v":66,"d":"66.0"},62.8,{"v":61,"d":"61.0"},80.4,28.37,{"v":0.075,"d":"0.0750"},0.54,{"v":13.5,"d":"13.50"}]
["March",23,"4AM to 5AM",4,"March 23, 2019 4:00","2019-03-23T04:00:00",{"v":66,"d":"66.0"},62.8,{"v":61,"d":"61.0"},80.4,28.37,{"v":0.075,"d":"0.0750"},0.54,{"v":13.5,"d":"13.50"}]
["March",23,"5AM to 6AM",5,"March 23, 2019 5:00","2019-03-23T05:00:00",64.9,62.4,{"v":61,"d":"61.0"},80.4,28.11,0.0751,0.54,13.47]
["March",23,"6AM to 7AM",6,"March 23, 2019 6:00","2019-03-23T06:00:00",{"v":64,"d":"64.0"},61.5,60.1,77.8,27.48,0.0753,0.52,13.44]
["March",23,"7AM to 8AM",7,"March 23, 2019 7:00","2019-03-23T07:00:00",69.1,64.5,62.1,83.6,29.62,0.0745,0.56,13.58]
["March",23,"8AM to 9AM",8,"March 23, 2019 8:00","2019-03-23T08:00:00",{"v":72,"d":"72.0"},65.4,62.1,83.6,30.33,0.0741,0.56,13.66]
["March",23,"9AM to 10AM",9,"March 23, 2019 9:00","2019-03-23T09:00:00",75.9,66.1,{"v":61,"d":"61.0"},80.4,{"v":30.8,"d":"30.80"},0.0736,0.54,13.75]
["March",23,"10AM to 11AM",10,"March 23, 2019 10:00","2019-03-23T10:00:00",75.9,66.1,{"v":61,"d":"61.0"},80.4,{"v":30.8,"d":"30.80"},0.0736,0.54,13.75]
["March",23,"11AM to 12PM",11,"March 23, 2019 11:00","2019-03-23T11:00:00",80.1,{"v":68,"d":"68.0"},62.1,83.6,32.31,{"v":0.073,"d":"0.0730"},0.56,13.87]
["March",23,"12PM to 1PM",12,"March 23, 2019 12:00","2019-03-23T12:00:00",{"v":81,"d":"81.0"},67.7,{"v":61,"d":"61.0"},80.4,32.03,0.0729,0.54,13.88]
["March",23,"1PM to 2PM",13,"March 23, 2019 13:00","2019-03-23T13:00:00",{"v":82,"d":"82.0"},67.5,60.1,77.8,31.89,0.0728,0.52,{"v":13.9,"d":"13.90"}]
["March",23,"2PM to 3PM",14,"March 23, 2019 14:00","2019-03-23T14:00:00",{"v":79,"d":"79.0"},67.7,62.1,83.6,32.05,0.0731,0.56,13.84]
["March",23,"3PM to 4PM",15,"March 23, 2019 15:00","2019-03-23T15:00:00",{"v":79,"d":"79.0"},{"v":67,"d":"67.0"},{"v":61,"d":"61.0"},80.4,31.55,0.0731,0.54,13.83]
["March",23,"4PM to 5PM",16,"March 23, 2019 16:00","2019-03-23T16:00:00",{"v":77,"d":"77.0"},66.4,{"v":61,"d":"61.0"},80.4,31.06,0.0734,0.54,13.78]
["March",23,"5PM to 6PM",17,"March 23, 2019 17:00","2019-03-23T17:00:00",{"v":73,"d":"73.0"},65.1,{"v":61,"d":"61.0"},80.4,30.09,{"v":0.074,"d":"0.0740"},0.54,13.68]
["March",23,"6PM to 7PM",18,"March 23, 2019 18:00","2019-03-23T18:00:00",69.1,{"v":65,"d":"65.0"},{"v":63,"d":"63.0"},86.4,30.05,0.0745,0.58,13.59]
["March",23,"7PM to 8PM",19,"March 23, 2019 19:00","2019-03-23T19:00:00",{"v":70,"d":"70.0"},63.6,60.1,77.8,28.94,0.0744,0.52,13.59]
["March",23,"8PM to 9PM",20,"March 23, 2019 20:00","2019-03-23T20:00:00",71.1,63.3,{"v":59,"d":"59.0"},74.9,28.74,0.0743,{"v":0.5,"d":"0.50"},13.61]
["March",23,"9PM to 10PM",21,"March 23, 2019 21:00","2019-03-23T21:00:00",69.1,63.8,{"v":61,"d":"61.0"},80.4,29.12,0.0745,0.54,13.57]
["March",23,"10PM to 11PM",22,"March 23, 2019 22:00","2019-03-23T22:00:00",69.1,63.8,{"v":61,"d":"61.0"},80.4,29.12,0.0745,0.54,13.57]
["March",23,"11PM to 12AM",23,"March 23, 2019 23:00","2019-03-23T23:00:00",{"v":70,"d":"70.0"},63.6,60.1,77.8,28.94,0.0744,0.52,13.59]
["March",24,"12AM to 1AM",0,"March 24, 2019 0:00","2019-03-24",{"v":70,"d":"70.0"},62.9,{"v":59,"d":"59.0"},74.9,28.47,0.0744,{"v":0.5,"d":"0.50"},13.58]
["March",24,"1AM to 2AM",1,"March 24, 2019 1:00","2019-03-24T01:00:00",69.1,{"v":62,"d":"62.0"},57.9,{"v":72,"d":"72.0"},{"v":27.8,"d":"27.80"},0.0746,0.48,13.55]
["March",24,"2AM to 3AM",2,"March 24, 2019 2:00","2019-03-24T02:00:00",{"v":70,"d":"70.0"},60.7,{"v":55,"d":"55.0"},64.7,26.89,0.0745,0.44,13.55]
["March",24,"3AM to 4AM",3,"March 24, 2019 3:00","2019-03-24T03:00:00",66.9,{"v":59,"d":"59.0"},{"v":54,"d":"54.0"},62.2,25.75,0.0749,0.42,13.46]
["March",24,"4AM to 5AM",4,"March 24, 2019 4:00","2019-03-24T04:00:00",{"v":66,"d":"66.0"},59.8,55.9,66.9,26.27,{"v":0.075,"d":"0.0750"},0.45,13.45]
["March",24,"5AM to 6AM",5,"March 24, 2019 5:00","2019-03-24T05:00:00",69.1,60.4,{"v":55,"d":"55.0"},64.7,26.67,0.0746,0.44,13.53]
["March",24,"6AM to 7AM",6,"March 24, 2019 6:00","2019-03-24T06:00:00",{"v":68,"d":"68.0"},{"v":60,"d":"60.0"},{"v":55,"d":"55.0"},64.7,26.41,0.0748,0.44,{"v":13.5,"d":"13.50"}]
["March",24,"7AM to 8AM",7,"March 24, 2019 7:00","2019-03-24T07:00:00",71.1,61.1,{"v":55,"d":"55.0"},64.7,27.16,0.0743,0.44,13.58]
["March",24,"8AM to 9AM",8,"March 24, 2019 8:00","2019-03-24T08:00:00",73.9,62.1,{"v":55,"d":"55.0"},64.7,27.86,0.0739,0.44,13.65]
["March",24,"9AM to 10AM",9,"March 24, 2019 9:00","2019-03-24T09:00:00",{"v":77,"d":"77.0"},63.6,55.9,66.9,28.95,0.0735,0.45,13.74]
["March",24,"10AM to 11AM",10,"March 24, 2019 10:00","2019-03-24T10:00:00",{"v":77,"d":"77.0"},63.6,55.9,66.9,28.95,0.0735,0.45,13.74]
["March",24,"11AM to 12PM",11,"March 24, 2019 11:00","2019-03-24T11:00:00",75.9,61.8,53.1,60.1,27.63,0.0737,0.41,13.69]
["March",24,"12PM to 1PM",12,"March 24, 2019 12:00","2019-03-24T12:00:00",{"v":79,"d":"79.0"},64.3,55.9,66.9,29.43,0.0732,0.45,13.79]
["March",24,"1PM to 2PM",13,"March 24, 2019 13:00","2019-03-24T13:00:00",78.1,64.6,{"v":57,"d":"57.0"},69.6,29.64,0.0733,0.47,13.77]
["March",24,"2PM to 3PM",14,"March 24, 2019 14:00","2019-03-24T14:00:00",{"v":77,"d":"77.0"},63.6,55.9,66.9,28.95,0.0735,0.45,13.74]
["March",24,"3PM to 4PM",15,"March 24, 2019 15:00","2019-03-24T15:00:00",75.9,63.3,55.9,66.9,28.69,0.0737,0.45,13.71]
["March",24,"4PM to 5PM",16,"March 24, 2019 16:00","2019-03-24T16:00:00",73.9,62.6,55.9,66.9,{"v":28.2,"d":"28.20"},0.0739,0.45,13.66]
["March",24,"5PM to 6PM",17,{"$f":"A1993&\" \"&B1993&\", \"&$D$5&\" \"&D1993&\":00\"","v":"March 24, 2019 17:00"},{"$f":"DATEVALUE(E1993)+TIMEVALUE(E1993)","v":"2019-03-24T17:00:00"},{"v":72,"d":"72.0"},61.9,55.9,66.9,27.72,0.0742,0.45,13.61]
["March",24,"6PM to 7PM",{"$f":"IF(D1993+1>23,0,D1993+1)","v":18},"March 24, 2019 18:00","2019-03-24T18:00:00",69.1,60.9,55.9,66.9,27.02,0.0746,0.45,13.53]
["March",24,"7PM to 8PM",19,"March 24, 2019 19:00","2019-03-24T19:00:00",{"v":68,"d":"68.0"},{"v":60,"d":"60.0"},{"v":55,"d":"55.0"},64.7,26.41,0.0748,0.44,{"v":13.5,"d":"13.50"}]
["March",24,"8PM to 9PM",20,"March 24, 2019 20:00","2019-03-24T20:00:00",66.9,59.6,{"v":55,"d":"55.0"},64.7,26.15,0.0749,0.44,13.47]
["March",24,"9PM to 10PM",21,"March 24, 2019 21:00","2019-03-24T21:00:00",66.9,59.6,{"v":55,"d":"55.0"},64.7,26.15,0.0749,0.44,13.47]
["March",24,"10PM to 11PM",22,"March 24, 2019 22:00","2019-03-24T22:00:00",{"v":66,"d":"66.0"},59.3,{"v":55,"d":"55.0"},64.7,25.93,0.0751,0.44,13.45]
["March",24,"11PM to 12AM",23,"March 24, 2019 23:00","2019-03-24T23:00:00",{"v":66,"d":"66.0"},59.3,{"v":55,"d":"55.0"},64.7,25.93,0.0751,0.44,13.45]
["March",25,"12AM to 1AM",0,"March 25, 2019 0:00","2019-03-25",{"v":63,"d":"63.0"},58.6,55.9,66.9,25.52,0.0755,0.45,13.38]
["March",25,"1AM to 2AM",1,"March 25, 2019 1:00","2019-03-25T01:00:00",62.1,58.3,55.9,66.9,{"v":25.3,"d":"25.30"},0.0756,0.45,13.35]
["March",25,"5AM to 6AM",5,"March 25, 2019 5:00","2019-03-25T05:00:00",64.9,{"v":60,"d":"60.0"},{"v":57,"d":"57.0"},69.6,26.43,0.0752,0.47,13.43]
["March",25,"8AM to 9AM",8,"March 25, 2019 8:00","2019-03-25T08:00:00",{"v":73,"d":"73.0"},62.3,55.9,66.9,27.98,{"v":0.074,"d":"0.0740"},0.45,13.63]
["March",25,"12PM to 1PM",12,"March 25, 2019 12:00","2019-03-25T12:00:00",78.1,63.6,{"v":55,"d":"55.0"},64.7,28.87,0.0734,0.44,13.76]
["March",25,"3PM to 4PM",15,"March 25, 2019 15:00","2019-03-25T15:00:00",78.1,65.1,57.9,{"v":72,"d":"72.0"},{"v":30,"d":"30.00"},0.0733,0.48,13.78]
["March",25,"6PM to 7PM",18,"March 25, 2019 18:00","2019-03-25T18:00:00",71.1,61.6,55.9,66.9,{"v":27.5,"d":"27.50"},0.0743,0.45,13.58]
["March",25,"7PM to 8PM",19,"March 25, 2019 19:00","2019-03-25T19:00:00",{"v":70,"d":"70.0"},60.7,{"v":55,"d":"55.0"},64.7,26.89,0.0745,0.44,13.55]
["March",25,"10PM to 11PM",22,"March 25, 2019 22:00","2019-03-25T22:00:00",{"v":68,"d":"68.0"},60.5,55.9,66.9,26.75,0.0748,0.45,{"v":13.5,"d":"13.50"}]
["March",26,"3AM to 4AM",3,"March 26, 2019 3:00","2019-03-26T03:00:00",{"v":64,"d":"64.0"},58.5,{"v":55,"d":"55.0"},64.7,25.44,0.0753,0.44,{"v":13.4,"d":"13.40"}]
["March",26,"6AM to 7AM",6,"March 26, 2019 6:00","2019-03-26T06:00:00",62.1,57.8,{"v":55,"d":"55.0"},64.7,24.96,0.0756,0.44,13.35]
["March",26,"9AM to 10AM",9,"March 26, 2019 9:00","2019-03-26T09:00:00",{"v":79,"d":"79.0"},62.9,53.1,60.1,28.37,0.0733,0.41,13.76]
["March",26,"1PM to 2PM",13,"March 26, 2019 13:00","2019-03-26T13:00:00",80.1,66.9,60.1,77.8,31.41,{"v":0.073,"d":"0.0730"},0.52,13.85]
["March",26,"4PM to 5PM",16,"March 26, 2019 16:00","2019-03-26T16:00:00",78.1,66.2,60.1,77.8,30.92,0.0733,0.52,{"v":13.8,"d":"13.80"}]
["March",26,"7PM to 8PM",19,"March 26, 2019 19:00","2019-03-26T19:00:00",{"v":72,"d":"72.0"},64.8,{"v":61,"d":"61.0"},80.4,29.83,0.0741,0.54,13.65]
["March",26,"11PM to 12AM",23,"March 26, 2019 23:00","2019-03-26T23:00:00",{"v":66,"d":"66.0"},61.5,{"v":59,"d":"59.0"},74.9,{"v":27.5,"d":"27.50"},{"v":0.075,"d":"0.0750"},{"v":0.5,"d":"0.50"},13.48]
["March",27,"12AM to 1AM",0,"March 27, 2019 0:00","2019-03-27",64.9,61.2,{"v":59,"d":"59.0"},74.9,27.24,0.0751,{"v":0.5,"d":"0.50"},13.45]
["March",27,"4AM to 5AM",4,"March 27, 2019 4:00","2019-03-27T04:00:00",{"v":63,"d":"63.0"},59.8,57.9,{"v":72,"d":"72.0"},{"v":26.3,"d":"26.30"},0.0754,0.48,13.39]
["March",27,"7AM to 8AM",7,"March 27, 2019 7:00","2019-03-27T07:00:00",71.1,63.3,{"v":59,"d":"59.0"},74.9,28.74,0.0743,{"v":0.5,"d":"0.50"},13.61]
["March",27,"10AM to 11AM",{"$f":"IF(D2057+1>23,0,D2057+1)","v":10},"March 27, 2019 10:00","2019-03-27T10:00:00",75.9,63.8,{"v":57,"d":"57.0"},69.6,29.11,0.0736,0.47,13.72]
["March",27,"2PM to 3PM",14,"March 27, 2019 14:00","2019-03-27T14:00:00",80.1,66.3,{"v":59,"d":"59.0"},74.9,30.94,{"v":0.073,"d":"0.0730"},{"v":0.5,"d":"0.50"},13.84]
["March",27,"5PM to 6PM",17,"March 27, 2019 17:00","2019-03-27T17:00:00",75.9,65.5,60.1,77.8,30.39,0.0736,0.52,13.74]
["March",27,"6PM to 7PM",18,"March 27, 2019 18:00","2019-03-27T18:00:00",73.9,63.7,57.9,{"v":72,"d":"72.0"},28.99,0.0739,0.48,13.67]
["March",28,"12AM to 1AM",0,"March 28, 2019 0:00","2019-03-28",64.9,60.5,57.9,{"v":72,"d":"72.0"},26.79,0.0752,0.48,13.44]
["March",28,"1AM to 2AM",1,"March 28, 2019 1:00","2019-03-28T01:00:00",{"v":64,"d":"64.0"},60.2,57.9,{"v":72,"d":"72.0"},26.57,0.0753,0.48,13.42]
["March",28,"5AM to 6AM",5,"March 28, 2019 5:00","2019-03-28T05:00:00",{"v":63,"d":"63.0"},59.3,{"v":57,"d":"57.0"},69.6,25.94,0.0755,0.47,13.38]
["March",28,"8AM to 9AM",8,"March 28, 2019 8:00","2019-03-28T08:00:00",{"v":75,"d":"75.0"},64.6,{"v":59,"d":"59.0"},74.9,29.71,0.0737,{"v":0.5,"d":"0.50"},13.71]
["March",28,"11AM to 12PM",11,"March 28, 2019 11:00","2019-03-28T11:00:00",{"v":82,"d":"82.0"},67.5,60.1,77.8,31.89,0.0728,0.52,{"v":13.9,"d":"13.90"}]
["March",28,"3PM to 4PM",15,"March 28, 2019 15:00","2019-03-28T15:00:00",82.9,68.9,62.1,83.6,33.02,0.0726,0.56,13.94]
["March",28,"6PM to 7PM",18,"March 28, 2019 18:00","2019-03-28T18:00:00",73.9,65.4,{"v":61,"d":"61.0"},80.4,30.31,0.0738,0.54,{"v":13.7,"d":"13.70"}]
["March",28,"9PM to 10PM",21,"March 28, 2019 21:00","2019-03-28T21:00:00",71.1,63.9,60.1,77.8,{"v":29.2,"d":"29.20"},0.0743,0.52,13.62]
["March",28,"11PM to 12AM",23,"March 28, 2019 23:00","2019-03-28T23:00:00",{"v":70,"d":"70.0"},63.6,60.1,77.8,28.94,0.0744,0.52,13.59]
["March",29,"2AM to 3AM",2,"March 29, 2019 2:00","2019-03-29T02:00:00",{"v":66,"d":"66.0"},62.8,{"v":61,"d":"61.0"},80.4,28.37,{"v":0.075,"d":"0.0750"},0.54,{"v":13.5,"d":"13.50"}]
["March",29,"6AM to 7AM",6,"March 29, 2019 6:00","2019-03-29T06:00:00",64.9,61.8,60.1,77.8,27.71,0.0751,0.52,13.46]
["March",29,"9AM to 10AM",9,"March 29, 2019 9:00","2019-03-29T09:00:00",{"v":81,"d":"81.0"},67.2,60.1,77.8,31.63,0.0729,0.52,13.87]
["March",29,"12PM to 1PM",12,"March 29, 2019 12:00","2019-03-29T12:00:00",{"v":86,"d":"86.0"},68.1,{"v":59,"d":"59.0"},74.9,32.39,0.0722,{"v":0.5,"d":"0.50"},13.99]
["March",29,"4PM to 5PM",16,"March 29, 2019 16:00","2019-03-29T16:00:00",80.1,68.5,{"v":63,"d":"63.0"},86.4,32.74,{"v":0.073,"d":"0.0730"},0.58,13.87]
["March",29,"7PM to 8PM",19,"March 29, 2019 19:00","2019-03-29T19:00:00",{"v":73,"d":"73.0"},{"v":67,"d":"67.0"},{"v":64,"d":"64.0"},89.8,31.55,0.0739,{"v":0.6,"d":"0.60"},{"v":13.7,"d":"13.70"}]
["March",29,"10PM to 11PM",22,"March 29, 2019 22:00","2019-03-29T22:00:00",{"v":72,"d":"72.0"},{"v":66,"d":"66.0"},{"v":63,"d":"63.0"},86.4,30.76,0.0741,0.58,13.67]
["March",30,"12AM to 1AM",0,"March 30, 2019 0:00","2019-03-30",71.1,65.1,62.1,83.6,30.11,0.0742,0.56,13.63]
["March",30,"3AM to 4AM",3,"March 30, 2019 3:00","2019-03-30T03:00:00",71.1,64.5,{"v":61,"d":"61.0"},80.4,29.61,0.0742,0.54,13.62]
["March",30,"7AM to 8AM",7,"March 30, 2019 7:00","2019-03-30T07:00:00",{"v":75,"d":"75.0"},65.8,{"v":61,"d":"61.0"},80.4,30.58,0.0737,0.54,13.73]
["March",30,"10AM to 11AM",10,"March 30, 2019 10:00","2019-03-30T10:00:00",82.9,68.3,{"v":61,"d":"61.0"},80.4,32.52,0.0726,0.54,13.93]
["March",30,"2PM to 3PM",14,"March 30, 2019 14:00","2019-03-30T14:00:00",84.9,68.9,{"v":61,"d":"61.0"},80.4,{"v":33,"d":"33.00"},0.0724,0.54,13.98]
["March",30,"5PM to 6PM",17,"March 30, 2019 17:00","2019-03-30T17:00:00",78.1,68.5,{"v":64,"d":"64.0"},89.8,32.79,0.0732,{"v":0.6,"d":"0.60"},13.83]
["March",30,"7PM to 8PM",19,"March 30, 2019 19:00","2019-03-30T19:00:00",{"v":75,"d":"75.0"},68.2,64.9,92.7,{"v":32.5,"d":"32.50"},0.0736,0.62,13.76]
["March",30,"10PM to 11PM",22,"March 30, 2019 22:00","2019-03-30T22:00:00",{"v":73,"d":"73.0"},68.8,66.9,99.5,33.06,0.0738,0.67,13.73]
["March",31,"1AM to 2AM",1,"March 31, 2019 1:00","2019-03-31T01:00:00",{"v":73,"d":"73.0"},68.8,66.9,99.5,33.06,0.0738,0.67,13.73]
["March",31,"4AM to 5AM",4,"March 31, 2019 4:00","2019-03-31T04:00:00",{"v":72,"d":"72.0"},70.6,{"v":70,"d":"70.0"},110.8,34.56,0.0739,0.74,13.74]
["March",31,"8AM to 9AM",8,"March 31, 2019 8:00","2019-03-31T08:00:00",75.9,70.4,{"v":68,"d":"68.0"},103.3,34.38,0.0734,0.69,13.82]
["March",31,"11AM to 12PM",11,"March 31, 2019 11:00","2019-03-31T11:00:00",{"v":82,"d":"82.0"},72.9,69.1,107.3,36.51,0.0726,0.72,13.99]
["March",31,"3PM to 4PM",15,"March 31, 2019 15:00","2019-03-31T15:00:00",{"v":82,"d":"82.0"},72.2,{"v":68,"d":"68.0"},103.3,35.89,0.0726,0.69,13.98]
["March",31,"6PM to 7PM",18,"March 31, 2019 18:00","2019-03-31T18:00:00",{"v":75,"d":"75.0"},70.1,{"v":68,"d":"68.0"},103.3,34.16,0.0735,0.69,{"v":13.8,"d":"13.80"}]
["March",31,"8PM to 9PM",20,"March 31, 2019 20:00","2019-03-31T20:00:00",{"v":75,"d":"75.0"},69.4,66.9,99.5,33.55,0.0736,0.67,13.78]
["March",31,"11PM to 12AM",23,"March 31, 2019 23:00","2019-03-31T23:00:00",{"v":72,"d":"72.0"},65.3,61.9,83.1,30.24,0.0741,0.56,13.66]
["April",1,"2AM to 3AM",2,"April 1, 2019 2:00","2019-04-01T02:00:00",69.1,61.3,56.7,68.7,{"v":27.3,"d":"27.30"},0.0746,0.46,13.54]
["April",1,"6AM to 7AM",6,"April 1, 2019 6:00","2019-04-01T06:00:00",{"v":68,"d":"68.0"},{"v":59,"d":"59.0"},53.1,60.1,{"v":25.7,"d":"25.70"},0.0748,0.41,13.48]
["April",1,"9AM to 10AM",9,"April 1, 2019 9:00","2019-04-01T09:00:00",75.9,62.3,{"v":54,"d":"54.0"},62.2,27.95,0.0737,0.42,13.69]
["April",1,"12PM to 1PM",12,"April 1, 2019 12:00","2019-04-01T12:00:00",{"v":77,"d":"77.0"},62.6,{"v":54,"d":"54.0"},62.2,28.21,0.0735,0.42,13.72]
["April",1,"4PM to 5PM",16,"April 1, 2019 16:00","2019-04-01T16:00:00",{"v":75,"d":"75.0"},62.5,{"v":55,"d":"55.0"},64.7,28.12,0.0738,0.44,13.68]
["April",1,"5PM to 6PM",17,{"$f":"A2185&\" \"&B2185&\", \"&$D$5&\" \"&D2185&\":00\"","v":"April 1, 2019 17:00"},{"$f":"DATEVALUE(E2185)+TIMEVALUE(E2185)","v":"2019-04-01T17:00:00"},{"v":73,"d":"73.0"},61.3,{"v":54,"d":"54.0"},62.2,27.24,0.0741,0.42,13.62]
["April",1,"11PM to 12AM",23,"April 1, 2019 23:00","2019-04-01T23:00:00",71.1,60.5,{"v":54,"d":"54.0"},62.2,26.76,0.0744,0.42,13.57]
["April",2,"12AM to 1AM",0,"April 2, 2019 0:00","2019-04-02",{"v":70,"d":"70.0"},59.1,{"v":52,"d":"52.0"},57.8,25.81,0.0745,0.39,13.53]
["April",2,"3AM to 4AM",3,"April 2, 2019 3:00","2019-04-02T03:00:00",69.1,59.8,{"v":54,"d":"54.0"},62.2,26.28,0.0746,0.42,13.52]
["April",2,"7AM to 8AM",7,"April 2, 2019 7:00","2019-04-02T07:00:00",{"v":73,"d":"73.0"},62.9,{"v":57,"d":"57.0"},69.6,28.41,{"v":0.074,"d":"0.0740"},0.47,13.64]
["April",2,"10AM to 11AM",10,"April 2, 2019 10:00","2019-04-02T10:00:00",80.1,65.7,57.9,{"v":72,"d":"72.0"},30.49,0.0731,0.48,13.83]
["April",2,"1PM to 2PM",13,"April 2, 2019 13:00","2019-04-02T13:00:00",{"v":81,"d":"81.0"},{"v":65,"d":"65.0"},55.9,66.9,29.92,{"v":0.073,"d":"0.0730"},0.45,13.84]
["April",2,"5PM to 6PM",17,"April 2, 2019 17:00","2019-04-02T17:00:00",73.9,63.7,57.9,{"v":72,"d":"72.0"},28.99,0.0739,0.48,13.67]
["April",2,"6PM to 7PM",18,"April 2, 2019 18:00","2019-04-02T18:00:00",{"v":72,"d":"72.0"},{"v":63,"d":"63.0"},57.9,{"v":72,"d":"72.0"},28.51,0.0742,0.48,13.62]
["April",3,"12AM to 1AM",0,"April 3, 2019 0:00","2019-04-03",71.1,62.2,{"v":57,"d":"57.0"},69.6,27.92,0.0743,0.47,13.59]
["April",3,"1AM to 2AM",1,"April 3, 2019 1:00","2019-04-03T01:00:00",{"v":70,"d":"70.0"},62.9,{"v":59,"d":"59.0"},74.9,28.47,0.0744,{"v":0.5,"d":"0.50"},13.58]
["April",3,"4AM to 5AM",4,"April 3, 2019 4:00","2019-04-03T04:00:00",{"v":70,"d":"70.0"},64.1,{"v":61,"d":"61.0"},80.4,29.34,0.0744,0.54,{"v":13.6,"d":"13.60"}]
["April",3,"8AM to 9AM",8,"April 3, 2019 8:00","2019-04-03T08:00:00",{"v":77,"d":"77.0"},66.4,{"v":61,"d":"61.0"},80.4,31.06,0.0734,0.54,13.78]
["April",3,"11AM to 12PM",11,"April 3, 2019 11:00","2019-04-03T11:00:00",80.1,67.4,{"v":61,"d":"61.0"},80.4,31.81,{"v":0.073,"d":"0.0730"},0.54,13.86]
["April",3,"2PM to 3PM",14,"April 3, 2019 14:00","2019-04-03T14:00:00",78.1,66.2,60.1,77.8,30.92,0.0733,0.52,{"v":13.8,"d":"13.80"}]
["April",3,"7PM to 8PM",19,"April 3, 2019 19:00","2019-04-03T19:00:00",{"v":73,"d":"73.0"},{"v":64,"d":"64.0"},{"v":59,"d":"59.0"},74.9,29.22,{"v":0.074,"d":"0.0740"},{"v":0.5,"d":"0.50"},13.66]
["April",3,"10PM to 11PM",22,"April 3, 2019 22:00","2019-04-03T22:00:00",{"v":70,"d":"70.0"},62.3,57.9,{"v":72,"d":"72.0"},28.02,0.0744,0.48,13.57]
["April",3,"11PM to 12AM",23,"April 3, 2019 23:00","2019-04-03T23:00:00",{"v":70,"d":"70.0"},62.9,{"v":59,"d":"59.0"},74.9,28.47,0.0744,{"v":0.5,"d":"0.50"},13.58]
["April",4,"2AM to 3AM",2,"April 4, 2019 2:00","2019-04-04T02:00:00",69.1,62.6,{"v":59,"d":"59.0"},74.9,28.25,0.0746,{"v":0.5,"d":"0.50"},13.56]
["April",4,"5AM to 6AM",5,"April 4, 2019 5:00","2019-04-04T05:00:00",{"v":68,"d":"68.0"},62.2,{"v":59,"d":"59.0"},74.9,27.99,0.0747,{"v":0.5,"d":"0.50"},13.53]
["April",4,"9AM to 10AM",9,{"$f":"A2249&\" \"&B2249&\", \"&$D$5&\" \"&D2249&\":00\"","v":"April 4, 2019 9:00"},{"$f":"DATEVALUE(E2249)+TIMEVALUE(E2249)","v":"2019-04-04T09:00:00"},{"v":77,"d":"77.0"},67.6,{"v":63,"d":"63.0"},86.4,31.99,0.0734,0.58,{"v":13.8,"d":"13.80"}]
["April",4,"12PM to 1PM",12,"April 4, 2019 12:00","2019-04-04T12:00:00",82.9,68.3,{"v":61,"d":"61.0"},80.4,32.52,0.0726,0.54,13.93]
["April",4,"3PM to 4PM",15,"April 4, 2019 15:00","2019-04-04T15:00:00",{"v":82,"d":"82.0"},67.5,60.1,77.8,31.89,0.0728,0.52,{"v":13.9,"d":"13.90"}]
["April",4,"8PM to 9PM",20,"April 4, 2019 20:00","2019-04-04T20:00:00",{"v":73,"d":"73.0"},65.1,{"v":61,"d":"61.0"},80.4,30.09,{"v":0.074,"d":"0.0740"},0.54,13.68]
["April",4,"11PM to 12AM",23,"April 4, 2019 23:00","2019-04-04T23:00:00",{"v":70,"d":"70.0"},65.3,{"v":63,"d":"63.0"},86.4,30.27,0.0744,0.58,13.61]
["April",5,"12AM to 1AM",0,"April 5, 2019 0:00","2019-04-05",71.1,64.5,{"v":61,"d":"61.0"},80.4,29.61,0.0742,0.54,13.62]
["April",5,"3AM to 4AM",3,"April 5, 2019 3:00","2019-04-05T03:00:00",69.1,64.5,62.1,83.6,29.62,0.0745,0.56,13.58]
["April",5,"6AM to 7AM",6,"April 5, 2019 6:00","2019-04-05T06:00:00",71.1,63.9,60.1,77.8,{"v":29.2,"d":"29.20"},0.0743,0.52,13.62]
["April",5,"10AM to 11AM",10,"April 5, 2019 10:00","2019-04-05T10:00:00",{"v":82,"d":"82.0"},66.3,57.9,{"v":72,"d":"72.0"},30.97,0.0728,0.48,13.88]
["April",5,"1PM to 2PM",13,"April 5, 2019 13:00","2019-04-05T13:00:00",{"v":84,"d":"84.0"},{"v":66,"d":"66.0"},55.9,66.9,30.66,0.0726,0.45,13.91]
["April",5,"5PM to 6PM",17,"April 5, 2019 17:00","2019-04-05T17:00:00",{"v":77,"d":"77.0"},65.9,60.1,77.8,30.66,0.0734,0.52,13.77]
["April",5,"9PM to 10PM",21,"April 5, 2019 21:00","2019-04-05T21:00:00",{"v":73,"d":"73.0"},65.1,{"v":61,"d":"61.0"},80.4,30.09,{"v":0.074,"d":"0.0740"},0.54,13.68]
["April",6,"12AM to 1AM",0,"April 6, 2019 0:00","2019-04-06",{"v":73,"d":"73.0"},{"v":64,"d":"64.0"},{"v":59,"d":"59.0"},74.9,29.22,{"v":0.074,"d":"0.0740"},{"v":0.5,"d":"0.50"},13.66]
["April",6,"1AM to 2AM",1,"April 6, 2019 1:00","2019-04-06T01:00:00",{"v":73,"d":"73.0"},64.6,60.1,77.8,29.69,{"v":0.074,"d":"0.0740"},0.52,13.67]
["April",6,"4AM to 5AM",4,"April 6, 2019 4:00","2019-04-06T04:00:00",71.1,61.6,55.9,66.9,{"v":27.5,"d":"27.50"},0.0743,0.45,13.58]
["April",6,"7AM to 8AM",7,"April 6, 2019 7:00","2019-04-06T07:00:00",{"v":75,"d":"75.0"},{"v":64,"d":"64.0"},57.9,{"v":72,"d":"72.0"},29.25,0.0737,0.48,{"v":13.7,"d":"13.70"}]
["April",6,"11AM to 12PM",11,"April 6, 2019 11:00","2019-04-06T11:00:00",80.1,65.7,57.9,{"v":72,"d":"72.0"},30.49,0.0731,0.48,13.83]
["April",6,"2PM to 3PM",14,"April 6, 2019 14:00","2019-04-06T14:00:00",{"v":82,"d":"82.0"},{"v":68,"d":"68.0"},{"v":61,"d":"61.0"},80.4,{"v":32.3,"d":"32.30"},0.0727,0.54,13.91]
["April",6,"6PM to 7PM",18,"April 6, 2019 18:00","2019-04-06T18:00:00",{"v":75,"d":"75.0"},67.6,{"v":64,"d":"64.0"},89.8,32.04,0.0736,{"v":0.6,"d":"0.60"},13.76]
["April",6,"10PM to 11PM",22,"April 6, 2019 22:00","2019-04-06T22:00:00",{"v":73,"d":"73.0"},66.3,{"v":63,"d":"63.0"},86.4,31.02,0.0739,0.58,13.69]
["April",7,"1AM to 2AM",1,{"$f":"A2313&\" \"&B2313&\", \"&$D$5&\" \"&D2313&\":00\"","v":"April 7, 2019 1:00"},{"$f":"DATEVALUE(E2313)+TIMEVALUE(E2313)","v":"2019-04-07T01:00:00"},73.9,65.4,{"v":61,"d":"61.0"},80.4,30.31,0.0738,0.54,{"v":13.7,"d":"13.70"}]
["April",7,"2AM to 3AM",{"$f":"IF(D2313+1>23,0,D2313+1)","v":2},"April 7, 2019 2:00","2019-04-07T02:00:00",{"v":73,"d":"73.0"},66.3,{"v":63,"d":"63.0"},86.4,31.02,0.0739,0.58,13.69]
["April",7,"5AM to 6AM",5,"April 7, 2019 5:00","2019-04-07T05:00:00",71.1,64.5,{"v":61,"d":"61.0"},80.4,29.61,0.0742,0.54,13.62]
["April",7,"8AM to 9AM",8,"April 7, 2019 8:00","2019-04-07T08:00:00",78.1,66.7,{"v":61,"d":"61.0"},80.4,31.33,0.0733,0.54,{"v":13.8,"d":"13.80"}]
["April",7,"12PM to 1PM",12,"April 7, 2019 12:00","2019-04-07T12:00:00",{"v":84,"d":"84.0"},68.6,{"v":61,"d":"61.0"},80.4,32.78,0.0725,0.54,13.96]
["April",7,"3PM to 4PM",15,"April 7, 2019 15:00","2019-04-07T15:00:00",82.9,69.4,{"v":63,"d":"63.0"},86.4,33.45,0.0726,0.58,13.95]
["April",7,"8PM to 9PM",20,"April 7, 2019 20:00","2019-04-07T20:00:00",73.9,67.8,64.9,92.7,32.23,0.0738,0.62,13.74]
["April",7,"11PM to 12AM",23,"April 7, 2019 23:00","2019-04-07T23:00:00",{"v":72,"d":"72.0"},68.5,66.9,99.5,{"v":32.8,"d":"32.80"},{"v":0.074,"d":"0.0740"},0.67,13.71]
["April",8,"2AM to 3AM",2,"April 8, 2019 2:00","2019-04-08T02:00:00",{"v":70,"d":"70.0"},66.6,64.9,92.7,31.26,0.0743,0.62,13.63]
["April",8,"3AM to 4AM",3,"April 8, 2019 3:00","2019-04-08T03:00:00",69.1,66.3,64.9,92.7,31.04,0.0744,0.62,13.61]
["April",8,"6AM to 7AM",6,"April 8, 2019 6:00","2019-04-08T06:00:00",{"v":73,"d":"73.0"},67.5,64.9,92.7,32.01,0.0739,0.62,13.71]
["April",8,"10AM to 11AM",10,"April 8, 2019 10:00","2019-04-08T10:00:00",{"v":82,"d":"82.0"},69.7,{"v":64,"d":"64.0"},89.8,33.76,0.0727,{"v":0.6,"d":"0.60"},13.94]
["April",8,"1PM to 2PM",13,"April 8, 2019 13:00","2019-04-08T13:00:00",{"v":82,"d":"82.0"},70.9,{"v":66,"d":"66.0"},96.3,34.79,0.0726,0.64,13.96]
["April",8,"4PM to 5PM",16,"April 8, 2019 16:00","2019-04-08T16:00:00",{"v":79,"d":"79.0"},67.7,62.1,83.6,32.05,0.0731,0.56,13.84]
["April",8,"9PM to 10PM",21,"April 8, 2019 21:00","2019-04-08T21:00:00",{"v":73,"d":"73.0"},{"v":67,"d":"67.0"},{"v":64,"d":"64.0"},89.8,31.55,0.0739,{"v":0.6,"d":"0.60"},{"v":13.7,"d":"13.70"}]
["April",9,"12AM to 1AM",0,"April 9, 2019 0:00","2019-04-09",71.1,67.6,{"v":66,"d":"66.0"},96.3,32.09,0.0741,0.64,13.67]
["April",9,"3AM to 4AM",3,"April 9, 2019 3:00","2019-04-09T03:00:00",{"v":72,"d":"72.0"},{"v":66,"d":"66.0"},{"v":63,"d":"63.0"},86.4,30.76,0.0741,0.58,13.67]
["April",9,"4AM to 5AM",4,"April 9, 2019 4:00","2019-04-09T04:00:00",71.1,66.3,{"v":64,"d":"64.0"},89.8,31.07,0.0742,{"v":0.6,"d":"0.60"},13.65]
["April",9,"7AM to 8AM",7,"April 9, 2019 7:00","2019-04-09T07:00:00",{"v":75,"d":"75.0"},68.2,64.9,92.7,{"v":32.5,"d":"32.50"},0.0736,0.62,13.76]
["April",9,"11AM to 12PM",11,"April 9, 2019 11:00","2019-04-09T11:00:00",{"v":82,"d":"82.0"},69.7,{"v":64,"d":"64.0"},89.8,33.76,0.0727,{"v":0.6,"d":"0.60"},13.94]
["April",9,"1PM to 2PM",13,"April 9, 2019 13:00","2019-04-09T13:00:00",{"v":86,"d":"86.0"},68.1,{"v":59,"d":"59.0"},74.9,32.39,0.0722,{"v":0.5,"d":"0.50"},13.99]
["April",9,"6PM to 7PM",{"$f":"IF(D2377+1>23,0,D2377+1)","v":18},"April 9, 2019 18:00","2019-04-09T18:00:00",75.9,67.9,{"v":64,"d":"64.0"},89.8,32.26,0.0735,{"v":0.6,"d":"0.60"},13.78]
["April",9,"10PM to 11PM",22,"April 9, 2019 22:00","2019-04-09T22:00:00",{"v":75,"d":"75.0"},66.9,{"v":63,"d":"63.0"},86.4,31.51,0.0737,0.58,13.74]
["April",10,"1AM to 2AM",1,"April 10, 2019 1:00","2019-04-10T01:00:00",73.9,67.3,{"v":64,"d":"64.0"},89.8,31.77,0.0738,{"v":0.6,"d":"0.60"},13.73]
["April",10,"4AM to 5AM",4,"April 10, 2019 4:00","2019-04-10T04:00:00",73.9,65.4,{"v":61,"d":"61.0"},80.4,30.31,0.0738,0.54,{"v":13.7,"d":"13.70"}]
["April",10,"5AM to 6AM",5,"April 10, 2019 5:00","2019-04-10T05:00:00",71.1,65.1,62.1,83.6,30.11,0.0742,0.56,13.63]
["April",10,"8AM to 9AM",8,"April 10, 2019 8:00","2019-04-10T08:00:00",{"v":81,"d":"81.0"},68.3,62.1,83.6,32.53,0.0729,0.56,13.89]
["April",10,"12PM to 1PM",12,"April 10, 2019 12:00","2019-04-10T12:00:00",82.9,69.4,{"v":63,"d":"63.0"},86.4,33.45,0.0726,0.58,13.95]
["April",10,"2PM to 3PM",14,"April 10, 2019 14:00","2019-04-10T14:00:00",{"v":84,"d":"84.0"},69.7,{"v":63,"d":"63.0"},86.4,33.72,0.0724,0.58,13.98]
["April",10,"7PM to 8PM",19,"April 10, 2019 19:00","2019-04-10T19:00:00",73.9,67.3,{"v":64,"d":"64.0"},89.8,31.77,0.0738,{"v":0.6,"d":"0.60"},13.73]
["April",10,"11PM to 12AM",23,"April 10, 2019 23:00","2019-04-10T23:00:00",{"v":73,"d":"73.0"},67.5,64.9,92.7,32.01,0.0739,0.62,13.71]
["April",11,"2AM to 3AM",2,"April 11, 2019 2:00","2019-04-11T02:00:00",69.1,66.3,64.9,92.7,31.04,0.0744,0.62,13.61]
["April",11,"3AM to 4AM",3,"April 11, 2019 3:00","2019-04-11T03:00:00",{"v":70,"d":"70.0"},66.6,64.9,92.7,31.26,0.0743,0.62,13.63]
["April",11,"6AM to 7AM",6,"April 11, 2019 6:00","2019-04-11T06:00:00",{"v":72,"d":"72.0"},67.2,64.9,92.7,31.74,{"v":0.074,"d":"0.0740"},0.62,13.69]
["April",11,"9AM to 10AM",9,"April 11, 2019 9:00","2019-04-11T09:00:00",{"v":79,"d":"79.0"},68.2,{"v":63,"d":"63.0"},86.4,32.48,0.0731,0.58,13.85]
["April",11,"3PM to 4PM",15,"April 11, 2019 15:00","2019-04-11T15:00:00",{"v":81,"d":"81.0"},{"v":70,"d":"70.0"},64.9,92.7,33.96,0.0728,0.62,13.92]
["April",11,"5PM to 6PM",17,"April 11, 2019 17:00","2019-04-11T17:00:00",{"v":77,"d":"77.0"},68.8,64.9,92.7,32.98,0.0733,0.62,13.82]
["April",11,"8PM to 9PM",20,"April 11, 2019 20:00","2019-04-11T20:00:00",{"v":73,"d":"73.0"},68.2,{"v":66,"d":"66.0"},96.3,32.58,0.0739,0.64,13.72]
["April",12,"12AM to 1AM",0,"April 12, 2019 0:00","2019-04-12",{"v":73,"d":"73.0"},{"v":67,"d":"67.0"},{"v":64,"d":"64.0"},89.8,31.55,0.0739,{"v":0.6,"d":"0.60"},{"v":13.7,"d":"13.70"}]
["April",12,"3AM to 4AM",3,"April 12, 2019 3:00","2019-04-12T03:00:00",{"v":68,"d":"68.0"},64.7,{"v":63,"d":"63.0"},86.4,29.78,0.0746,0.58,13.56]
["April",12,"4AM to 5AM",4,"April 12, 2019 4:00","2019-04-12T04:00:00",{"v":66,"d":"66.0"},63.4,62.1,83.6,28.87,0.0749,0.56,{"v":13.5,"d":"13.50"}]
["April",12,"7AM to 8AM",7,"April 12, 2019 7:00","2019-04-12T07:00:00",{"v":73,"d":"73.0"},67.5,64.9,92.7,32.01,0.0739,0.62,13.71]
["April",12,"10AM to 11AM",{"$f":"IF(D2441+1>23,0,D2441+1)","v":10},"April 12, 2019 10:00","2019-04-12T10:00:00",{"v":75,"d":"75.0"},70.8,69.1,107.3,34.78,0.0735,0.72,13.81]
["April",12,"4PM to 5PM",16,"April 12, 2019 16:00","2019-04-12T16:00:00",80.1,{"v":68,"d":"68.0"},62.1,83.6,32.31,{"v":0.073,"d":"0.0730"},0.56,13.87]
["April",12,"6PM to 7PM",18,"April 12, 2019 18:00","2019-04-12T18:00:00",{"v":75,"d":"75.0"},66.9,{"v":63,"d":"63.0"},86.4,31.51,0.0737,0.58,13.74]
["April",12,"10PM to 11PM",22,"April 12, 2019 22:00","2019-04-12T22:00:00",{"v":73,"d":"73.0"},66.3,{"v":63,"d":"63.0"},86.4,31.02,0.0739,0.58,13.69]
["April",13,"1AM to 2AM",1,"April 13, 2019 1:00","2019-04-13T01:00:00",{"v":72,"d":"72.0"},{"v":66,"d":"66.0"},{"v":63,"d":"63.0"},86.4,30.76,0.0741,0.58,13.67]
["April",13,"4AM to 5AM",4,"April 13, 2019 4:00","2019-04-13T04:00:00",71.1,66.3,{"v":64,"d":"64.0"},89.8,31.07,0.0742,{"v":0.6,"d":"0.60"},13.65]
["April",13,"5AM to 6AM",5,"April 13, 2019 5:00","2019-04-13T05:00:00",{"v":70,"d":"70.0"},66.6,64.9,92.7,31.26,0.0743,0.62,13.63]
["April",13,"8AM to 9AM",8,"April 13, 2019 8:00","2019-04-13T08:00:00",{"v":77,"d":"77.0"},68.2,{"v":64,"d":"64.0"},89.8,32.53,0.0734,{"v":0.6,"d":"0.60"},13.81]
["April",13,"1PM to 2PM",13,"April 13, 2019 13:00","2019-04-13T13:00:00",{"v":82,"d":"82.0"},69.1,{"v":63,"d":"63.0"},86.4,33.23,0.0727,0.58,13.92]
["April",13,"4PM to 5PM",16,"April 13, 2019 16:00","2019-04-13T16:00:00",80.1,{"v":68,"d":"68.0"},62.1,83.6,32.31,{"v":0.073,"d":"0.0730"},0.56,13.87]
["April",13,"7PM to 8PM",19,"April 13, 2019 19:00","2019-04-13T19:00:00",{"v":72,"d":"72.0"},66.6,{"v":64,"d":"64.0"},89.8,31.29,0.0741,{"v":0.6,"d":"0.60"},13.68]
["April",13,"11PM to 12AM",23,"April 13, 2019 23:00","2019-04-13T23:00:00",{"v":73,"d":"73.0"},65.8,62.1,83.6,30.59,0.0739,0.56,13.69]
["April",14,"2AM to 3AM",2,"April 14, 2019 2:00","2019-04-14T02:00:00",{"v":72,"d":"72.0"},65.4,62.1,83.6,30.33,0.0741,0.56,13.66]
["April",14,"5AM to 6AM",5,"April 14, 2019 5:00","2019-04-14T05:00:00",69.1,64.5,62.1,83.6,29.62,0.0745,0.56,13.58]
["April",14,"6AM to 7AM",6,"April 14, 2019 6:00","2019-04-14T06:00:00",71.1,65.7,{"v":63,"d":"63.0"},86.4,30.53,0.0742,0.58,13.64]
["April",14,"9AM to 10AM",9,"April 14, 2019 9:00","2019-04-14T09:00:00",{"v":77,"d":"77.0"},67.6,{"v":63,"d":"63.0"},86.4,31.99,0.0734,0.58,{"v":13.8,"d":"13.80"}]
["April",14,"2PM to 3PM",14,"April 14, 2019 14:00","2019-04-14T14:00:00",82.9,67.8,60.1,77.8,32.11,0.0726,0.52,13.92]
["April",14,"5PM to 6PM",17,"April 14, 2019 17:00","2019-04-14T17:00:00",78.1,67.4,62.1,83.6,31.83,0.0733,0.56,13.81]
["April",14,"8PM to 9PM",20,"April 14, 2019 20:00","2019-04-14T20:00:00",{"v":75,"d":"75.0"},66.4,62.1,83.6,31.08,0.0737,0.56,13.74]
["April",15,"12AM to 1AM",0,"April 15, 2019 0:00","2019-04-15",{"v":73,"d":"73.0"},66.3,{"v":63,"d":"63.0"},86.4,31.02,0.0739,0.58,13.69]
["April",15,"3AM to 4AM",3,"April 15, 2019 3:00","2019-04-15T03:00:00",{"v":70,"d":"70.0"},66.6,64.9,92.7,31.26,0.0743,0.62,13.63]
["April",15,"6AM to 7AM",6,"April 15, 2019 6:00","2019-04-15T06:00:00",69.1,66.3,64.9,92.7,31.04,0.0744,0.62,13.61]
["April",15,"7AM to 8AM",7,"April 15, 2019 7:00","2019-04-15T07:00:00",{"v":70,"d":"70.0"},{"v":66,"d":"66.0"},{"v":64,"d":"64.0"},89.8,{"v":30.8,"d":"30.80"},0.0743,{"v":0.6,"d":"0.60"},13.63]
["April",15,"11AM to 12PM",11,"April 15, 2019 11:00","2019-04-15T11:00:00",80.1,{"v":68,"d":"68.0"},62.1,83.6,32.31,{"v":0.073,"d":"0.0730"},0.56,13.87]
["April",15,"3PM to 4PM",15,"April 15, 2019 15:00","2019-04-15T15:00:00",{"v":81,"d":"81.0"},67.2,60.1,77.8,31.63,0.0729,0.52,13.87]
["April",15,"6PM to 7PM",18,"April 15, 2019 18:00","2019-04-15T18:00:00",73.9,65.4,{"v":61,"d":"61.0"},80.4,30.31,0.0738,0.54,{"v":13.7,"d":"13.70"}]
["April",15,"9PM to 10PM",21,"April 15, 2019 21:00","2019-04-15T21:00:00",{"v":73,"d":"73.0"},65.1,{"v":61,"d":"61.0"},80.4,30.09,{"v":0.074,"d":"0.0740"},0.54,13.68]
["April",16,"1AM to 2AM",1,"April 16, 2019 1:00","2019-04-16T01:00:00",{"v":72,"d":"72.0"},{"v":63,"d":"63.0"},57.9,{"v":72,"d":"72.0"},28.51,0.0742,0.48,13.62]
["April",16,"4AM to 5AM",4,"April 16, 2019 4:00","2019-04-16T04:00:00",{"v":72,"d":"72.0"},64.8,{"v":61,"d":"61.0"},80.4,29.83,0.0741,0.54,13.65]
["April",16,"7AM to 8AM",7,"April 16, 2019 7:00","2019-04-16T07:00:00",75.9,66.7,62.1,83.6,{"v":31.3,"d":"31.30"},0.0735,0.56,13.76]
["April",16,"8AM to 9AM",8,"April 16, 2019 8:00","2019-04-16T08:00:00",75.9,67.2,{"v":63,"d":"63.0"},86.4,31.73,0.0735,0.58,13.77]
["April",16,"12PM to 1PM",12,"April 16, 2019 12:00","2019-04-16T12:00:00",{"v":79,"d":"79.0"},69.4,64.9,92.7,33.47,0.0731,0.62,13.87]
["April",16,"4PM to 5PM",16,"April 16, 2019 16:00","2019-04-16T16:00:00",75.9,67.2,{"v":63,"d":"63.0"},86.4,31.73,0.0735,0.58,13.77]
["April",16,"7PM to 8PM",19,"April 16, 2019 19:00","2019-04-16T19:00:00",{"v":73,"d":"73.0"},67.5,64.9,92.7,32.01,0.0739,0.62,13.71]
["April",16,"10PM to 11PM",22,"April 16, 2019 22:00","2019-04-16T22:00:00",{"v":72,"d":"72.0"},{"v":66,"d":"66.0"},{"v":63,"d":"63.0"},86.4,30.76,0.0741,0.58,13.67]
["April",17,"2AM to 3AM",2,"April 17, 2019 2:00","2019-04-17T02:00:00",{"v":73,"d":"73.0"},65.8,62.1,83.6,30.59,0.0739,0.56,13.69]
["April",17,"5AM to 6AM",5,"April 17, 2019 5:00","2019-04-17T05:00:00",{"v":73,"d":"73.0"},65.1,{"v":61,"d":"61.0"},80.4,30.09,{"v":0.074,"d":"0.0740"},0.54,13.68]
["April",17,"8AM to 9AM",8,"April 17, 2019 8:00","2019-04-17T08:00:00",73.9,68.5,{"v":66,"d":"66.0"},96.3,{"v":32.8,"d":"32.80"},0.0737,0.64,13.75]
["April",17,"9AM to 10AM",9,"April 17, 2019 9:00","2019-04-17T09:00:00",{"v":77,"d":"77.0"},68.8,64.9,92.7,32.98,0.0733,0.62,13.82]
["April",17,"1PM to 2PM",13,"April 17, 2019 13:00","2019-04-17T13:00:00",{"v":81,"d":"81.0"},69.4,{"v":64,"d":"64.0"},89.8,{"v":33.5,"d":"33.50"},0.0728,{"v":0.6,"d":"0.60"},13.91]
["April",17,"5PM to 6PM",17,{"$f":"A2569&\" \"&B2569&\", \"&$D$5&\" \"&D2569&\":00\"","v":"April 17, 2019 17:00"},{"$f":"DATEVALUE(E2569)+TIMEVALUE(E2569)","v":"2019-04-17T17:00:00"},75.9,67.2,{"v":63,"d":"63.0"},86.4,31.73,0.0735,0.58,13.77]
["April",17,"8PM to 9PM",20,"April 17, 2019 20:00","2019-04-17T20:00:00",{"v":72,"d":"72.0"},67.2,64.9,92.7,31.74,{"v":0.074,"d":"0.0740"},0.62,13.69]
["April",17,"11PM to 12AM",23,"April 17, 2019 23:00","2019-04-17T23:00:00",{"v":70,"d":"70.0"},65.3,{"v":63,"d":"63.0"},86.4,30.27,0.0744,0.58,13.61]
["April",18,"3AM to 4AM",3,"April 18, 2019 3:00","2019-04-18T03:00:00",{"v":72,"d":"72.0"},{"v":66,"d":"66.0"},{"v":63,"d":"63.0"},86.4,30.76,0.0741,0.58,13.67]
["April",18,"6AM to 7AM",6,"April 18, 2019 6:00","2019-04-18T06:00:00",71.1,65.7,{"v":63,"d":"63.0"},86.4,30.53,0.0742,0.58,13.64]
["April",18,"7AM to 8AM",7,"April 18, 2019 7:00","2019-04-18T07:00:00",73.9,66.6,{"v":63,"d":"63.0"},86.4,31.24,0.0738,0.58,13.72]
["April",18,"10AM to 11AM",10,"April 18, 2019 10:00","2019-04-18T10:00:00",{"v":82,"d":"82.0"},{"v":68,"d":"68.0"},{"v":61,"d":"61.0"},80.4,{"v":32.3,"d":"32.30"},0.0727,0.54,13.91]
["April",18,"2PM to 3PM",14,"April 18, 2019 14:00","2019-04-18T14:00:00",{"v":82,"d":"82.0"},{"v":68,"d":"68.0"},{"v":61,"d":"61.0"},80.4,{"v":32.3,"d":"32.30"},0.0727,0.54,13.91]
["April",18,"6PM to 7PM",18,"April 18, 2019 18:00","2019-04-18T18:00:00",73.9,64.9,60.1,77.8,29.91,0.0739,0.52,13.69]
["April",18,"9PM to 10PM",21,"April 18, 2019 21:00","2019-04-18T21:00:00",{"v":72,"d":"72.0"},{"v":66,"d":"66.0"},{"v":63,"d":"63.0"},86.4,30.76,0.0741,0.58,13.67]
["April",19,"12AM to 1AM",0,"April 19, 2019 0:00","2019-04-19",71.1,65.1,62.1,83.6,30.11,0.0742,0.56,13.63]
["April",19,"4AM to 5AM",4,"April 19, 2019 4:00","2019-04-19T04:00:00",69.1,{"v":65,"d":"65.0"},{"v":63,"d":"63.0"},86.4,30.05,0.0745,0.58,13.59]
["April",19,"7AM to 8AM",7,"April 19, 2019 7:00","2019-04-19T07:00:00",{"v":70,"d":"70.0"},67.3,{"v":66,"d":"66.0"},96.3,31.82,0.0743,0.64,13.65]
["April",19,"11AM to 12PM",11,"April 19, 2019 11:00","2019-04-19T11:00:00",82.9,69.4,{"v":63,"d":"63.0"},86.4,33.45,0.0726,0.58,13.95]
["April",19,"12PM to 1PM",12,"April 19, 2019 12:00","2019-04-19T12:00:00",{"v":82,"d":"82.0"},{"v":68,"d":"68.0"},{"v":61,"d":"61.0"},80.4,{"v":32.3,"d":"32.30"},0.0727,0.54,13.91]
["April",19,"3PM to 4PM",15,"April 19, 2019 15:00","2019-04-19T15:00:00",{"v":84,"d":"84.0"},69.7,{"v":63,"d":"63.0"},86.4,33.72,0.0724,0.58,13.98]
["April",19,"7PM to 8PM",19,"April 19, 2019 19:00","2019-04-19T19:00:00",71.1,67.6,{"v":66,"d":"66.0"},96.3,32.09,0.0741,0.64,13.67]
["April",19,"10PM to 11PM",22,"April 19, 2019 22:00","2019-04-19T22:00:00",{"v":73,"d":"73.0"},{"v":67,"d":"67.0"},{"v":64,"d":"64.0"},89.8,31.55,0.0739,{"v":0.6,"d":"0.60"},{"v":13.7,"d":"13.70"}]
["April",20,"2AM to 3AM",2,"April 20, 2019 2:00","2019-04-20T02:00:00",{"v":68,"d":"68.0"},65.4,{"v":64,"d":"64.0"},89.8,30.31,0.0746,{"v":0.6,"d":"0.60"},13.57]
["April",20,"5AM to 6AM",5,"April 20, 2019 5:00","2019-04-20T05:00:00",{"v":68,"d":"68.0"},65.4,{"v":64,"d":"64.0"},89.8,30.31,0.0746,{"v":0.6,"d":"0.60"},13.57]
["April",20,"8AM to 9AM",8,"April 20, 2019 8:00","2019-04-20T08:00:00",{"v":77,"d":"77.0"},68.8,64.9,92.7,32.98,0.0733,0.62,13.82]
["April",20,"12PM to 1PM",12,"April 20, 2019 12:00","2019-04-20T12:00:00",82.9,71.2,{"v":66,"d":"66.0"},96.3,35.01,0.0725,0.64,13.98]
["April",20,"1PM to 2PM",13,"April 20, 2019 13:00","2019-04-20T13:00:00",{"v":82,"d":"82.0"},71.5,66.9,99.5,35.28,0.0726,0.67,13.97]
["April",20,"4PM to 5PM",16,"April 20, 2019 16:00","2019-04-20T16:00:00",80.1,69.1,{"v":64,"d":"64.0"},89.8,33.28,0.0729,{"v":0.6,"d":"0.60"},13.88]
["April",20,"8PM to 9PM",20,"April 20, 2019 20:00","2019-04-20T20:00:00",{"v":73,"d":"73.0"},66.3,{"v":63,"d":"63.0"},86.4,31.02,0.0739,0.58,13.69]
["April",20,"11PM to 12AM",23,"April 20, 2019 23:00","2019-04-20T23:00:00",71.1,66.3,{"v":64,"d":"64.0"},89.8,31.07,0.0742,{"v":0.6,"d":"0.60"},13.65]
["April",21,"3AM to 4AM",3,"April 21, 2019 3:00","2019-04-21T03:00:00",66.9,64.3,{"v":63,"d":"63.0"},86.4,29.52,0.0748,0.58,13.54]
["April",21,"6AM to 7AM",6,"April 21, 2019 6:00","2019-04-21T06:00:00",{"v":70,"d":"70.0"},67.3,{"v":66,"d":"66.0"},96.3,31.82,0.0743,0.64,13.65]
["April",21,"9AM to 10AM",9,"April 21, 2019 9:00","2019-04-21T09:00:00",{"v":79,"d":"79.0"},{"v":70,"d":"70.0"},{"v":66,"d":"66.0"},96.3,34.04,0.0731,0.64,13.88]
["April",21,"11AM to 12PM",11,"April 21, 2019 11:00","2019-04-21T11:00:00",82.9,71.2,{"v":66,"d":"66.0"},96.3,35.01,0.0725,0.64,13.98]
["April",21,"2PM to 3PM",14,"April 21, 2019 14:00","2019-04-21T14:00:00",{"v":79,"d":"79.0"},70.6,66.9,99.5,34.53,{"v":0.073,"d":"0.0730"},0.67,13.89]
["April",21,"5PM to 6PM",17,"April 21, 2019 17:00","2019-04-21T17:00:00",{"v":72,"d":"72.0"},66.6,{"v":64,"d":"64.0"},89.8,31.29,0.0741,{"v":0.6,"d":"0.60"},13.68]
["April",21,"9PM to 10PM",21,"April 21, 2019 21:00","2019-04-21T21:00:00",{"v":70,"d":"70.0"},65.3,{"v":63,"d":"63.0"},86.4,30.27,0.0744,0.58,13.61]
["April",22,"12AM to 1AM",0,"April 22, 2019 0:00","2019-04-22",{"v":68,"d":"68.0"},62.9,60.1,77.8,28.45,0.0747,0.52,13.54]
["April",22,"4AM to 5AM",4,"April 22, 2019 4:00","2019-04-22T04:00:00",64.9,61.8,60.1,77.8,27.71,0.0751,0.52,13.46]
["April",22,"7AM to 8AM",7,"April 22, 2019 7:00","2019-04-22T07:00:00",{"v":73,"d":"73.0"},65.1,{"v":61,"d":"61.0"},80.4,30.09,{"v":0.074,"d":"0.0740"},0.54,13.68]
["April",22,"10AM to 11AM",10,"April 22, 2019 10:00","2019-04-22T10:00:00",78.1,66.2,60.1,77.8,30.92,0.0733,0.52,{"v":13.8,"d":"13.80"}]
["April",22,"12PM to 1PM",12,"April 22, 2019 12:00","2019-04-22T12:00:00",{"v":82,"d":"82.0"},{"v":68,"d":"68.0"},{"v":61,"d":"61.0"},80.4,{"v":32.3,"d":"32.30"},0.0727,0.54,13.91]
["April",22,"3PM to 4PM",15,"April 22, 2019 15:00","2019-04-22T15:00:00",{"v":82,"d":"82.0"},68.6,62.1,83.6,{"v":32.8,"d":"32.80"},0.0727,0.56,13.92]
["April",22,"7PM to 8PM",19,"April 22, 2019 19:00","2019-04-22T19:00:00",{"v":73,"d":"73.0"},65.8,62.1,83.6,30.59,0.0739,0.56,13.69]
["April",22,"10PM to 11PM",22,"April 22, 2019 22:00","2019-04-22T22:00:00",{"v":72,"d":"72.0"},{"v":66,"d":"66.0"},{"v":63,"d":"63.0"},86.4,30.76,0.0741,0.58,13.67]
["April",23,"1AM to 2AM",1,{"$f":"A2697&\" \"&B2697&\", \"&$D$5&\" \"&D2697&\":00\"","v":"April 23, 2019 1:00"},{"$f":"DATEVALUE(E2697)+TIMEVALUE(E2697)","v":"2019-04-23T01:00:00"},71.1,66.3,{"v":64,"d":"64.0"},89.8,31.07,0.0742,{"v":0.6,"d":"0.60"},13.65]
["April",23,"5AM to 6AM",5,"April 23, 2019 5:00","2019-04-23T05:00:00",66.9,64.3,{"v":63,"d":"63.0"},86.4,29.52,0.0748,0.58,13.54]
["April",23,"7AM to 8AM",7,"April 23, 2019 7:00","2019-04-23T07:00:00",{"v":75,"d":"75.0"},67.6,{"v":64,"d":"64.0"},89.8,32.04,0.0736,{"v":0.6,"d":"0.60"},13.76]
["April",23,"12PM to 1PM",12,"April 23, 2019 12:00","2019-04-23T12:00:00",{"v":82,"d":"82.0"},70.3,64.9,92.7,34.22,0.0727,0.62,13.94]
["April",23,"1PM to 2PM",13,"April 23, 2019 13:00","2019-04-23T13:00:00",80.1,70.9,66.9,99.5,34.79,0.0729,0.67,13.91]
["April",23,"4PM to 5PM",16,"April 23, 2019 16:00","2019-04-23T16:00:00",{"v":77,"d":"77.0"},{"v":70,"d":"70.0"},66.9,99.5,34.04,0.0733,0.67,13.84]
["April",23,"8PM to 9PM",20,"April 23, 2019 20:00","2019-04-23T20:00:00",{"v":73,"d":"73.0"},68.8,66.9,99.5,33.06,0.0738,0.67,13.73]
["April",23,"11PM to 12AM",23,"April 23, 2019 23:00","2019-04-23T23:00:00",{"v":72,"d":"72.0"},67.9,{"v":66,"d":"66.0"},96.3,32.31,{"v":0.074,"d":"0.0740"},0.64,{"v":13.7,"d":"13.70"}]
["April",24,"2AM to 3AM",2,"April 24, 2019 2:00","2019-04-24T02:00:00",71.1,67.6,{"v":66,"d":"66.0"},96.3,32.09,0.0741,0.64,13.67]
["April",24,"6AM to 7AM",6,"April 24, 2019 6:00","2019-04-24T06:00:00",{"v":72,"d":"72.0"},68.5,66.9,99.5,{"v":32.8,"d":"32.80"},{"v":0.074,"d":"0.0740"},0.67,13.71]
["April",24,"8AM to 9AM",8,"April 24, 2019 8:00","2019-04-24T08:00:00",{"v":79,"d":"79.0"},70.6,66.9,99.5,34.53,{"v":0.073,"d":"0.0730"},0.67,13.89]
["April",24,"1PM to 2PM",13,"April 24, 2019 13:00","2019-04-24T13:00:00",{"v":84,"d":"84.0"},72.7,{"v":68,"d":"68.0"},103.3,36.38,0.0723,0.69,14.03]
["April",24,"2PM to 3PM",14,"April 24, 2019 14:00","2019-04-24T14:00:00",82.9,71.7,66.9,99.5,{"v":35.5,"d":"35.50"},0.0725,0.67,13.99]
["April",24,"5PM to 6PM",17,"April 24, 2019 17:00","2019-04-24T17:00:00",80.1,71.6,{"v":68,"d":"68.0"},103.3,{"v":35.4,"d":"35.40"},0.0729,0.69,13.93]
["April",24,"9PM to 10PM",21,"April 24, 2019 21:00","2019-04-24T21:00:00",{"v":75,"d":"75.0"},70.1,{"v":68,"d":"68.0"},103.3,34.16,0.0735,0.69,{"v":13.8,"d":"13.80"}]
["April",25,"12AM to 1AM",0,"April 25, 2019 0:00","2019-04-25",{"v":72,"d":"72.0"},69.9,69.1,107.3,34.03,0.0739,0.72,13.73]
["April",25,"3AM to 4AM",3,"April 25, 2019 3:00","2019-04-25T03:00:00",{"v":72,"d":"72.0"},69.2,{"v":68,"d":"68.0"},103.3,{"v":33.4,"d":"33.40"},{"v":0.074,"d":"0.0740"},0.69,13.72]
["April",25,"5AM to 6AM",5,"April 25, 2019 5:00","2019-04-25T05:00:00",73.9,69.1,66.9,99.5,33.29,0.0737,0.67,13.76]
["April",25,"11AM to 12PM",11,"April 25, 2019 11:00","2019-04-25T11:00:00",{"v":82,"d":"82.0"},71.5,66.9,99.5,35.28,0.0726,0.67,13.97]
["April",25,"12PM to 1PM",12,"April 25, 2019 12:00","2019-04-25T12:00:00",{"v":82,"d":"82.0"},71.5,66.9,99.5,35.28,0.0726,0.67,13.97]
["April",25,"3PM to 4PM",15,"April 25, 2019 15:00","2019-04-25T15:00:00",82.9,{"v":70,"d":"70.0"},{"v":64,"d":"64.0"},89.8,33.98,0.0726,{"v":0.6,"d":"0.60"},13.96]
["April",25,"6PM to 7PM",{"$f":"IF(D2761+1>23,0,D2761+1)","v":18},"April 25, 2019 18:00","2019-04-25T18:00:00",73.9,67.3,{"v":64,"d":"64.0"},89.8,31.77,0.0738,{"v":0.6,"d":"0.60"},13.73]
["April",25,"10PM to 11PM",22,"April 25, 2019 22:00","2019-04-25T22:00:00",{"v":72,"d":"72.0"},66.6,{"v":64,"d":"64.0"},89.8,31.29,0.0741,{"v":0.6,"d":"0.60"},13.68]
["April",26,"1AM to 2AM",1,"April 26, 2019 1:00","2019-04-26T01:00:00",{"v":72,"d":"72.0"},{"v":66,"d":"66.0"},{"v":63,"d":"63.0"},86.4,30.76,0.0741,0.58,13.67]
["April",26,"4AM to 5AM",4,"April 26, 2019 4:00","2019-04-26T04:00:00",{"v":70,"d":"70.0"},64.8,62.1,83.6,29.84,0.0744,0.56,13.61]
["April",26,"6AM to 7AM",6,"April 26, 2019 6:00","2019-04-26T06:00:00",69.1,{"v":67,"d":"67.0"},{"v":66,"d":"66.0"},96.3,{"v":31.6,"d":"31.60"},0.0744,0.64,13.62]
["April",26,"12PM to 1PM",12,"April 26, 2019 12:00","2019-04-26T12:00:00",{"v":79,"d":"79.0"},66.5,60.1,77.8,31.14,0.0732,0.52,13.82]
["April",26,"1PM to 2PM",13,"April 26, 2019 13:00","2019-04-26T13:00:00",78.1,66.7,{"v":61,"d":"61.0"},80.4,31.33,0.0733,0.54,{"v":13.8,"d":"13.80"}]
["April",26,"4PM to 5PM",16,"April 26, 2019 16:00","2019-04-26T16:00:00",{"v":75,"d":"75.0"},65.8,{"v":61,"d":"61.0"},80.4,30.58,0.0737,0.54,13.73]
["April",26,"7PM to 8PM",19,"April 26, 2019 19:00","2019-04-26T19:00:00",69.1,63.3,60.1,77.8,28.72,0.0745,0.52,13.57]
["April",26,"11PM to 12AM",23,"April 26, 2019 23:00","2019-04-26T23:00:00",69.1,63.3,60.1,77.8,28.72,0.0745,0.52,13.57]
["April",27,"2AM to 3AM",2,"April 27, 2019 2:00","2019-04-27T02:00:00",{"v":68,"d":"68.0"},62.2,{"v":59,"d":"59.0"},74.9,27.99,0.0747,{"v":0.5,"d":"0.50"},13.53]
["April",27,"7AM to 8AM",7,"April 27, 2019 7:00","2019-04-27T07:00:00",{"v":72,"d":"72.0"},62.5,{"v":57,"d":"57.0"},69.6,28.14,0.0742,0.47,13.61]
["April",27,"10AM to 11AM",10,"April 27, 2019 10:00","2019-04-27T10:00:00",78.1,{"v":63,"d":"63.0"},{"v":54,"d":"54.0"},62.2,28.47,0.0734,0.42,13.75]
["April",27,"1PM to 2PM",13,"April 27, 2019 13:00","2019-04-27T13:00:00",{"v":79,"d":"79.0"},62.9,53.1,60.1,28.37,0.0733,0.41,13.76]
["April",27,"2PM to 3PM",14,"April 27, 2019 14:00","2019-04-27T14:00:00",{"v":77,"d":"77.0"},62.2,53.1,60.1,27.89,0.0735,0.41,13.71]
["April",27,"5PM to 6PM",17,"April 27, 2019 17:00","2019-04-27T17:00:00",{"v":73,"d":"73.0"},60.8,53.1,60.1,26.93,0.0741,0.41,13.61]
["April",27,"8PM to 9PM",20,"April 27, 2019 20:00","2019-04-27T20:00:00",69.1,60.9,55.9,66.9,27.02,0.0746,0.45,13.53]
["April",28,"12AM to 1AM",0,"April 28, 2019 0:00","2019-04-28",{"v":68,"d":"68.0"},61.1,{"v":57,"d":"57.0"},69.6,27.17,0.0747,0.47,13.51]
["April",28,"3AM to 4AM",3,"April 28, 2019 3:00","2019-04-28T03:00:00",{"v":68,"d":"68.0"},62.2,{"v":59,"d":"59.0"},74.9,27.99,0.0747,{"v":0.5,"d":"0.50"},13.53]
["April",28,"8AM to 9AM",8,"April 28, 2019 8:00","2019-04-28T08:00:00",{"v":75,"d":"75.0"},{"v":64,"d":"64.0"},57.9,{"v":72,"d":"72.0"},29.25,0.0737,0.48,{"v":13.7,"d":"13.70"}]
["April",28,"11AM to 12PM",11,"April 28, 2019 11:00","2019-04-28T11:00:00",78.1,{"v":64,"d":"64.0"},55.9,66.9,29.21,0.0734,0.45,13.76]
["April",28,"2PM to 3PM",14,"April 28, 2019 14:00","2019-04-28T14:00:00",{"v":77,"d":"77.0"},63.2,{"v":55,"d":"55.0"},64.7,28.61,0.0735,0.44,13.73]
["April",28,"3PM to 4PM",15,"April 28, 2019 15:00","2019-04-28T15:00:00",{"v":77,"d":"77.0"},63.2,{"v":55,"d":"55.0"},64.7,28.61,0.0735,0.44,13.73]
["April",28,"6PM to 7PM",18,"April 28, 2019 18:00","2019-04-28T18:00:00",{"v":70,"d":"70.0"},60.1,{"v":54,"d":"54.0"},62.2,{"v":26.5,"d":"26.50"},0.0745,0.42,13.54]
["April",28,"9PM to 10PM",21,"April 28, 2019 21:00","2019-04-28T21:00:00",69.1,60.4,{"v":55,"d":"55.0"},64.7,26.67,0.0746,0.44,13.53]
["April",29,"1AM to 2AM",1,"April 29, 2019 1:00","2019-04-29T01:00:00",69.1,61.5,{"v":57,"d":"57.0"},69.6,27.44,0.0746,0.47,13.54]
["April",29,"5AM to 6AM",5,"April 29, 2019 5:00","2019-04-29T05:00:00",{"v":68,"d":"68.0"},60.5,55.9,66.9,26.75,0.0748,0.45,{"v":13.5,"d":"13.50"}]
["April",29,"9AM to 10AM",9,"April 29, 2019 9:00","2019-04-29T09:00:00",{"v":77,"d":"77.0"},63.6,55.9,66.9,28.95,0.0735,0.45,13.74]
["April",29,"12PM to 1PM",12,"April 29, 2019 12:00","2019-04-29T12:00:00",{"v":81,"d":"81.0"},64.5,{"v":55,"d":"55.0"},64.7,29.57,{"v":0.073,"d":"0.0730"},0.44,13.83]
["April",29,"3PM to 4PM",15,"April 29, 2019 15:00","2019-04-29T15:00:00",{"v":79,"d":"79.0"},64.3,55.9,66.9,29.43,0.0732,0.45,13.79]
["April",29,"4PM to 5PM",16,"April 29, 2019 16:00","2019-04-29T16:00:00",{"v":77,"d":"77.0"},64.2,{"v":57,"d":"57.0"},69.6,29.37,0.0735,0.47,13.74]
["April",29,"7PM to 8PM",19,"April 29, 2019 19:00","2019-04-29T19:00:00",{"v":72,"d":"72.0"},61.9,55.9,66.9,27.72,0.0742,0.45,13.61]
["April",29,"11PM to 12AM",23,"April 29, 2019 23:00","2019-04-29T23:00:00",71.1,63.3,{"v":59,"d":"59.0"},74.9,28.74,0.0743,{"v":0.5,"d":"0.50"},13.61]
["April",30,"2AM to 3AM",2,"April 30, 2019 2:00","2019-04-30T02:00:00",71.1,62.2,{"v":57,"d":"57.0"},69.6,27.92,0.0743,0.47,13.59]
["April",30,"6AM to 7AM",6,"April 30, 2019 6:00","2019-04-30T06:00:00",71.1,63.9,60.1,77.8,{"v":29.2,"d":"29.20"},0.0743,0.52,13.62]
["April",30,"10AM to 11AM",10,"April 30, 2019 10:00","2019-04-30T10:00:00",{"v":82,"d":"82.0"},65.3,55.9,66.9,30.18,0.0728,0.45,13.86]
["April",30,"1PM to 2PM",13,"April 30, 2019 13:00","2019-04-30T13:00:00",{"v":82,"d":"82.0"},65.3,55.9,66.9,30.18,0.0728,0.45,13.86]
["April",30,"4PM to 5PM",16,"April 30, 2019 16:00","2019-04-30T16:00:00",{"v":79,"d":"79.0"},64.9,{"v":57,"d":"57.0"},69.6,29.86,0.0732,0.47,13.79]
["April",30,"5PM to 6PM",17,"April 30, 2019 17:00","2019-04-30T17:00:00",75.9,66.1,{"v":61,"d":"61.0"},80.4,{"v":30.8,"d":"30.80"},0.0736,0.54,13.75]
["April",30,"8PM to 9PM",20,"April 30, 2019 20:00","2019-04-30T20:00:00",{"v":73,"d":"73.0"},65.8,62.1,83.6,30.59,0.0739,0.56,13.69]
["May",1,"12AM to 1AM",0,"May 1, 2019 0:00","2019-05-01",71.2,65.2,62.1,83.6,30.15,0.0742,0.56,13.64]
["May",1,"3AM to 4AM",3,"May 1, 2019 3:00","2019-05-01T03:00:00",{"v":70,"d":"70.0"},64.8,62.1,83.6,29.84,0.0744,0.56,13.61]
["May",1,"7AM to 8AM",7,"May 1, 2019 7:00","2019-05-01T07:00:00",{"v":77,"d":"77.0"},65.9,60.1,77.8,30.66,0.0734,0.52,13.77]
["May",1,"11AM to 12PM",11,"May 1, 2019 11:00","2019-05-01T11:00:00",{"v":84,"d":"84.0"},68.6,{"v":61,"d":"61.0"},80.4,32.78,0.0725,0.54,13.96]
["May",1,"2PM to 3PM",14,"May 1, 2019 14:00","2019-05-01T14:00:00",{"v":84,"d":"84.0"},67.5,{"v":59,"d":"59.0"},74.9,31.91,0.0725,{"v":0.5,"d":"0.50"},13.94]
["May",1,"3PM to 4PM",15,"May 1, 2019 15:00","2019-05-01T15:00:00",82.9,66.6,57.9,{"v":72,"d":"72.0"},31.19,0.0727,0.48,{"v":13.9,"d":"13.90"}]
["May",1,"6PM to 7PM",18,"May 1, 2019 18:00","2019-05-01T18:00:00",73.9,64.9,60.1,77.8,29.91,0.0739,0.52,13.69]
["May",1,"9PM to 10PM",21,"May 1, 2019 21:00","2019-05-01T21:00:00",{"v":72,"d":"72.0"},62.5,{"v":57,"d":"57.0"},69.6,28.14,0.0742,0.47,13.61]
["May",2,"1AM to 2AM",1,"May 2, 2019 1:00","2019-05-02T01:00:00",71.1,63.3,{"v":59,"d":"59.0"},74.9,28.74,0.0743,{"v":0.5,"d":"0.50"},13.61]
["May",2,"4AM to 5AM",4,"May 2, 2019 4:00","2019-05-02T04:00:00",{"v":68,"d":"68.0"},63.4,{"v":61,"d":"61.0"},80.4,28.86,0.0747,0.54,13.55]
["May",2,"8AM to 9AM",8,"May 2, 2019 8:00","2019-05-02T08:00:00",{"v":79,"d":"79.0"},{"v":67,"d":"67.0"},{"v":61,"d":"61.0"},80.4,31.55,0.0731,0.54,13.83]
["May",2,"12PM to 1PM",12,"May 2, 2019 12:00","2019-05-02T12:00:00",{"v":81,"d":"81.0"},67.7,{"v":61,"d":"61.0"},80.4,32.03,0.0729,0.54,13.88]
["May",2,"3PM to 4PM",15,"May 2, 2019 15:00","2019-05-02T15:00:00",{"v":82,"d":"82.0"},68.6,62.1,83.6,{"v":32.8,"d":"32.80"},0.0727,0.56,13.92]
["May",2,"4PM to 5PM",16,"May 2, 2019 16:00","2019-05-02T16:00:00",{"v":81,"d":"81.0"},68.3,62.1,83.6,32.53,0.0729,0.56,13.89]
["May",2,"7PM to 8PM",19,"May 2, 2019 19:00","2019-05-02T19:00:00",{"v":73,"d":"73.0"},67.5,64.9,92.7,32.01,0.0739,0.62,13.71]
["May",2,"10PM to 11PM",22,"May 2, 2019 22:00","2019-05-02T22:00:00",{"v":72,"d":"72.0"},66.6,{"v":64,"d":"64.0"},89.8,31.29,0.0741,{"v":0.6,"d":"0.60"},13.68]
["May",3,"1AM to 2AM",1,"May 3, 2019 1:00","2019-05-03T01:00:00",{"v":72,"d":"72.0"},{"v":66,"d":"66.0"},{"v":63,"d":"63.0"},86.4,30.76,0.0741,0.58,13.67]
["May",3,"6AM to 7AM",6,"May 3, 2019 6:00","2019-05-03T06:00:00",{"v":73,"d":"73.0"},{"v":67,"d":"67.0"},{"v":64,"d":"64.0"},89.8,31.55,0.0739,{"v":0.6,"d":"0.60"},{"v":13.7,"d":"13.70"}]
["May",3,"9AM to 10AM",9,"May 3, 2019 9:00","2019-05-03T09:00:00",{"v":82,"d":"82.0"},69.1,{"v":63,"d":"63.0"},86.4,33.23,0.0727,0.58,13.92]
["May",3,"1PM to 2PM",13,"May 3, 2019 13:00","2019-05-03T13:00:00",82.9,69.4,{"v":63,"d":"63.0"},86.4,33.45,0.0726,0.58,13.95]
["May",3,"4PM to 5PM",16,"May 3, 2019 16:00","2019-05-03T16:00:00",{"v":77,"d":"77.0"},68.8,64.9,92.7,32.98,0.0733,0.62,13.82]
["May",3,"5PM to 6PM",17,{"$f":"A2953&\" \"&B2953&\", \"&$D$5&\" \"&D2953&\":00\"","v":"May 3, 2019 17:00"},{"$f":"DATEVALUE(E2953)+TIMEVALUE(E2953)","v":"2019-05-03T17:00:00"},75.9,67.9,{"v":64,"d":"64.0"},89.8,32.26,0.0735,{"v":0.6,"d":"0.60"},13.78]
["May",3,"8PM to 9PM",20,"May 3, 2019 20:00","2019-05-03T20:00:00",{"v":73,"d":"73.0"},{"v":67,"d":"67.0"},{"v":64,"d":"64.0"},89.8,31.55,0.0739,{"v":0.6,"d":"0.60"},{"v":13.7,"d":"13.70"}]
["May",3,"11PM to 12AM",23,"May 3, 2019 23:00","2019-05-03T23:00:00",73.9,66.6,{"v":63,"d":"63.0"},86.4,31.24,0.0738,0.58,13.72]
["May",4,"2AM to 3AM",2,"May 4, 2019 2:00","2019-05-04T02:00:00",{"v":73,"d":"73.0"},{"v":67,"d":"67.0"},{"v":64,"d":"64.0"},89.8,31.55,0.0739,{"v":0.6,"d":"0.60"},{"v":13.7,"d":"13.70"}]
["May",4,"7AM to 8AM",7,"May 4, 2019 7:00","2019-05-04T07:00:00",{"v":72,"d":"72.0"},69.2,{"v":68,"d":"68.0"},103.3,{"v":33.4,"d":"33.40"},{"v":0.074,"d":"0.0740"},0.69,13.72]
["May",4,"11AM to 12PM",11,"May 4, 2019 11:00","2019-05-04T11:00:00",84.9,71.1,64.9,92.7,34.93,0.0723,0.62,14.02]
["May",4,"2PM to 3PM",14,"May 4, 2019 14:00","2019-05-04T14:00:00",82.9,71.2,{"v":66,"d":"66.0"},96.3,35.01,0.0725,0.64,13.98]
["May",4,"5PM to 6PM",17,"May 4, 2019 17:00","2019-05-04T17:00:00",78.1,69.1,64.9,92.7,33.25,0.0732,0.62,13.84]
["May",4,"6PM to 7PM",18,"May 4, 2019 18:00","2019-05-04T18:00:00",75.9,68.4,64.9,92.7,32.72,0.0735,0.62,13.79]
["May",4,"9PM to 10PM",21,"May 4, 2019 21:00","2019-05-04T21:00:00",73.9,68.5,{"v":66,"d":"66.0"},96.3,{"v":32.8,"d":"32.80"},0.0737,0.64,13.75]
["May",5,"3AM to 4AM",3,"May 5, 2019 3:00","2019-05-05T03:00:00",{"v":73,"d":"73.0"},68.2,{"v":66,"d":"66.0"},96.3,32.58,0.0739,0.64,13.72]
["May",5,"5AM to 6AM",5,"May 5, 2019 5:00","2019-05-05T05:00:00",{"v":72,"d":"72.0"},67.2,64.9,92.7,31.74,{"v":0.074,"d":"0.0740"},0.62,13.69]
["May",5,"8AM to 9AM",8,"May 5, 2019 8:00","2019-05-05T08:00:00",80.1,69.7,64.9,92.7,33.74,0.0729,0.62,13.89]
["May",5,"12PM to 1PM",12,"May 5, 2019 12:00","2019-05-05T12:00:00",{"v":86,"d":"86.0"},70.9,{"v":64,"d":"64.0"},89.8,34.74,0.0722,{"v":0.6,"d":"0.60"},14.04]
["May",5,"3PM to 4PM",15,"May 5, 2019 15:00","2019-05-05T15:00:00",82.9,{"v":70,"d":"70.0"},{"v":64,"d":"64.0"},89.8,33.98,0.0726,{"v":0.6,"d":"0.60"},13.96]
["May",5,"6PM to 7PM",18,"May 5, 2019 18:00","2019-05-05T18:00:00",{"v":77,"d":"77.0"},68.8,64.9,92.7,32.98,0.0733,0.62,13.82]
["May",5,"7PM to 8PM",19,"May 5, 2019 19:00","2019-05-05T19:00:00",75.9,68.4,64.9,92.7,32.72,0.0735,0.62,13.79]
["May",5,"10PM to 11PM",22,"May 5, 2019 22:00","2019-05-05T22:00:00",{"v":75,"d":"75.0"},67.6,{"v":64,"d":"64.0"},89.8,32.04,0.0736,{"v":0.6,"d":"0.60"},13.76]
["May",6,"4AM to 5AM",4,"May 6, 2019 4:00","2019-05-06T04:00:00",73.9,68.5,{"v":66,"d":"66.0"},96.3,{"v":32.8,"d":"32.80"},0.0737,0.64,13.75]
["May",6,"6AM to 7AM",6,"May 6, 2019 6:00","2019-05-06T06:00:00",{"v":75,"d":"75.0"},68.8,{"v":66,"d":"66.0"},96.3,33.06,0.0736,0.64,13.78]
["May",6,"9AM to 10AM",9,{"$f":"A3017&\" \"&B3017&\", \"&$D$5&\" \"&D3017&\":00\"","v":"May 6, 2019 9:00"},{"$f":"DATEVALUE(E3017)+TIMEVALUE(E3017)","v":"2019-05-06T09:00:00"},82.9,69.4,{"v":63,"d":"63.0"},86.4,33.45,0.0726,0.58,13.95]
["May",6,"1PM to 2PM",13,"May 6, 2019 13:00","2019-05-06T13:00:00",87.1,71.2,{"v":64,"d":"64.0"},89.8,{"v":35,"d":"35.00"},{"v":0.072,"d":"0.0720"},{"v":0.6,"d":"0.60"},14.07]
["May",6,"4PM to 5PM",16,"May 6, 2019 16:00","2019-05-06T16:00:00",82.9,{"v":70,"d":"70.0"},{"v":64,"d":"64.0"},89.8,33.98,0.0726,{"v":0.6,"d":"0.60"},13.96]
["May",6,"7PM to 8PM",19,"May 6, 2019 19:00","2019-05-06T19:00:00",75.9,69.1,{"v":66,"d":"66.0"},96.3,33.29,0.0735,0.64,{"v":13.8,"d":"13.80"}]
["May",6,"8PM to 9PM",20,"May 6, 2019 20:00","2019-05-06T20:00:00",75.9,69.1,{"v":66,"d":"66.0"},96.3,33.29,0.0735,0.64,{"v":13.8,"d":"13.80"}]
["May",7,"1AM to 2AM",1,"May 7, 2019 1:00","2019-05-07T01:00:00",73.9,68.5,{"v":66,"d":"66.0"},96.3,{"v":32.8,"d":"32.80"},0.0737,0.64,13.75]
["May",7,"4AM to 5AM",4,"May 7, 2019 4:00","2019-05-07T04:00:00",{"v":72,"d":"72.0"},68.5,66.9,99.5,{"v":32.8,"d":"32.80"},{"v":0.074,"d":"0.0740"},0.67,13.71]
["May",7,"7AM to 8AM",7,"May 7, 2019 7:00","2019-05-07T07:00:00",78.1,69.8,{"v":66,"d":"66.0"},96.3,33.82,0.0732,0.64,13.85]
["May",7,"10AM to 11AM",10,"May 7, 2019 10:00","2019-05-07T10:00:00",84.9,{"v":70,"d":"70.0"},{"v":63,"d":"63.0"},86.4,33.94,0.0723,0.58,{"v":14,"d":"14.00"}]
["May",7,"2PM to 3PM",14,"May 7, 2019 14:00","2019-05-07T14:00:00",{"v":84,"d":"84.0"},71.5,{"v":66,"d":"66.0"},96.3,35.28,0.0724,0.64,14.01]
["May",7,"5PM to 6PM",17,"May 7, 2019 17:00","2019-05-07T17:00:00",80.1,70.9,66.9,99.5,34.79,0.0729,0.67,13.91]
["May",7,"8PM to 9PM",20,"May 7, 2019 20:00","2019-05-07T20:00:00",{"v":75,"d":"75.0"},69.4,66.9,99.5,33.55,0.0736,0.67,13.78]
["May",7,"9PM to 10PM",21,"May 7, 2019 21:00","2019-05-07T21:00:00",{"v":75,"d":"75.0"},69.4,66.9,99.5,33.55,0.0736,0.67,13.78]
["May",8,"2AM to 3AM",2,"May 8, 2019 2:00","2019-05-08T02:00:00",{"v":70,"d":"70.0"},67.9,66.9,99.5,32.31,0.0743,0.67,13.66]
["May",8,"5AM to 6AM",5,"May 8, 2019 5:00","2019-05-08T05:00:00",{"v":68,"d":"68.0"},66.7,{"v":66,"d":"66.0"},96.3,31.34,0.0746,0.64,13.59]
["May",8,"8AM to 9AM",8,"May 8, 2019 8:00","2019-05-08T08:00:00",{"v":79,"d":"79.0"},71.3,{"v":68,"d":"68.0"},103.3,35.13,{"v":0.073,"d":"0.0730"},0.69,{"v":13.9,"d":"13.90"}]
["May",8,"11AM to 12PM",11,"May 8, 2019 11:00","2019-05-08T11:00:00",{"v":84,"d":"84.0"},72.7,{"v":68,"d":"68.0"},103.3,36.38,0.0723,0.69,14.03]
["May",8,"3PM to 4PM",15,"May 8, 2019 15:00","2019-05-08T15:00:00",{"v":84,"d":"84.0"},{"v":74,"d":"74.0"},{"v":70,"d":"70.0"},110.8,37.54,0.0723,0.74,14.05]
["May",8,"6PM to 7PM",18,"May 8, 2019 18:00","2019-05-08T18:00:00",{"v":79,"d":"79.0"},{"v":72,"d":"72.0"},69.1,107.3,35.76,{"v":0.073,"d":"0.0730"},0.72,13.91]
["May",8,"7PM to 8PM",19,"May 8, 2019 19:00","2019-05-08T19:00:00",78.1,{"v":71,"d":"71.0"},{"v":68,"d":"68.0"},103.3,34.91,0.0731,0.69,13.88]
["May",8,"11PM to 12AM",23,"May 8, 2019 23:00","2019-05-08T23:00:00",{"v":75,"d":"75.0"},69.4,66.9,99.5,33.55,0.0736,0.67,13.78]
["May",9,"2AM to 3AM",{"$f":"IF(D3081+1>23,0,D3081+1)","v":2},"May 9, 2019 2:00","2019-05-09T02:00:00",75.9,70.4,{"v":68,"d":"68.0"},103.3,34.38,0.0734,0.69,13.82]
["May",9,"6AM to 7AM",6,"May 9, 2019 6:00","2019-05-09T06:00:00",{"v":77,"d":"77.0"},71.4,69.1,107.3,35.27,0.0733,0.72,13.86]
["May",9,"9AM to 10AM",9,"May 9, 2019 9:00","2019-05-09T09:00:00",82.9,71.7,66.9,99.5,{"v":35.5,"d":"35.50"},0.0725,0.67,13.99]
["May",9,"12PM to 1PM",12,"May 9, 2019 12:00","2019-05-09T12:00:00",84.9,72.3,66.9,99.5,35.99,0.0722,0.67,14.04]
["May",9,"4PM to 5PM",16,"May 9, 2019 16:00","2019-05-09T16:00:00",{"v":82,"d":"82.0"},72.2,{"v":68,"d":"68.0"},103.3,35.89,0.0726,0.69,13.98]
["May",9,"7PM to 8PM",19,"May 9, 2019 19:00","2019-05-09T19:00:00",80.1,73.6,71.1,{"v":115,"d":"115.0"},37.23,0.0728,0.77,13.96]
["May",9,"8PM to 9PM",20,"May 9, 2019 20:00","2019-05-09T20:00:00",{"v":79,"d":"79.0"},73.3,71.1,{"v":115,"d":"115.0"},36.96,0.0729,0.77,13.94]
["May",10,"12AM to 1AM",0,"May 10, 2019 0:00","2019-05-10",73.9,71.9,71.1,{"v":115,"d":"115.0"},35.72,0.0736,0.77,13.81]
["May",10,"3AM to 4AM",3,"May 10, 2019 3:00","2019-05-10T03:00:00",{"v":73,"d":"73.0"},70.9,{"v":70,"d":"70.0"},110.8,34.83,0.0738,0.74,13.77]
["May",10,"7AM to 8AM",7,"May 10, 2019 7:00","2019-05-10T07:00:00",75.9,72.5,71.1,{"v":115,"d":"115.0"},36.21,0.0734,0.77,13.86]
["May",10,"10AM to 11AM",10,"May 10, 2019 10:00","2019-05-10T10:00:00",80.1,72.9,{"v":70,"d":"70.0"},110.8,36.56,0.0728,0.74,13.95]
["May",10,"1PM to 2PM",13,"May 10, 2019 13:00","2019-05-10T13:00:00",{"v":81,"d":"81.0"},73.1,{"v":70,"d":"70.0"},110.8,36.79,0.0727,0.74,13.97]
["May",10,"5PM to 6PM",17,"May 10, 2019 17:00","2019-05-10T17:00:00",{"v":79,"d":"79.0"},71.3,{"v":68,"d":"68.0"},103.3,35.13,{"v":0.073,"d":"0.0730"},0.69,{"v":13.9,"d":"13.90"}]
["May",10,"8PM to 9PM",20,"May 10, 2019 20:00","2019-05-10T20:00:00",75.9,70.4,{"v":68,"d":"68.0"},103.3,34.38,0.0734,0.69,13.82]
["May",10,"9PM to 10PM",21,"May 10, 2019 21:00","2019-05-10T21:00:00",75.9,69.7,66.9,99.5,33.77,0.0734,0.67,13.81]
["May",11,"1AM to 2AM",1,"May 11, 2019 1:00","2019-05-11T01:00:00",73.9,67.8,64.9,92.7,32.23,0.0738,0.62,13.74]
["May",11,"4AM to 5AM",4,"May 11, 2019 4:00","2019-05-11T04:00:00",73.9,67.3,{"v":64,"d":"64.0"},89.8,31.77,0.0738,{"v":0.6,"d":"0.60"},13.73]
["May",11,"8AM to 9AM",8,"May 11, 2019 8:00","2019-05-11T08:00:00",{"v":81,"d":"81.0"},69.4,{"v":64,"d":"64.0"},89.8,{"v":33.5,"d":"33.50"},0.0728,{"v":0.6,"d":"0.60"},13.91]
["May",11,"11AM to 12PM",11,"May 11, 2019 11:00","2019-05-11T11:00:00",84.9,70.6,{"v":64,"d":"64.0"},89.8,34.47,0.0723,{"v":0.6,"d":"0.60"},14.01]
["May",11,"3PM to 4PM",15,"May 11, 2019 15:00","2019-05-11T15:00:00",{"v":82,"d":"82.0"},70.3,64.9,92.7,34.22,0.0727,0.62,13.94]
["May",11,"6PM to 7PM",{"$f":"IF(D3145+1>23,0,D3145+1)","v":18},"May 11, 2019 18:00","2019-05-11T18:00:00",{"v":77,"d":"77.0"},68.8,64.9,92.7,32.98,0.0733,0.62,13.82]
["May",11,"9PM to 10PM",21,"May 11, 2019 21:00","2019-05-11T21:00:00",75.9,69.1,{"v":66,"d":"66.0"},96.3,33.29,0.0735,0.64,{"v":13.8,"d":"13.80"}]
["May",11,"10PM to 11PM",22,"May 11, 2019 22:00","2019-05-11T22:00:00",{"v":75,"d":"75.0"},68.8,{"v":66,"d":"66.0"},96.3,33.06,0.0736,0.64,13.78]
["May",12,"2AM to 3AM",2,"May 12, 2019 2:00","2019-05-12T02:00:00",73.9,67.8,64.9,92.7,32.23,0.0738,0.62,13.74]
["May",12,"5AM to 6AM",5,"May 12, 2019 5:00","2019-05-12T05:00:00",73.9,68.5,{"v":66,"d":"66.0"},96.3,{"v":32.8,"d":"32.80"},0.0737,0.64,13.75]
["May",12,"9AM to 10AM",9,"May 12, 2019 9:00","2019-05-12T09:00:00",{"v":82,"d":"82.0"},69.7,{"v":64,"d":"64.0"},89.8,33.76,0.0727,{"v":0.6,"d":"0.60"},13.94]
["May",12,"12PM to 1PM",12,"May 12, 2019 12:00","2019-05-12T12:00:00",{"v":82,"d":"82.0"},70.3,64.9,92.7,34.22,0.0727,0.62,13.94]
["May",12,"4PM to 5PM",16,"May 12, 2019 16:00","2019-05-12T16:00:00",{"v":81,"d":"81.0"},71.2,66.9,99.5,35.01,0.0728,0.67,13.94]
["May",12,"7PM to 8PM",19,"May 12, 2019 19:00","2019-05-12T19:00:00",75.9,69.1,{"v":66,"d":"66.0"},96.3,33.29,0.0735,0.64,{"v":13.8,"d":"13.80"}]
["May",12,"11PM to 12AM",23,"May 12, 2019 23:00","2019-05-12T23:00:00",73.9,69.1,66.9,99.5,33.29,0.0737,0.67,13.76]
["May",13,"12AM to 1AM",0,"May 13, 2019 0:00","2019-05-13",{"v":73,"d":"73.0"},68.8,66.9,99.5,33.06,0.0738,0.67,13.73]
["May",13,"3AM to 4AM",3,"May 13, 2019 3:00","2019-05-13T03:00:00",{"v":70,"d":"70.0"},67.9,66.9,99.5,32.31,0.0743,0.67,13.66]
["May",13,"7AM to 8AM",7,"May 13, 2019 7:00","2019-05-13T07:00:00",78.1,{"v":71,"d":"71.0"},{"v":68,"d":"68.0"},103.3,34.91,0.0731,0.69,13.88]
["May",13,"10AM to 11AM",10,"May 13, 2019 10:00","2019-05-13T10:00:00",84.9,72.3,66.9,99.5,35.99,0.0722,0.67,14.04]
["May",13,"1PM to 2PM",13,"May 13, 2019 13:00","2019-05-13T13:00:00",{"v":88,"d":"88.0"},{"v":72,"d":"72.0"},64.9,92.7,35.68,0.0719,0.62,{"v":14.1,"d":"14.10"}]
["May",13,"5PM to 6PM",17,"May 13, 2019 17:00","2019-05-13T17:00:00",80.1,70.4,{"v":66,"d":"66.0"},96.3,{"v":34.3,"d":"34.30"},0.0729,0.64,13.91]
["May",13,"8PM to 9PM",20,"May 13, 2019 20:00","2019-05-13T20:00:00",75.9,69.1,{"v":66,"d":"66.0"},96.3,33.29,0.0735,0.64,{"v":13.8,"d":"13.80"}]
["May",14,"12AM to 1AM",0,"May 14, 2019 0:00","2019-05-14",{"v":75,"d":"75.0"},68.8,{"v":66,"d":"66.0"},96.3,33.06,0.0736,0.64,13.78]
["May",14,"1AM to 2AM",1,"May 14, 2019 1:00","2019-05-14T01:00:00",73.9,69.1,66.9,99.5,33.29,0.0737,0.67,13.76]
["May",14,"4AM to 5AM",4,"May 14, 2019 4:00","2019-05-14T04:00:00",{"v":73,"d":"73.0"},68.8,66.9,99.5,33.06,0.0738,0.67,13.73]
["May",14,"8AM to 9AM",8,"May 14, 2019 8:00","2019-05-14T08:00:00",{"v":81,"d":"81.0"},71.2,66.9,99.5,35.01,0.0728,0.67,13.94]
["May",14,"11AM to 12PM",11,"May 14, 2019 11:00","2019-05-14T11:00:00",{"v":82,"d":"82.0"},72.9,69.1,107.3,36.51,0.0726,0.72,13.99]
["May",14,"2PM to 3PM",14,"May 14, 2019 14:00","2019-05-14T14:00:00",{"v":84,"d":"84.0"},73.4,69.1,107.3,{"v":37,"d":"37.00"},0.0723,0.72,14.04]
["May",14,"6PM to 7PM",18,"May 14, 2019 18:00","2019-05-14T18:00:00",73.9,71.1,{"v":70,"d":"70.0"},110.8,35.05,0.0737,0.74,13.79]
["May",14,"9PM to 10PM",21,"May 14, 2019 21:00","2019-05-14T21:00:00",73.9,69.8,{"v":68,"d":"68.0"},103.3,33.89,0.0737,0.69,13.77]
["May",15,"1AM to 2AM",1,"May 15, 2019 1:00","2019-05-15T01:00:00",71.1,68.9,{"v":68,"d":"68.0"},103.3,33.18,0.0741,0.69,13.69]
["May",15,"2AM to 3AM",2,"May 15, 2019 2:00","2019-05-15T02:00:00",{"v":70,"d":"70.0"},68.6,{"v":68,"d":"68.0"},103.3,32.91,0.0742,0.69,13.67]
["May",15,"5AM to 6AM",5,"May 15, 2019 5:00","2019-05-15T05:00:00",{"v":72,"d":"72.0"},69.9,69.1,107.3,34.03,0.0739,0.72,13.73]
["May",15,"9AM to 10AM",9,"May 15, 2019 9:00","2019-05-15T09:00:00",82.9,71.7,66.9,99.5,{"v":35.5,"d":"35.50"},0.0725,0.67,13.99]
["May",15,"12PM to 1PM",12,"May 15, 2019 12:00","2019-05-15T12:00:00",{"v":84,"d":"84.0"},72.7,{"v":68,"d":"68.0"},103.3,36.38,0.0723,0.69,14.03]
["May",15,"3PM to 4PM",15,"May 15, 2019 15:00","2019-05-15T15:00:00",{"v":79,"d":"79.0"},73.3,71.1,{"v":115,"d":"115.0"},36.96,0.0729,0.77,13.94]
["May",15,"7PM to 8PM",19,"May 15, 2019 19:00","2019-05-15T19:00:00",{"v":75,"d":"75.0"},71.5,{"v":70,"d":"70.0"},110.8,35.32,0.0735,0.74,13.82]
["May",15,"10PM to 11PM",22,"May 15, 2019 22:00","2019-05-15T22:00:00",73.9,69.8,{"v":68,"d":"68.0"},103.3,33.89,0.0737,0.69,13.77]
["May",16,"12AM to 1AM",0,"May 16, 2019 0:00","2019-05-16",73.9,69.1,66.9,99.5,33.29,0.0737,0.67,13.76]
["May",16,"3AM to 4AM",3,"May 16, 2019 3:00","2019-05-16T03:00:00",71.1,67.6,{"v":66,"d":"66.0"},96.3,32.09,0.0741,0.64,13.67]
["May",16,"6AM to 7AM",6,"May 16, 2019 6:00","2019-05-16T06:00:00",73.9,69.8,{"v":68,"d":"68.0"},103.3,33.89,0.0737,0.69,13.77]
["May",16,"10AM to 11AM",10,"May 16, 2019 10:00","2019-05-16T10:00:00",82.9,71.2,{"v":66,"d":"66.0"},96.3,35.01,0.0725,0.64,13.98]
["May",16,"1PM to 2PM",13,"May 16, 2019 13:00","2019-05-16T13:00:00",84.9,71.1,64.9,92.7,34.93,0.0723,0.62,14.02]
["May",16,"4PM to 5PM",16,"May 16, 2019 16:00","2019-05-16T16:00:00",{"v":84,"d":"84.0"},70.9,64.9,92.7,34.71,0.0724,0.62,{"v":14,"d":"14.00"}]
["May",16,"7PM to 8PM",19,"May 16, 2019 19:00","2019-05-16T19:00:00",75.9,68.4,64.9,92.7,32.72,0.0735,0.62,13.79]
["May",17,"12AM to 1AM",0,"May 17, 2019 0:00","2019-05-17",{"v":75,"d":"75.0"},68.8,{"v":66,"d":"66.0"},96.3,33.06,0.0736,0.64,13.78]
["May",17,"1AM to 2AM",1,{"$f":"A3273&\" \"&B3273&\", \"&$D$5&\" \"&D3273&\":00\"","v":"May 17, 2019 1:00"},{"$f":"DATEVALUE(E3273)+TIMEVALUE(E3273)","v":"2019-05-17T01:00:00"},73.9,68.5,{"v":66,"d":"66.0"},96.3,{"v":32.8,"d":"32.80"},0.0737,0.64,13.75]
["May",17,"4AM to 5AM",4,"May 17, 2019 4:00","2019-05-17T04:00:00",73.9,67.3,{"v":64,"d":"64.0"},89.8,31.77,0.0738,{"v":0.6,"d":"0.60"},13.73]
["May",17,"7AM to 8AM",7,"May 17, 2019 7:00","2019-05-17T07:00:00",80.1,68.5,{"v":63,"d":"63.0"},86.4,32.74,{"v":0.073,"d":"0.0730"},0.58,13.87]
["May",17,"11AM to 12PM",11,"May 17, 2019 11:00","2019-05-17T11:00:00",87.1,70.1,62.1,83.6,34.04,{"v":0.072,"d":"0.0720"},0.56,14.05]
["May",17,"2PM to 3PM",14,"May 17, 2019 14:00","2019-05-17T14:00:00",87.1,70.6,{"v":63,"d":"63.0"},86.4,34.47,{"v":0.072,"d":"0.0720"},0.58,14.05]
["May",17,"4PM to 5PM",16,"May 17, 2019 16:00","2019-05-17T16:00:00",82.9,69.4,{"v":63,"d":"63.0"},86.4,33.45,0.0726,0.58,13.95]
["May",17,"10PM to 11PM",22,"May 17, 2019 22:00","2019-05-17T22:00:00",{"v":75,"d":"75.0"},67.6,{"v":64,"d":"64.0"},89.8,32.04,0.0736,{"v":0.6,"d":"0.60"},13.76]
["May",18,"1AM to 2AM",1,"May 18, 2019 1:00","2019-05-18T01:00:00",73.9,68.5,{"v":66,"d":"66.0"},96.3,{"v":32.8,"d":"32.80"},0.0737,0.64,13.75]
["May",18,"2AM to 3AM",2,"May 18, 2019 2:00","2019-05-18T02:00:00",73.9,69.1,66.9,99.5,33.29,0.0737,0.67,13.76]
["May",18,"5AM to 6AM",5,"May 18, 2019 5:00","2019-05-18T05:00:00",73.9,68.5,{"v":66,"d":"66.0"},96.3,{"v":32.8,"d":"32.80"},0.0737,0.64,13.75]
["May",18,"8AM to 9AM",8,"May 18, 2019 8:00","2019-05-18T08:00:00",{"v":82,"d":"82.0"},71.5,66.9,99.5,35.28,0.0726,0.67,13.97]
["May",18,"12PM to 1PM",12,"May 18, 2019 12:00","2019-05-18T12:00:00",{"v":82,"d":"82.0"},72.2,{"v":68,"d":"68.0"},103.3,35.89,0.0726,0.69,13.98]
["May",18,"3PM to 4PM",15,"May 18, 2019 15:00","2019-05-18T15:00:00",{"v":86,"d":"86.0"},73.3,{"v":68,"d":"68.0"},103.3,36.86,0.0721,0.69,14.08]
["May",18,"5PM to 6PM",17,"May 18, 2019 17:00","2019-05-18T17:00:00",{"v":82,"d":"82.0"},71.5,66.9,99.5,35.28,0.0726,0.67,13.97]
["May",18,"11PM to 12AM",23,"May 18, 2019 23:00","2019-05-18T23:00:00",{"v":75,"d":"75.0"},70.1,{"v":68,"d":"68.0"},103.3,34.16,0.0735,0.69,{"v":13.8,"d":"13.80"}]
["May",19,"2AM to 3AM",2,"May 19, 2019 2:00","2019-05-19T02:00:00",73.9,68.5,{"v":66,"d":"66.0"},96.3,{"v":32.8,"d":"32.80"},0.0737,0.64,13.75]
["May",19,"3AM to 4AM",3,"May 19, 2019 3:00","2019-05-19T03:00:00",{"v":73,"d":"73.0"},68.2,{"v":66,"d":"66.0"},96.3,32.58,0.0739,0.64,13.72]
["May",19,"6AM to 7AM",6,"May 19, 2019 6:00","2019-05-19T06:00:00",75.9,68.4,64.9,92.7,32.72,0.0735,0.62,13.79]
["May",19,"9AM to 10AM",9,"May 19, 2019 9:00","2019-05-19T09:00:00",{"v":86,"d":"86.0"},70.9,{"v":64,"d":"64.0"},89.8,34.74,0.0722,{"v":0.6,"d":"0.60"},14.04]
["May",19,"1PM to 2PM",13,"May 19, 2019 13:00","2019-05-19T13:00:00",{"v":86,"d":"86.0"},72.1,{"v":66,"d":"66.0"},96.3,35.77,0.0721,0.64,14.06]
["May",19,"6PM to 7PM",{"$f":"IF(D3337+1>23,0,D3337+1)","v":18},"May 19, 2019 18:00","2019-05-19T18:00:00",78.1,69.1,64.9,92.7,33.25,0.0732,0.62,13.84]
["May",19,"9PM to 10PM",21,"May 19, 2019 21:00","2019-05-19T21:00:00",{"v":75,"d":"75.0"},68.2,64.9,92.7,{"v":32.5,"d":"32.50"},0.0736,0.62,13.76]
["May",20,"12AM to 1AM",0,"May 20, 2019 0:00","2019-05-20",{"v":75,"d":"75.0"},67.6,{"v":64,"d":"64.0"},89.8,32.04,0.0736,{"v":0.6,"d":"0.60"},13.76]
["May",20,"3AM to 4AM",3,"May 20, 2019 3:00","2019-05-20T03:00:00",73.9,67.3,{"v":64,"d":"64.0"},89.8,31.77,0.0738,{"v":0.6,"d":"0.60"},13.73]
["May",20,"4AM to 5AM",4,"May 20, 2019 4:00","2019-05-20T04:00:00",{"v":73,"d":"73.0"},66.3,{"v":63,"d":"63.0"},86.4,31.02,0.0739,0.58,13.69]
["May",20,"7AM to 8AM",7,"May 20, 2019 7:00","2019-05-20T07:00:00",{"v":79,"d":"79.0"},67.7,62.1,83.6,32.05,0.0731,0.56,13.84]
["May",20,"11AM to 12PM",11,"May 20, 2019 11:00","2019-05-20T11:00:00",{"v":84,"d":"84.0"},68.6,{"v":61,"d":"61.0"},80.4,32.78,0.0725,0.54,13.96]
["May",20,"2PM to 3PM",14,"May 20, 2019 14:00","2019-05-20T14:00:00",82.9,71.2,{"v":66,"d":"66.0"},96.3,35.01,0.0725,0.64,13.98]
["May",20,"7PM to 8PM",19,"May 20, 2019 19:00","2019-05-20T19:00:00",{"v":77,"d":"77.0"},69.4,{"v":66,"d":"66.0"},96.3,33.55,0.0733,0.64,13.83]
["May",20,"10PM to 11PM",22,"May 20, 2019 22:00","2019-05-20T22:00:00",{"v":75,"d":"75.0"},69.4,66.9,99.5,33.55,0.0736,0.67,13.78]
["May",21,"1AM to 2AM",1,"May 21, 2019 1:00","2019-05-21T01:00:00",69.1,66.3,64.9,92.7,31.04,0.0744,0.62,13.61]
["May",21,"4AM to 5AM",4,"May 21, 2019 4:00","2019-05-21T04:00:00",69.1,66.3,64.9,92.7,31.04,0.0744,0.62,13.61]
["May",21,"5AM to 6AM",5,"May 21, 2019 5:00","2019-05-21T05:00:00",69.1,66.3,64.9,92.7,31.04,0.0744,0.62,13.61]
["May",21,"8AM to 9AM",8,"May 21, 2019 8:00","2019-05-21T08:00:00",{"v":82,"d":"82.0"},{"v":68,"d":"68.0"},{"v":61,"d":"61.0"},80.4,{"v":32.3,"d":"32.30"},0.0727,0.54,13.91]
["May",21,"12PM to 1PM",12,"May 21, 2019 12:00","2019-05-21T12:00:00",{"v":84,"d":"84.0"},70.9,64.9,92.7,34.71,0.0724,0.62,{"v":14,"d":"14.00"}]
["May",21,"4PM to 5PM",16,"May 21, 2019 16:00","2019-05-21T16:00:00",82.9,69.4,{"v":63,"d":"63.0"},86.4,33.45,0.0726,0.58,13.95]
["May",21,"7PM to 8PM",19,"May 21, 2019 19:00","2019-05-21T19:00:00",{"v":77,"d":"77.0"},67.6,{"v":63,"d":"63.0"},86.4,31.99,0.0734,0.58,{"v":13.8,"d":"13.80"}]
["May",21,"11PM to 12AM",23,"May 21, 2019 23:00","2019-05-21T23:00:00",69.1,64.5,62.1,83.6,29.62,0.0745,0.56,13.58]
["May",22,"2AM to 3AM",2,"May 22, 2019 2:00","2019-05-22T02:00:00",71.1,66.3,{"v":64,"d":"64.0"},89.8,31.07,0.0742,{"v":0.6,"d":"0.60"},13.65]
["May",22,"5AM to 6AM",5,"May 22, 2019 5:00","2019-05-22T05:00:00",{"v":72,"d":"72.0"},{"v":66,"d":"66.0"},{"v":63,"d":"63.0"},86.4,30.76,0.0741,0.58,13.67]
["May",22,"6AM to 7AM",6,"May 22, 2019 6:00","2019-05-22T06:00:00",73.9,66.6,{"v":63,"d":"63.0"},86.4,31.24,0.0738,0.58,13.72]
["May",22,"9AM to 10AM",9,{"$f":"A3401&\" \"&B3401&\", \"&$D$5&\" \"&D3401&\":00\"","v":"May 22, 2019 9:00"},{"$f":"DATEVALUE(E3401)+TIMEVALUE(E3401)","v":"2019-05-22T09:00:00"},{"v":82,"d":"82.0"},67.5,60.1,77.8,31.89,0.0728,0.52,{"v":13.9,"d":"13.90"}]
["May",22,"1PM to 2PM",13,"May 22, 2019 13:00","2019-05-22T13:00:00",84.9,70.6,{"v":64,"d":"64.0"},89.8,34.47,0.0723,{"v":0.6,"d":"0.60"},14.01]
["May",22,"5PM to 6PM",17,"May 22, 2019 17:00","2019-05-22T17:00:00",{"v":81,"d":"81.0"},67.7,{"v":61,"d":"61.0"},80.4,32.03,0.0729,0.54,13.88]
["May",22,"8PM to 9PM",20,"May 22, 2019 20:00","2019-05-22T20:00:00",73.9,67.8,64.9,92.7,32.23,0.0738,0.62,13.74]
["May",23,"12AM to 1AM",0,"May 23, 2019 0:00","2019-05-23",69.1,{"v":65,"d":"65.0"},{"v":63,"d":"63.0"},86.4,30.05,0.0745,0.58,13.59]
["May",23,"3AM to 4AM",3,"May 23, 2019 3:00","2019-05-23T03:00:00",66.9,63.1,{"v":61,"d":"61.0"},80.4,28.59,0.0748,0.54,13.52]
["May",23,"4AM to 5AM",4,"May 23, 2019 4:00","2019-05-23T04:00:00",66.9,63.1,{"v":61,"d":"61.0"},80.4,28.59,0.0748,0.54,13.52]
["May",23,"7AM to 8AM",7,"May 23, 2019 7:00","2019-05-23T07:00:00",78.1,68.5,{"v":64,"d":"64.0"},89.8,32.79,0.0732,{"v":0.6,"d":"0.60"},13.83]
["May",23,"10AM to 11AM",10,"May 23, 2019 10:00","2019-05-23T10:00:00",{"v":86,"d":"86.0"},70.3,{"v":63,"d":"63.0"},86.4,{"v":34.2,"d":"34.20"},0.0722,0.58,14.03]
["May",23,"2PM to 3PM",14,"May 23, 2019 14:00","2019-05-23T14:00:00",{"v":84,"d":"84.0"},70.9,64.9,92.7,34.71,0.0724,0.62,{"v":14,"d":"14.00"}]
["May",23,"6PM to 7PM",18,"May 23, 2019 18:00","2019-05-23T18:00:00",78.1,69.8,{"v":66,"d":"66.0"},96.3,33.82,0.0732,0.64,13.85]
["May",23,"9PM to 10PM",21,"May 23, 2019 21:00","2019-05-23T21:00:00",{"v":75,"d":"75.0"},69.4,66.9,99.5,33.55,0.0736,0.67,13.78]
["May",24,"1AM to 2AM",1,"May 24, 2019 1:00","2019-05-24T01:00:00",71.1,67.6,{"v":66,"d":"66.0"},96.3,32.09,0.0741,0.64,13.67]
["May",24,"4AM to 5AM",4,"May 24, 2019 4:00","2019-05-24T04:00:00",{"v":70,"d":"70.0"},67.3,{"v":66,"d":"66.0"},96.3,31.82,0.0743,0.64,13.65]
["May",24,"5AM to 6AM",5,"May 24, 2019 5:00","2019-05-24T05:00:00",69.1,{"v":67,"d":"67.0"},{"v":66,"d":"66.0"},96.3,{"v":31.6,"d":"31.60"},0.0744,0.64,13.62]
["May",24,"8AM to 9AM",8,"May 24, 2019 8:00","2019-05-24T08:00:00",{"v":82,"d":"82.0"},71.5,66.9,99.5,35.28,0.0726,0.67,13.97]
["May",24,"11AM to 12PM",11,"May 24, 2019 11:00","2019-05-24T11:00:00",{"v":86,"d":"86.0"},70.9,{"v":64,"d":"64.0"},89.8,34.74,0.0722,{"v":0.6,"d":"0.60"},14.04]
["May",24,"3PM to 4PM",15,"May 24, 2019 15:00","2019-05-24T15:00:00",{"v":86,"d":"86.0"},72.1,{"v":66,"d":"66.0"},96.3,35.77,0.0721,0.64,14.06]
["May",24,"7PM to 8PM",19,"May 24, 2019 19:00","2019-05-24T19:00:00",78.1,70.3,66.9,99.5,34.31,0.0732,0.67,13.86]
["May",24,"10PM to 11PM",22,"May 24, 2019 22:00","2019-05-24T22:00:00",{"v":75,"d":"75.0"},70.1,{"v":68,"d":"68.0"},103.3,34.16,0.0735,0.69,{"v":13.8,"d":"13.80"}]
["May",25,"2AM to 3AM",{"$f":"IF(D3465+1>23,0,D3465+1)","v":2},"May 25, 2019 2:00","2019-05-25T02:00:00",73.9,69.8,{"v":68,"d":"68.0"},103.3,33.89,0.0737,0.69,13.77]
["May",25,"5AM to 6AM",5,"May 25, 2019 5:00","2019-05-25T05:00:00",69.1,{"v":67,"d":"67.0"},{"v":66,"d":"66.0"},96.3,{"v":31.6,"d":"31.60"},0.0744,0.64,13.62]
["May",25,"6AM to 7AM",6,"May 25, 2019 6:00","2019-05-25T06:00:00",{"v":75,"d":"75.0"},69.4,66.9,99.5,33.55,0.0736,0.67,13.78]
["May",25,"9AM to 10AM",9,"May 25, 2019 9:00","2019-05-25T09:00:00",84.9,72.3,66.9,99.5,35.99,0.0722,0.67,14.04]
["May",25,"12PM to 1PM",12,"May 25, 2019 12:00","2019-05-25T12:00:00",{"v":79,"d":"79.0"},71.3,{"v":68,"d":"68.0"},103.3,35.13,{"v":0.073,"d":"0.0730"},0.69,{"v":13.9,"d":"13.90"}]
["May",25,"5PM to 6PM",17,"May 25, 2019 17:00","2019-05-25T17:00:00",80.1,69.7,64.9,92.7,33.74,0.0729,0.62,13.89]
["May",25,"8PM to 9PM",20,"May 25, 2019 20:00","2019-05-25T20:00:00",73.9,69.1,66.9,99.5,33.29,0.0737,0.67,13.76]
["May",26,"12AM to 1AM",0,"May 26, 2019 0:00","2019-05-26",73.9,68.5,{"v":66,"d":"66.0"},96.3,{"v":32.8,"d":"32.80"},0.0737,0.64,13.75]
["May",26,"3AM to 4AM",3,"May 26, 2019 3:00","2019-05-26T03:00:00",{"v":73,"d":"73.0"},67.5,64.9,92.7,32.01,0.0739,0.62,13.71]
["May",26,"6AM to 7AM",6,"May 26, 2019 6:00","2019-05-26T06:00:00",73.9,67.8,64.9,92.7,32.23,0.0738,0.62,13.74]
["May",26,"7AM to 8AM",7,"May 26, 2019 7:00","2019-05-26T07:00:00",{"v":77,"d":"77.0"},68.2,{"v":64,"d":"64.0"},89.8,32.53,0.0734,{"v":0.6,"d":"0.60"},13.81]
["May",26,"10AM to 11AM",10,"May 26, 2019 10:00","2019-05-26T10:00:00",{"v":84,"d":"84.0"},69.7,{"v":63,"d":"63.0"},86.4,33.72,0.0724,0.58,13.98]
["May",26,"1PM to 2PM",13,"May 26, 2019 13:00","2019-05-26T13:00:00",{"v":86,"d":"86.0"},69.2,{"v":61,"d":"61.0"},80.4,33.27,0.0722,0.54,14.01]
["May",26,"6PM to 7PM",18,"May 26, 2019 18:00","2019-05-26T18:00:00",75.9,67.2,{"v":63,"d":"63.0"},86.4,31.73,0.0735,0.58,13.77]
["May",26,"9PM to 10PM",21,"May 26, 2019 21:00","2019-05-26T21:00:00",{"v":73,"d":"73.0"},{"v":67,"d":"67.0"},{"v":64,"d":"64.0"},89.8,31.55,0.0739,{"v":0.6,"d":"0.60"},{"v":13.7,"d":"13.70"}]
["May",27,"1AM to 2AM",1,"May 27, 2019 1:00","2019-05-27T01:00:00",{"v":73,"d":"73.0"},67.5,64.9,92.7,32.01,0.0739,0.62,13.71]
["May",27,"4AM to 5AM",4,"May 27, 2019 4:00","2019-05-27T04:00:00",{"v":72,"d":"72.0"},67.2,64.9,92.7,31.74,{"v":0.074,"d":"0.0740"},0.62,13.69]
["May",27,"7AM to 8AM",7,"May 27, 2019 7:00","2019-05-27T07:00:00",73.9,69.1,66.9,99.5,33.29,0.0737,0.67,13.76]
["May",27,"8AM to 9AM",8,"May 27, 2019 8:00","2019-05-27T08:00:00",75.9,69.1,{"v":66,"d":"66.0"},96.3,33.29,0.0735,0.64,{"v":13.8,"d":"13.80"}]
["May",27,"2PM to 3PM",14,"May 27, 2019 14:00","2019-05-27T14:00:00",84.9,68.9,{"v":61,"d":"61.0"},80.4,{"v":33,"d":"33.00"},0.0724,0.54,13.98]
["May",27,"4PM to 5PM",16,"May 27, 2019 16:00","2019-05-27T16:00:00",80.1,{"v":68,"d":"68.0"},62.1,83.6,32.31,{"v":0.073,"d":"0.0730"},0.56,13.87]
["May",27,"7PM to 8PM",19,"May 27, 2019 19:00","2019-05-27T19:00:00",{"v":75,"d":"75.0"},65.8,{"v":61,"d":"61.0"},80.4,30.58,0.0737,0.54,13.73]
["May",27,"10PM to 11PM",22,"May 27, 2019 22:00","2019-05-27T22:00:00",73.9,65.4,{"v":61,"d":"61.0"},80.4,30.31,0.0738,0.54,{"v":13.7,"d":"13.70"}]
["May",28,"2AM to 3AM",2,"May 28, 2019 2:00","2019-05-28T02:00:00",69.1,64.5,62.1,83.6,29.62,0.0745,0.56,13.58]
["May",28,"5AM to 6AM",5,"May 28, 2019 5:00","2019-05-28T05:00:00",{"v":68,"d":"68.0"},64.7,{"v":63,"d":"63.0"},86.4,29.78,0.0746,0.58,13.56]
["May",28,"8AM to 9AM",8,"May 28, 2019 8:00","2019-05-28T08:00:00",75.9,69.1,{"v":66,"d":"66.0"},96.3,33.29,0.0735,0.64,{"v":13.8,"d":"13.80"}]
["May",28,"9AM to 10AM",9,"May 28, 2019 9:00","2019-05-28T09:00:00",{"v":79,"d":"79.0"},68.2,{"v":63,"d":"63.0"},86.4,32.48,0.0731,0.58,13.85]
["May",28,"3PM to 4PM",15,"May 28, 2019 15:00","2019-05-28T15:00:00",82.9,69.4,{"v":63,"d":"63.0"},86.4,33.45,0.0726,0.58,13.95]
["May",28,"5PM to 6PM",17,"May 28, 2019 17:00","2019-05-28T17:00:00",{"v":79,"d":"79.0"},{"v":67,"d":"67.0"},{"v":61,"d":"61.0"},80.4,31.55,0.0731,0.54,13.83]
["May",28,"8PM to 9PM",20,"May 28, 2019 20:00","2019-05-28T20:00:00",{"v":75,"d":"75.0"},65.8,{"v":61,"d":"61.0"},80.4,30.58,0.0737,0.54,13.73]
["May",28,"11PM to 12AM",23,"May 28, 2019 23:00","2019-05-28T23:00:00",73.9,67.3,{"v":64,"d":"64.0"},89.8,31.77,0.0738,{"v":0.6,"d":"0.60"},13.73]
["May",29,"3AM to 4AM",3,"May 29, 2019 3:00","2019-05-29T03:00:00",{"v":68,"d":"68.0"},64.7,{"v":63,"d":"63.0"},86.4,29.78,0.0746,0.58,13.56]
["May",29,"6AM to 7AM",6,"May 29, 2019 6:00","2019-05-29T06:00:00",71.1,67.6,{"v":66,"d":"66.0"},96.3,32.09,0.0741,0.64,13.67]
["May",29,"9AM to 10AM",9,"May 29, 2019 9:00","2019-05-29T09:00:00",{"v":81,"d":"81.0"},70.6,{"v":66,"d":"66.0"},96.3,34.53,0.0728,0.64,13.93]
["May",29,"12PM to 1PM",12,"May 29, 2019 12:00","2019-05-29T12:00:00",{"v":81,"d":"81.0"},71.2,66.9,99.5,35.01,0.0728,0.67,13.94]
["May",29,"2PM to 3PM",14,"May 29, 2019 14:00","2019-05-29T14:00:00",80.1,69.7,64.9,92.7,33.74,0.0729,0.62,13.89]
["May",29,"6PM to 7PM",18,"May 29, 2019 18:00","2019-05-29T18:00:00",73.9,67.8,64.9,92.7,32.23,0.0738,0.62,13.74]
["May",29,"9PM to 10PM",21,"May 29, 2019 21:00","2019-05-29T21:00:00",{"v":75,"d":"75.0"},66.4,62.1,83.6,31.08,0.0737,0.56,13.74]
["May",30,"12AM to 1AM",0,"May 30, 2019 0:00","2019-05-30",73.9,65.4,{"v":61,"d":"61.0"},80.4,30.31,0.0738,0.54,{"v":13.7,"d":"13.70"}]
["May",30,"4AM to 5AM",4,"May 30, 2019 4:00","2019-05-30T04:00:00",71.1,62.2,{"v":57,"d":"57.0"},69.6,27.92,0.0743,0.47,13.59]
["May",30,"7AM to 8AM",7,"May 30, 2019 7:00","2019-05-30T07:00:00",78.1,66.7,{"v":61,"d":"61.0"},80.4,31.33,0.0733,0.54,{"v":13.8,"d":"13.80"}]
["May",30,"8AM to 9AM",8,"May 30, 2019 8:00","2019-05-30T08:00:00",80.1,67.4,{"v":61,"d":"61.0"},80.4,31.81,{"v":0.073,"d":"0.0730"},0.54,13.86]
["May",30,"1PM to 2PM",13,"May 30, 2019 13:00","2019-05-30T13:00:00",82.9,67.8,60.1,77.8,32.11,0.0726,0.52,13.92]
["May",30,"3PM to 4PM",15,"May 30, 2019 15:00","2019-05-30T15:00:00",{"v":81,"d":"81.0"},{"v":66,"d":"66.0"},57.9,{"v":72,"d":"72.0"},30.71,0.0729,0.48,13.85]
["May",30,"7PM to 8PM",19,"May 30, 2019 19:00","2019-05-30T19:00:00",73.9,64.9,60.1,77.8,29.91,0.0739,0.52,13.69]
["May",30,"10PM to 11PM",22,"May 30, 2019 22:00","2019-05-30T22:00:00",{"v":73,"d":"73.0"},64.6,60.1,77.8,29.69,{"v":0.074,"d":"0.0740"},0.52,13.67]
["May",31,"1AM to 2AM",1,"May 31, 2019 1:00","2019-05-31T01:00:00",{"v":72,"d":"72.0"},63.6,{"v":59,"d":"59.0"},74.9,28.96,0.0741,{"v":0.5,"d":"0.50"},13.63]
["May",31,"5AM to 6AM",5,"May 31, 2019 5:00","2019-05-31T05:00:00",{"v":72,"d":"72.0"},64.2,60.1,77.8,29.42,0.0741,0.52,13.64]
["May",31,"8AM to 9AM",8,"May 31, 2019 8:00","2019-05-31T08:00:00",{"v":79,"d":"79.0"},65.3,57.9,{"v":72,"d":"72.0"},30.22,0.0732,0.48,{"v":13.8,"d":"13.80"}]
["May",31,"10AM to 11AM",10,"May 31, 2019 10:00","2019-05-31T10:00:00",{"v":82,"d":"82.0"},66.3,57.9,{"v":72,"d":"72.0"},30.97,0.0728,0.48,13.88]
["May",31,"1PM to 2PM",13,"May 31, 2019 13:00","2019-05-31T13:00:00",82.9,67.8,60.1,77.8,32.11,0.0726,0.52,13.92]
["May",31,"4PM to 5PM",16,"May 31, 2019 16:00","2019-05-31T16:00:00",78.1,65.6,{"v":59,"d":"59.0"},74.9,30.46,0.0733,{"v":0.5,"d":"0.50"},13.79]
["May",31,"8PM to 9PM",20,"May 31, 2019 20:00","2019-05-31T20:00:00",{"v":73,"d":"73.0"},65.1,{"v":61,"d":"61.0"},80.4,30.09,{"v":0.074,"d":"0.0740"},0.54,13.68]
["May",31,"11PM to 12AM",23,"May 31, 2019 23:00","2019-05-31T23:00:00",73.4,66.8,63.5,88.1,31.37,0.0739,0.59,13.71]
["June",1,"3AM to 4AM",3,"June 1, 2019 3:00","2019-06-01T03:00:00",73.8,68.9,66.7,98.8,33.14,0.0738,0.66,13.75]
["June",1,"6AM to 7AM",6,"June 1, 2019 6:00","2019-06-01T06:00:00",74.3,69.4,67.3,100.7,33.57,0.0737,0.67,13.77]
["June",1,"9AM to 10AM",9,"June 1, 2019 9:00","2019-06-01T09:00:00",79.7,71.5,{"v":68,"d":"68.0"},103.3,35.31,0.0729,0.69,13.92]
["June",1,"11AM to 12PM",11,"June 1, 2019 11:00","2019-06-01T11:00:00",81.7,72.3,68.4,104.6,{"v":36,"d":"36.00"},0.0726,{"v":0.7,"d":"0.70"},13.97]
["June",1,"2PM to 3PM",14,"June 1, 2019 14:00","2019-06-01T14:00:00",80.2,71.9,68.4,104.6,35.65,0.0728,{"v":0.7,"d":"0.70"},13.94]
["June",1,"5PM to 6PM",17,"June 1, 2019 17:00","2019-06-01T17:00:00",77.7,70.9,{"v":68,"d":"68.0"},103.3,34.82,0.0732,0.69,13.87]
["June",1,"9PM to 10PM",21,"June 1, 2019 21:00","2019-06-01T21:00:00",74.3,69.9,{"v":68,"d":"68.0"},103.3,33.98,0.0736,0.69,13.78]
["June",2,"12AM to 1AM",0,"June 2, 2019 0:00","2019-06-02",74.7,69.4,67.1,100.1,33.56,0.0736,0.67,13.78]
["June",2,"4AM to 5AM",4,"June 2, 2019 4:00","2019-06-02T04:00:00",73.9,68.5,{"v":66,"d":"66.0"},96.3,{"v":32.8,"d":"32.80"},0.0737,0.64,13.75]
["June",2,"7AM to 8AM",7,"June 2, 2019 7:00","2019-06-02T07:00:00",{"v":75,"d":"75.0"},68.8,{"v":66,"d":"66.0"},96.3,33.06,0.0736,0.64,13.78]
["June",2,"8AM to 9AM",8,"June 2, 2019 8:00","2019-06-02T08:00:00",76.3,69.5,66.4,97.6,33.57,0.0734,0.65,13.81]
["June",2,"12PM to 1PM",12,"June 2, 2019 12:00","2019-06-02T12:00:00",82.4,69.6,63.7,88.6,33.67,0.0726,0.59,13.94]
["June",2,"3PM to 4PM",15,"June 2, 2019 15:00","2019-06-02T15:00:00",82.8,70.1,64.2,90.4,34.03,0.0726,0.61,13.96]
["June",2,"6PM to 7PM",18,"June 2, 2019 18:00","2019-06-02T18:00:00",77.9,68.4,63.9,89.2,32.66,0.0732,{"v":0.6,"d":"0.60"},13.83]
["June",2,"10PM to 11PM",22,"June 2, 2019 22:00","2019-06-02T22:00:00",75.9,68.4,64.9,92.7,32.72,0.0735,0.62,13.79]
["June",3,"1AM to 2AM",1,"June 3, 2019 1:00","2019-06-03T01:00:00",{"v":75,"d":"75.0"},68.2,64.9,92.7,{"v":32.5,"d":"32.50"},0.0736,0.62,13.76]
["June",3,"5AM to 6AM",5,"June 3, 2019 5:00","2019-06-03T05:00:00",73.2,68.4,66.2,96.9,32.72,0.0738,0.65,13.73]
["June",3,"8AM to 9AM",8,"June 3, 2019 8:00","2019-06-03T08:00:00",77.9,69.5,65.7,95.1,33.58,0.0732,0.64,13.85]
["June",3,"9AM to 10AM",9,"June 3, 2019 9:00","2019-06-03T09:00:00",80.1,69.8,65.1,93.3,33.83,0.0729,0.63,{"v":13.9,"d":"13.90"}]
["June",3,"1PM to 2PM",13,"June 3, 2019 13:00","2019-06-03T13:00:00",{"v":84,"d":"84.0"},68.6,{"v":61,"d":"61.0"},80.4,32.78,0.0725,0.54,13.96]
["June",3,"4PM to 5PM",16,"June 3, 2019 16:00","2019-06-03T16:00:00",{"v":81,"d":"81.0"},68.8,{"v":63,"d":"63.0"},86.4,32.96,0.0728,0.58,{"v":13.9,"d":"13.90"}]
["June",3,"8PM to 9PM",20,"June 3, 2019 20:00","2019-06-03T20:00:00",{"v":75,"d":"75.0"},65.7,60.8,79.9,{"v":30.5,"d":"30.50"},0.0737,0.54,13.72]
["June",3,"11PM to 12AM",23,"June 3, 2019 23:00","2019-06-03T23:00:00",{"v":75,"d":"75.0"},66.2,61.7,82.5,30.91,0.0737,0.55,13.73]
["June",4,"2AM to 3AM",2,"June 4, 2019 2:00","2019-06-04T02:00:00",{"v":75,"d":"75.0"},66.4,62.1,83.6,31.08,0.0737,0.56,13.74]
["June",4,"6AM to 7AM",6,"June 4, 2019 6:00","2019-06-04T06:00:00",76.3,68.4,64.8,92.1,32.71,0.0734,0.62,13.79]
["June",4,"10AM to 11AM",10,"June 4, 2019 10:00","2019-06-04T10:00:00",{"v":82,"d":"82.0"},67.5,60.1,77.8,31.89,0.0728,0.52,{"v":13.9,"d":"13.90"}]
["June",4,"1PM to 2PM",13,"June 4, 2019 13:00","2019-06-04T13:00:00",82.9,68.3,{"v":61,"d":"61.0"},80.4,32.52,0.0726,0.54,13.93]
["June",4,"2PM to 3PM",14,"June 4, 2019 14:00","2019-06-04T14:00:00",82.6,68.4,61.3,81.5,{"v":32.6,"d":"32.60"},0.0727,0.55,13.92]
["June",4,"5PM to 6PM",17,{"$f":"A3721&\" \"&B3721&\", \"&$D$5&\" \"&D3721&\":00\"","v":"June 4, 2019 17:00"},{"$f":"DATEVALUE(E3721)+TIMEVALUE(E3721)","v":"2019-06-04T17:00:00"},80.1,67.9,61.9,83.1,32.23,{"v":0.073,"d":"0.0730"},0.56,13.86]
["June",4,"9PM to 10PM",21,"June 4, 2019 21:00","2019-06-04T21:00:00",75.9,67.9,{"v":64,"d":"64.0"},89.8,32.26,0.0735,{"v":0.6,"d":"0.60"},13.78]
["June",5,"12AM to 1AM",0,"June 5, 2019 0:00","2019-06-05",75.4,68.7,65.7,95.1,32.96,0.0736,0.64,13.78]
["June",5,"3AM to 4AM",3,"June 5, 2019 3:00","2019-06-05T03:00:00",74.3,68.9,66.4,97.6,33.08,0.0737,0.65,13.76]
["June",5,"7AM to 8AM",7,"June 5, 2019 7:00","2019-06-05T07:00:00",{"v":77,"d":"77.0"},69.4,{"v":66,"d":"66.0"},96.3,33.55,0.0733,0.64,13.83]
["June",5,"11AM to 12PM",11,"June 5, 2019 11:00","2019-06-05T11:00:00",80.6,70.7,66.4,97.6,34.63,0.0728,0.65,13.92]
["June",5,"2PM to 3PM",14,"June 5, 2019 14:00","2019-06-05T14:00:00",79.7,{"v":70,"d":"70.0"},65.7,95.1,34.02,{"v":0.073,"d":"0.0730"},0.64,13.89]
["June",5,"3PM to 4PM",15,"June 5, 2019 15:00","2019-06-05T15:00:00",79.3,69.5,64.9,92.7,33.56,{"v":0.073,"d":"0.0730"},0.62,13.88]
["June",5,"6PM to 7PM",18,"June 5, 2019 18:00","2019-06-05T18:00:00",{"v":75,"d":"75.0"},69.4,66.9,99.5,33.55,0.0736,0.67,13.78]
["June",5,"10PM to 11PM",22,"June 5, 2019 22:00","2019-06-05T22:00:00",{"v":73,"d":"73.0"},67.5,64.9,92.7,32.01,0.0739,0.62,13.71]
["June",6,"1AM to 2AM",1,"June 6, 2019 1:00","2019-06-06T01:00:00",71.1,67.6,{"v":66,"d":"66.0"},96.3,32.09,0.0741,0.64,13.67]
["June",6,"4AM to 5AM",4,"June 6, 2019 4:00","2019-06-06T04:00:00",{"v":70,"d":"70.0"},66.6,64.9,92.7,31.26,0.0743,0.62,13.63]
["June",6,"8AM to 9AM",8,"June 6, 2019 8:00","2019-06-06T08:00:00",78.3,68.2,63.3,87.5,32.48,0.0732,0.59,13.83]
["June",6,"12PM to 1PM",12,"June 6, 2019 12:00","2019-06-06T12:00:00",{"v":81,"d":"81.0"},{"v":69,"d":"69.0"},63.3,87.5,33.14,0.0728,0.59,{"v":13.9,"d":"13.90"}]
["June",6,"1PM to 2PM",13,"June 6, 2019 13:00","2019-06-06T13:00:00",{"v":81,"d":"81.0"},68.8,{"v":63,"d":"63.0"},86.4,32.96,0.0728,0.58,{"v":13.9,"d":"13.90"}]
["June",6,"4PM to 5PM",16,"June 6, 2019 16:00","2019-06-06T16:00:00",78.1,67.4,62.1,83.6,31.83,0.0733,0.56,13.81]
["June",6,"7PM to 8PM",19,"June 6, 2019 19:00","2019-06-06T19:00:00",{"v":75,"d":"75.0"},67.6,{"v":64,"d":"64.0"},89.8,32.04,0.0736,{"v":0.6,"d":"0.60"},13.76]
["June",6,"11PM to 12AM",23,"June 6, 2019 23:00","2019-06-06T23:00:00",73.6,67.4,64.4,90.9,31.87,0.0738,0.61,13.72]
["June",7,"2AM to 3AM",2,"June 7, 2019 2:00","2019-06-07T02:00:00",72.7,67.3,64.8,92.1,31.83,0.0739,0.62,{"v":13.7,"d":"13.70"}]
["June",7,"5AM to 6AM",5,"June 7, 2019 5:00","2019-06-07T05:00:00",73.6,67.8,65.1,93.3,32.24,0.0738,0.63,13.73]
["June",7,"9AM to 10AM",9,{"$f":"A3785&\" \"&B3785&\", \"&$D$5&\" \"&D3785&\":00\"","v":"June 7, 2019 9:00"},{"$f":"DATEVALUE(E3785)+TIMEVALUE(E3785)","v":"2019-06-07T09:00:00"},80.4,69.7,64.8,92.1,33.73,0.0729,0.62,{"v":13.9,"d":"13.90"}]
["June",7,"1PM to 2PM",13,"June 7, 2019 13:00","2019-06-07T13:00:00",80.1,69.1,{"v":64,"d":"64.0"},89.8,33.28,0.0729,{"v":0.6,"d":"0.60"},13.88]
["June",7,"2PM to 3PM",14,"June 7, 2019 14:00","2019-06-07T14:00:00",80.1,69.4,64.4,90.9,33.46,0.0729,0.61,13.89]
["June",7,"5PM to 6PM",17,"June 7, 2019 17:00","2019-06-07T17:00:00",78.4,{"v":69,"d":"69.0"},64.6,91.5,33.15,0.0732,0.61,13.85]
["June",7,"8PM to 9PM",20,"June 7, 2019 20:00","2019-06-07T20:00:00",{"v":75,"d":"75.0"},68.6,65.7,95.1,32.87,0.0736,0.64,13.77]
["June",8,"12AM to 1AM",0,"June 8, 2019 0:00","2019-06-08",73.8,68.7,66.4,97.6,32.95,0.0738,0.65,13.75]
["June",8,"3AM to 4AM",3,"June 8, 2019 3:00","2019-06-08T03:00:00",71.1,67.9,66.4,97.6,32.28,0.0741,0.65,13.68]
["June",8,"6AM to 7AM",6,"June 8, 2019 6:00","2019-06-08T06:00:00",75.9,69.8,67.1,100.1,33.87,0.0734,0.67,13.81]
["June",8,"11AM to 12PM",11,"June 8, 2019 11:00","2019-06-08T11:00:00",{"v":82,"d":"82.0"},71.2,66.4,97.6,34.99,0.0726,0.65,13.96]
["June",8,"2PM to 3PM",14,"June 8, 2019 14:00","2019-06-08T14:00:00",80.8,71.8,{"v":68,"d":"68.0"},103.3,35.58,0.0728,0.69,13.95]
["June",8,"3PM to 4PM",15,"June 8, 2019 15:00","2019-06-08T15:00:00",79.3,{"v":71,"d":"71.0"},67.5,101.4,34.92,{"v":0.073,"d":"0.0730"},0.68,{"v":13.9,"d":"13.90"}]
["June",8,"6PM to 7PM",18,"June 8, 2019 18:00","2019-06-08T18:00:00",74.7,69.9,67.8,102.7,33.97,0.0736,0.69,13.79]
["June",8,"9PM to 10PM",21,"June 8, 2019 21:00","2019-06-08T21:00:00",71.8,69.9,69.1,107.3,33.98,{"v":0.074,"d":"0.0740"},0.72,13.73]
["June",9,"1AM to 2AM",1,"June 9, 2019 1:00","2019-06-09T01:00:00",{"v":73,"d":"73.0"},70.3,69.1,107.3,34.29,0.0738,0.72,13.76]
["June",9,"4AM to 5AM",4,"June 9, 2019 4:00","2019-06-09T04:00:00",{"v":70,"d":"70.0"},67.9,66.9,99.5,32.31,0.0743,0.67,13.66]
["June",9,"7AM to 8AM",7,"June 9, 2019 7:00","2019-06-09T07:00:00",{"v":77,"d":"77.0"},70.7,{"v":68,"d":"68.0"},103.3,34.64,0.0733,0.69,13.85]
["June",9,"12PM to 1PM",12,"June 9, 2019 12:00","2019-06-09T12:00:00",82.9,70.8,65.3,93.9,34.63,0.0725,0.63,13.97]
["June",9,"3PM to 4PM",15,"June 9, 2019 15:00","2019-06-09T15:00:00",82.9,69.7,63.5,88.1,33.72,0.0726,0.59,13.95]
["June",9,"4PM to 5PM",16,"June 9, 2019 16:00","2019-06-09T16:00:00",82.9,69.4,{"v":63,"d":"63.0"},86.4,33.45,0.0726,0.58,13.95]
["June",9,"7PM to 8PM",19,"June 9, 2019 19:00","2019-06-09T19:00:00",75.9,68.4,64.9,92.7,32.72,0.0735,0.62,13.79]
["June",9,"10PM to 11PM",22,"June 9, 2019 22:00","2019-06-09T22:00:00",{"v":75,"d":"75.0"},68.2,64.9,92.7,{"v":32.5,"d":"32.50"},0.0736,0.62,13.76]
["June",10,"2AM to 3AM",{"$f":"IF(D3849+1>23,0,D3849+1)","v":2},"June 10, 2019 2:00","2019-06-10T02:00:00",73.6,67.7,64.9,92.7,32.14,0.0738,0.62,13.73]
["June",10,"4AM to 5AM",4,"June 10, 2019 4:00","2019-06-10T04:00:00",{"v":73,"d":"73.0"},{"v":67,"d":"67.0"},{"v":64,"d":"64.0"},89.8,31.55,0.0739,{"v":0.6,"d":"0.60"},{"v":13.7,"d":"13.70"}]
["June",10,"10AM to 11AM",10,"June 10, 2019 10:00","2019-06-10T10:00:00",84.9,69.5,62.1,83.6,33.51,0.0723,0.56,13.99]
["June",10,"1PM to 2PM",13,"June 10, 2019 13:00","2019-06-10T13:00:00",84.9,{"v":70,"d":"70.0"},{"v":63,"d":"63.0"},86.4,33.94,0.0723,0.58,{"v":14,"d":"14.00"}]
["June",10,"4PM to 5PM",16,"June 10, 2019 16:00","2019-06-10T16:00:00",{"v":82,"d":"82.0"},69.7,{"v":64,"d":"64.0"},89.8,33.76,0.0727,{"v":0.6,"d":"0.60"},13.94]
["June",10,"5PM to 6PM",17,"June 10, 2019 17:00","2019-06-10T17:00:00",80.4,69.5,64.4,90.9,33.55,0.0729,0.61,{"v":13.9,"d":"13.90"}]
["June",10,"8PM to 9PM",20,"June 10, 2019 20:00","2019-06-10T20:00:00",76.6,68.5,64.8,92.1,{"v":32.8,"d":"32.80"},0.0734,0.62,{"v":13.8,"d":"13.80"}]
["June",11,"12AM to 1AM",0,"June 11, 2019 0:00","2019-06-11",75.4,67.7,{"v":64,"d":"64.0"},89.8,32.13,0.0736,{"v":0.6,"d":"0.60"},13.76]
["June",11,"3AM to 4AM",3,"June 11, 2019 3:00","2019-06-11T03:00:00",{"v":75,"d":"75.0"},67.6,{"v":64,"d":"64.0"},89.8,32.04,0.0736,{"v":0.6,"d":"0.60"},13.76]
["June",11,"5AM to 6AM",5,"June 11, 2019 5:00","2019-06-11T05:00:00",76.1,67.8,63.9,89.2,32.21,0.0735,{"v":0.6,"d":"0.60"},13.78]
["June",11,"11AM to 12PM",11,"June 11, 2019 11:00","2019-06-11T11:00:00",82.9,70.5,64.9,92.7,34.44,0.0725,0.62,13.97]
["June",11,"2PM to 3PM",14,"June 11, 2019 14:00","2019-06-11T14:00:00",83.7,70.6,64.8,92.1,34.53,0.0724,0.62,13.98]
["June",11,"5PM to 6PM",17,"June 11, 2019 17:00","2019-06-11T17:00:00",79.7,69.6,64.9,92.7,33.65,{"v":0.073,"d":"0.0730"},0.62,13.88]
["June",11,"6PM to 7PM",18,"June 11, 2019 18:00","2019-06-11T18:00:00",78.3,68.9,64.6,91.5,33.11,0.0732,0.61,13.84]
["June",11,"9PM to 10PM",21,"June 11, 2019 21:00","2019-06-11T21:00:00",76.3,68.2,64.4,90.9,32.53,0.0735,0.61,13.79]
["June",12,"1AM to 2AM",1,"June 12, 2019 1:00","2019-06-12T01:00:00",73.9,68.5,{"v":66,"d":"66.0"},96.3,{"v":32.8,"d":"32.80"},0.0737,0.64,13.75]
["June",12,"6AM to 7AM",6,"June 12, 2019 6:00","2019-06-12T06:00:00",{"v":77,"d":"77.0"},{"v":69,"d":"69.0"},65.3,93.9,33.17,0.0733,0.63,13.82]
["June",12,"8AM to 9AM",8,"June 12, 2019 8:00","2019-06-12T08:00:00",80.1,69.5,64.6,91.5,33.55,0.0729,0.61,13.89]
["June",12,"12PM to 1PM",12,"June 12, 2019 12:00","2019-06-12T12:00:00",84.6,70.8,64.6,91.5,34.66,0.0723,0.61,14.01]
["June",12,"3PM to 4PM",15,"June 12, 2019 15:00","2019-06-12T15:00:00",81.7,70.7,65.8,95.7,34.61,0.0727,0.64,13.94]
["June",12,"6PM to 7PM",{"$f":"IF(D3913+1>23,0,D3913+1)","v":18},"June 12, 2019 18:00","2019-06-12T18:00:00",77.4,69.7,66.2,96.9,33.74,0.0733,0.65,13.84]
["June",12,"7PM to 8PM",19,"June 12, 2019 19:00","2019-06-12T19:00:00",75.9,69.1,{"v":66,"d":"66.0"},96.3,33.29,0.0735,0.64,{"v":13.8,"d":"13.80"}]
["June",12,"10PM to 11PM",22,"June 12, 2019 22:00","2019-06-12T22:00:00",75.9,67.9,{"v":64,"d":"64.0"},89.8,32.26,0.0735,{"v":0.6,"d":"0.60"},13.78]
["June",13,"2AM to 3AM",2,"June 13, 2019 2:00","2019-06-13T02:00:00",74.3,68.4,65.7,95.1,{"v":32.7,"d":"32.70"},0.0737,0.64,13.75]
["June",13,"7AM to 8AM",7,"June 13, 2019 7:00","2019-06-13T07:00:00",75.9,69.7,66.9,99.5,33.77,0.0734,0.67,13.81]
["June",13,"9AM to 10AM",9,"June 13, 2019 9:00","2019-06-13T09:00:00",80.1,70.8,66.7,98.8,34.69,0.0729,0.66,13.91]
["June",13,"1PM to 2PM",13,"June 13, 2019 13:00","2019-06-13T13:00:00",84.9,70.6,{"v":64,"d":"64.0"},89.8,34.47,0.0723,{"v":0.6,"d":"0.60"},14.01]
["June",13,"4PM to 5PM",16,"June 13, 2019 16:00","2019-06-13T16:00:00",{"v":82,"d":"82.0"},69.7,{"v":64,"d":"64.0"},89.8,33.76,0.0727,{"v":0.6,"d":"0.60"},13.94]
["June",13,"5PM to 6PM",17,"June 13, 2019 17:00","2019-06-13T17:00:00",80.4,69.8,64.9,92.7,33.82,0.0729,0.62,{"v":13.9,"d":"13.90"}]
["June",13,"8PM to 9PM",20,"June 13, 2019 20:00","2019-06-13T20:00:00",{"v":77,"d":"77.0"},69.7,66.4,97.6,33.74,0.0733,0.65,13.83]
["June",13,"11PM to 12AM",23,"June 13, 2019 23:00","2019-06-13T23:00:00",76.6,69.6,66.4,97.6,33.66,0.0734,0.65,13.82]
["June",14,"4AM to 5AM",4,"June 14, 2019 4:00","2019-06-14T04:00:00",73.9,69.8,{"v":68,"d":"68.0"},103.3,33.89,0.0737,0.69,13.77]
["June",14,"7AM to 8AM",7,"June 14, 2019 7:00","2019-06-14T07:00:00",78.1,71.7,69.1,107.3,35.54,0.0731,0.72,13.89]
["June",14,"10AM to 11AM",10,"June 14, 2019 10:00","2019-06-14T10:00:00",{"v":84,"d":"84.0"},72.1,66.9,99.5,35.77,0.0724,0.67,14.02]
["June",14,"2PM to 3PM",14,"June 14, 2019 14:00","2019-06-14T14:00:00",83.7,72.2,67.3,100.7,35.88,0.0724,0.67,14.01]
["June",14,"5PM to 6PM",17,"June 14, 2019 17:00","2019-06-14T17:00:00",80.6,71.5,67.6,{"v":102,"d":"102.0"},35.33,0.0728,0.68,13.94]
["June",14,"6PM to 7PM",18,"June 14, 2019 18:00","2019-06-14T18:00:00",78.3,{"v":71,"d":"71.0"},67.8,102.7,34.85,0.0731,0.69,13.88]
["June",14,"9PM to 10PM",21,"June 14, 2019 21:00","2019-06-14T21:00:00",75.9,70.6,68.4,104.6,34.58,0.0734,{"v":0.7,"d":"0.70"},13.82]
["June",15,"12AM to 1AM",0,"June 15, 2019 0:00","2019-06-15",75.9,68.9,65.7,95.1,33.09,0.0735,0.64,13.79]
["June",15,"5AM to 6AM",5,"June 15, 2019 5:00","2019-06-15T05:00:00",{"v":77,"d":"77.0"},69.7,66.4,97.6,33.74,0.0733,0.65,13.83]
["June",15,"8AM to 9AM",8,"June 15, 2019 8:00","2019-06-15T08:00:00",80.6,71.1,66.9,99.5,34.93,0.0728,0.67,13.93]
["June",15,"12PM to 1PM",12,"June 15, 2019 12:00","2019-06-15T12:00:00",84.6,70.7,64.4,90.9,34.56,0.0723,0.61,{"v":14,"d":"14.00"}]
["June",15,"3PM to 4PM",15,"June 15, 2019 15:00","2019-06-15T15:00:00",84.4,70.3,63.9,89.2,34.25,0.0724,{"v":0.6,"d":"0.60"},13.99]
["June",15,"6PM to 7PM",18,"June 15, 2019 18:00","2019-06-15T18:00:00",79.3,69.5,64.9,92.7,33.56,{"v":0.073,"d":"0.0730"},0.62,13.88]
["June",15,"7PM to 8PM",19,"June 15, 2019 19:00","2019-06-15T19:00:00",{"v":77,"d":"77.0"},68.8,64.9,92.7,32.98,0.0733,0.62,13.82]
["June",15,"10PM to 11PM",22,"June 15, 2019 22:00","2019-06-15T22:00:00",{"v":77,"d":"77.0"},68.8,64.9,92.7,32.98,0.0733,0.62,13.82]
["June",16,"2AM to 3AM",2,"June 16, 2019 2:00","2019-06-16T02:00:00",75.6,67.8,{"v":64,"d":"64.0"},89.8,32.17,0.0736,{"v":0.6,"d":"0.60"},13.77]
["June",16,"6AM to 7AM",6,"June 16, 2019 6:00","2019-06-16T06:00:00",{"v":77,"d":"77.0"},69.4,{"v":66,"d":"66.0"},96.3,33.55,0.0733,0.64,13.83]
["June",16,"9AM to 10AM",9,"June 16, 2019 9:00","2019-06-16T09:00:00",{"v":82,"d":"82.0"},70.7,65.7,95.1,{"v":34.6,"d":"34.60"},0.0726,0.64,13.95]
["June",16,"1PM to 2PM",13,"June 16, 2019 13:00","2019-06-16T13:00:00",{"v":86,"d":"86.0"},71.4,64.9,92.7,{"v":35.2,"d":"35.20"},0.0721,0.62,14.05]
["June",16,"4PM to 5PM",16,"June 16, 2019 16:00","2019-06-16T16:00:00",{"v":82,"d":"82.0"},70.3,64.9,92.7,34.22,0.0727,0.62,13.94]
["June",16,"7PM to 8PM",19,"June 16, 2019 19:00","2019-06-16T19:00:00",78.1,69.1,64.9,92.7,33.25,0.0732,0.62,13.84]
["June",16,"8PM to 9PM",20,"June 16, 2019 20:00","2019-06-16T20:00:00",77.7,69.2,65.3,93.9,33.35,0.0732,0.63,13.84]
["June",16,"11PM to 12AM",23,"June 16, 2019 23:00","2019-06-16T23:00:00",{"v":77,"d":"77.0"},{"v":69,"d":"69.0"},65.3,93.9,33.17,0.0733,0.63,13.82]
["June",17,"3AM to 4AM",3,"June 17, 2019 3:00","2019-06-17T03:00:00",{"v":75,"d":"75.0"},69.3,66.7,98.8,33.45,0.0736,0.66,13.78]
["June",17,"7AM to 8AM",7,"June 17, 2019 7:00","2019-06-17T07:00:00",78.1,70.3,66.9,99.5,34.31,0.0732,0.67,13.86]
["June",17,"10AM to 11AM",10,"June 17, 2019 10:00","2019-06-17T10:00:00",{"v":84,"d":"84.0"},72.1,66.9,99.5,35.77,0.0724,0.67,14.02]
["June",17,"2PM to 3PM",14,"June 17, 2019 14:00","2019-06-17T14:00:00",{"v":84,"d":"84.0"},71.9,66.7,98.8,35.67,0.0724,0.66,14.02]
["June",17,"5PM to 6PM",17,"June 17, 2019 17:00","2019-06-17T17:00:00",80.4,71.5,67.6,{"v":102,"d":"102.0"},35.28,0.0728,0.68,13.93]
["June",17,"8PM to 9PM",20,"June 17, 2019 20:00","2019-06-17T20:00:00",77.4,70.6,67.6,{"v":102,"d":"102.0"},34.53,0.0732,0.68,13.85]
["June",17,"9PM to 10PM",21,"June 17, 2019 21:00","2019-06-17T21:00:00",77.7,70.3,67.1,100.1,34.32,0.0732,0.67,13.86]
["June",18,"12AM to 1AM",0,"June 18, 2019 0:00","2019-06-18",78.1,{"v":70,"d":"70.0"},66.4,97.6,34.01,0.0732,0.65,13.86]
["June",18,"5AM to 6AM",5,"June 18, 2019 5:00","2019-06-18T05:00:00",77.4,69.7,66.2,96.9,33.74,0.0733,0.65,13.84]
["June",18,"8AM to 9AM",8,"June 18, 2019 8:00","2019-06-18T08:00:00",81.7,70.6,65.7,95.1,34.51,0.0727,0.64,13.94]
["June",18,"11AM to 12PM",11,"June 18, 2019 11:00","2019-06-18T11:00:00",85.3,70.9,64.4,90.9,34.74,0.0722,0.61,14.02]
["June",18,"3PM to 4PM",15,"June 18, 2019 15:00","2019-06-18T15:00:00",84.7,71.1,64.9,92.7,34.89,0.0723,0.62,14.01]
["June",18,"6PM to 7PM",18,"June 18, 2019 18:00","2019-06-18T18:00:00",79.3,69.6,65.1,93.3,33.65,{"v":0.073,"d":"0.0730"},0.63,13.88]
["June",18,"9PM to 10PM",21,"June 18, 2019 21:00","2019-06-18T21:00:00",{"v":77,"d":"77.0"},69.4,{"v":66,"d":"66.0"},96.3,33.55,0.0733,0.64,13.83]
["June",18,"10PM to 11PM",22,"June 18, 2019 22:00","2019-06-18T22:00:00",{"v":77,"d":"77.0"},69.4,{"v":66,"d":"66.0"},96.3,33.55,0.0733,0.64,13.83]
["June",19,"1AM to 2AM",1,"June 19, 2019 1:00","2019-06-19T01:00:00",75.9,68.4,64.9,92.7,32.72,0.0735,0.62,13.79]
["June",19,"6AM to 7AM",6,"June 19, 2019 6:00","2019-06-19T06:00:00",77.4,{"v":69,"d":"69.0"},65.1,93.3,33.17,0.0733,0.63,13.83]
["June",19,"9AM to 10AM",9,"June 19, 2019 9:00","2019-06-19T09:00:00",{"v":82,"d":"82.0"},69.3,63.3,87.5,33.41,0.0727,0.59,13.93]
["June",19,"12PM to 1PM",12,"June 19, 2019 12:00","2019-06-19T12:00:00",84.6,69.9,{"v":63,"d":"63.0"},86.4,33.85,0.0724,0.58,13.99]
["June",19,"4PM to 5PM",16,"June 19, 2019 16:00","2019-06-19T16:00:00",82.9,70.5,64.9,92.7,34.44,0.0725,0.62,13.97]
["June",19,"7PM to 8PM",19,"June 19, 2019 19:00","2019-06-19T19:00:00",75.9,69.1,{"v":66,"d":"66.0"},96.3,33.29,0.0735,0.64,{"v":13.8,"d":"13.80"}]
["June",19,"8PM to 9PM",20,"June 19, 2019 20:00","2019-06-19T20:00:00",75.9,69.1,{"v":66,"d":"66.0"},96.3,33.29,0.0735,0.64,{"v":13.8,"d":"13.80"}]
["June",20,"2AM to 3AM",2,"June 20, 2019 2:00","2019-06-20T02:00:00",75.6,68.8,65.7,95.1,33.01,0.0735,0.64,13.79]
["June",20,"3AM to 4AM",3,"June 20, 2019 3:00","2019-06-20T03:00:00",75.4,{"v":69,"d":"69.0"},{"v":66,"d":"66.0"},96.3,33.15,0.0735,0.64,13.78]
["June",20,"7AM to 8AM",7,"June 20, 2019 7:00","2019-06-20T07:00:00",{"v":79,"d":"79.0"},{"v":70,"d":"70.0"},{"v":66,"d":"66.0"},96.3,34.04,0.0731,0.64,13.88]
["June",20,"10AM to 11AM",10,"June 20, 2019 10:00","2019-06-20T10:00:00",{"v":84,"d":"84.0"},72.7,{"v":68,"d":"68.0"},103.3,36.38,0.0723,0.69,14.03]
["June",20,"1PM to 2PM",13,"June 20, 2019 13:00","2019-06-20T13:00:00",{"v":84,"d":"84.0"},73.4,69.1,107.3,{"v":37,"d":"37.00"},0.0723,0.72,14.04]
["June",20,"5PM to 6PM",17,{"$f":"A4105&\" \"&B4105&\", \"&$D$5&\" \"&D4105&\":00\"","v":"June 20, 2019 17:00"},{"$f":"DATEVALUE(E4105)+TIMEVALUE(E4105)","v":"2019-06-20T17:00:00"},82.4,{"v":72,"d":"72.0"},67.6,{"v":102,"d":"102.0"},35.77,0.0726,0.68,13.98]
["June",20,"8PM to 9PM",20,"June 20, 2019 20:00","2019-06-20T20:00:00",78.6,71.4,68.4,104.6,35.25,{"v":0.073,"d":"0.0730"},{"v":0.7,"d":"0.70"},13.89]
["June",20,"9PM to 10PM",21,"June 20, 2019 21:00","2019-06-20T21:00:00",78.4,71.4,68.4,104.6,35.21,0.0731,{"v":0.7,"d":"0.70"},13.89]
["June",21,"3AM to 4AM",3,"June 21, 2019 3:00","2019-06-21T03:00:00",77.7,70.1,66.7,98.8,34.12,0.0732,0.66,13.85]
["June",21,"4AM to 5AM",4,"June 21, 2019 4:00","2019-06-21T04:00:00",78.1,69.8,{"v":66,"d":"66.0"},96.3,33.82,0.0732,0.64,13.85]
["June",21,"8AM to 9AM",8,"June 21, 2019 8:00","2019-06-21T08:00:00",82.2,69.8,{"v":64,"d":"64.0"},89.8,33.81,0.0727,{"v":0.6,"d":"0.60"},13.94]
["June",21,"11AM to 12PM",11,"June 21, 2019 11:00","2019-06-21T11:00:00",85.3,71.4,65.3,93.9,35.21,0.0722,0.63,14.03]
["June",21,"2PM to 3PM",14,"June 21, 2019 14:00","2019-06-21T14:00:00",84.9,71.3,65.3,93.9,35.12,0.0723,0.63,14.02]
["June",21,"6PM to 7PM",18,"June 21, 2019 18:00","2019-06-21T18:00:00",79.7,70.1,65.8,95.7,34.12,{"v":0.073,"d":"0.0730"},0.64,13.89]
["June",21,"9PM to 10PM",21,"June 21, 2019 21:00","2019-06-21T21:00:00",77.4,69.3,65.7,95.1,33.45,0.0733,0.64,13.83]
["June",22,"12AM to 1AM",0,"June 22, 2019 0:00","2019-06-22",76.3,68.8,65.3,93.9,32.99,0.0734,0.63,{"v":13.8,"d":"13.80"}]
["June",22,"2AM to 3AM",2,"June 22, 2019 2:00","2019-06-22T02:00:00",76.3,69.2,{"v":66,"d":"66.0"},96.3,33.37,0.0734,0.64,13.81]
["June",22,"5AM to 6AM",5,"June 22, 2019 5:00","2019-06-22T05:00:00",77.7,70.8,67.8,102.7,34.72,0.0732,0.69,13.86]
["June",22,"9AM to 10AM",9,"June 22, 2019 9:00","2019-06-22T09:00:00",81.7,72.5,68.7,{"v":106,"d":"106.0"},36.21,0.0726,0.71,13.98]
["June",22,"12PM to 1PM",12,"June 22, 2019 12:00","2019-06-22T12:00:00",84.2,{"v":73,"d":"73.0"},68.4,104.6,36.63,0.0723,{"v":0.7,"d":"0.70"},14.04]
["June",22,"4PM to 5PM",16,"June 22, 2019 16:00","2019-06-22T16:00:00",{"v":82,"d":"82.0"},70.3,64.9,92.7,34.22,0.0727,0.62,13.94]
["June",22,"7PM to 8PM",19,"June 22, 2019 19:00","2019-06-22T19:00:00",{"v":77,"d":"77.0"},69.4,{"v":66,"d":"66.0"},96.3,33.55,0.0733,0.64,13.83]
["June",22,"10PM to 11PM",22,"June 22, 2019 22:00","2019-06-22T22:00:00",75.9,68.4,64.9,92.7,32.72,0.0735,0.62,13.79]
["June",23,"1AM to 2AM",1,"June 23, 2019 1:00","2019-06-23T01:00:00",75.9,68.4,64.9,92.7,32.72,0.0735,0.62,13.79]
["June",23,"3AM to 4AM",3,"June 23, 2019 3:00","2019-06-23T03:00:00",75.4,68.5,65.3,93.9,32.77,0.0736,0.63,13.78]
["June",23,"6AM to 7AM",6,"June 23, 2019 6:00","2019-06-23T06:00:00",{"v":77,"d":"77.0"},{"v":69,"d":"69.0"},65.3,93.9,33.17,0.0733,0.63,13.82]
["June",23,"10AM to 11AM",{"$f":"IF(D4169+1>23,0,D4169+1)","v":10},"June 23, 2019 10:00","2019-06-23T10:00:00",82.9,69.4,{"v":63,"d":"63.0"},86.4,33.45,0.0726,0.58,13.95]
["June",23,"1PM to 2PM",13,"June 23, 2019 13:00","2019-06-23T13:00:00",82.9,69.4,{"v":63,"d":"63.0"},86.4,33.45,0.0726,0.58,13.95]
["June",23,"5PM to 6PM",17,"June 23, 2019 17:00","2019-06-23T17:00:00",79.7,70.2,{"v":66,"d":"66.0"},96.3,34.22,{"v":0.073,"d":"0.0730"},0.64,{"v":13.9,"d":"13.90"}]
["June",23,"8PM to 9PM",20,"June 23, 2019 20:00","2019-06-23T20:00:00",76.6,68.7,64.9,92.7,32.89,0.0734,0.62,13.81]
["June",23,"10PM to 11PM",22,"June 23, 2019 22:00","2019-06-23T22:00:00",75.9,67.9,{"v":64,"d":"64.0"},89.8,32.26,0.0735,{"v":0.6,"d":"0.60"},13.78]
["June",24,"1AM to 2AM",1,"June 24, 2019 1:00","2019-06-24T01:00:00",{"v":75,"d":"75.0"},67.6,{"v":64,"d":"64.0"},89.8,32.04,0.0736,{"v":0.6,"d":"0.60"},13.76]
["June",24,"4AM to 5AM",4,"June 24, 2019 4:00","2019-06-24T04:00:00",{"v":75,"d":"75.0"},67.6,{"v":64,"d":"64.0"},89.8,32.04,0.0736,{"v":0.6,"d":"0.60"},13.76]
["June",24,"7AM to 8AM",7,"June 24, 2019 7:00","2019-06-24T07:00:00",{"v":79,"d":"79.0"},70.6,66.9,99.5,34.53,{"v":0.073,"d":"0.0730"},0.67,13.89]
["June",24,"11AM to 12PM",11,"June 24, 2019 11:00","2019-06-24T11:00:00",83.3,72.5,{"v":68,"d":"68.0"},103.3,{"v":36.2,"d":"36.20"},0.0724,0.69,14.01]
["June",24,"2PM to 3PM",14,"June 24, 2019 14:00","2019-06-24T14:00:00",{"v":84,"d":"84.0"},72.1,66.9,99.5,35.77,0.0724,0.67,14.02]
["June",24,"6PM to 7PM",18,"June 24, 2019 18:00","2019-06-24T18:00:00",80.1,{"v":70,"d":"70.0"},65.5,94.5,34.02,0.0729,0.63,{"v":13.9,"d":"13.90"}]
["June",24,"9PM to 10PM",21,"June 24, 2019 21:00","2019-06-24T21:00:00",77.4,69.1,65.3,93.9,33.26,0.0733,0.63,13.83]
["June",24,"11PM to 12AM",23,"June 24, 2019 23:00","2019-06-24T23:00:00",76.3,68.5,64.9,92.7,32.81,0.0734,0.62,{"v":13.8,"d":"13.80"}]
["June",25,"2AM to 3AM",2,"June 25, 2019 2:00","2019-06-25T02:00:00",75.4,68.2,64.8,92.1,32.49,0.0736,0.62,13.77]
["June",25,"5AM to 6AM",5,"June 25, 2019 5:00","2019-06-25T05:00:00",76.3,69.2,{"v":66,"d":"66.0"},96.3,33.37,0.0734,0.64,13.81]
["June",25,"9AM to 10AM",9,"June 25, 2019 9:00","2019-06-25T09:00:00",82.2,70.8,65.7,95.1,34.64,0.0726,0.64,13.96]
["June",25,"12PM to 1PM",12,"June 25, 2019 12:00","2019-06-25T12:00:00",85.6,71.3,64.9,92.7,35.11,0.0722,0.62,14.04]
["June",25,"3PM to 4PM",15,"June 25, 2019 15:00","2019-06-25T15:00:00",82.6,69.8,63.9,89.2,33.81,0.0726,{"v":0.6,"d":"0.60"},13.95]
["June",25,"7PM to 8PM",19,"June 25, 2019 19:00","2019-06-25T19:00:00",{"v":77,"d":"77.0"},68.8,64.9,92.7,32.98,0.0733,0.62,13.82]
["June",25,"8PM to 9PM",20,"June 25, 2019 20:00","2019-06-25T20:00:00",76.6,68.9,65.3,93.9,33.08,0.0734,0.63,13.81]
["June",26,"2AM to 3AM",{"$f":"IF(D4233+1>23,0,D4233+1)","v":2},"June 26, 2019 2:00","2019-06-26T02:00:00",74.7,{"v":69,"d":"69.0"},66.4,97.6,33.17,0.0736,0.65,13.77]
["June",26,"3AM to 4AM",3,"June 26, 2019 3:00","2019-06-26T03:00:00",74.3,68.9,66.4,97.6,33.08,0.0737,0.65,13.76]
["June",26,"6AM to 7AM",6,"June 26, 2019 6:00","2019-06-26T06:00:00",76.6,{"v":70,"d":"70.0"},67.1,100.1,34.05,0.0733,0.67,13.83]
["June",26,"10AM to 11AM",10,"June 26, 2019 10:00","2019-06-26T10:00:00",{"v":84,"d":"84.0"},71.5,{"v":66,"d":"66.0"},96.3,35.28,0.0724,0.64,14.01]
["June",26,"1PM to 2PM",13,"June 26, 2019 13:00","2019-06-26T13:00:00",87.1,71.2,{"v":64,"d":"64.0"},89.8,{"v":35,"d":"35.00"},{"v":0.072,"d":"0.0720"},{"v":0.6,"d":"0.60"},14.07]
["June",26,"4PM to 5PM",16,"June 26, 2019 16:00","2019-06-26T16:00:00",84.9,71.8,{"v":66,"d":"66.0"},96.3,{"v":35.5,"d":"35.50"},0.0723,0.64,14.03]
["June",26,"8PM to 9PM",20,"June 26, 2019 20:00","2019-06-26T20:00:00",76.6,68.9,65.3,93.9,33.08,0.0734,0.63,13.81]
["June",26,"9PM to 10PM",21,"June 26, 2019 21:00","2019-06-26T21:00:00",76.3,68.8,65.3,93.9,32.99,0.0734,0.63,{"v":13.8,"d":"13.80"}]
["June",27,"1AM to 2AM",1,"June 27, 2019 1:00","2019-06-27T01:00:00",{"v":75,"d":"75.0"},68.8,{"v":66,"d":"66.0"},96.3,33.06,0.0736,0.64,13.78]
["June",27,"4AM to 5AM",4,"June 27, 2019 4:00","2019-06-27T04:00:00",73.9,68.5,{"v":66,"d":"66.0"},96.3,{"v":32.8,"d":"32.80"},0.0737,0.64,13.75]
["June",27,"7AM to 8AM",7,"June 27, 2019 7:00","2019-06-27T07:00:00",78.1,70.3,66.9,99.5,34.31,0.0732,0.67,13.86]
["June",27,"11AM to 12PM",11,"June 27, 2019 11:00","2019-06-27T11:00:00",82.9,73.3,69.4,108.7,36.95,0.0724,0.73,14.02]
["June",27,"2PM to 3PM",14,"June 27, 2019 14:00","2019-06-27T14:00:00",82.6,72.8,68.7,{"v":106,"d":"106.0"},36.44,0.0725,0.71,{"v":14,"d":"14.00"}]
["June",27,"5PM to 6PM",17,"June 27, 2019 17:00","2019-06-27T17:00:00",80.8,71.3,67.3,100.7,35.17,0.0728,0.67,13.94]
["June",27,"10PM to 11PM",22,"June 27, 2019 22:00","2019-06-27T22:00:00",{"v":77,"d":"77.0"},{"v":70,"d":"70.0"},66.9,99.5,34.04,0.0733,0.67,13.84]
["June",28,"1AM to 2AM",1,"June 28, 2019 1:00","2019-06-28T01:00:00",{"v":75,"d":"75.0"},69.4,66.9,99.5,33.55,0.0736,0.67,13.78]
["June",28,"2AM to 3AM",2,"June 28, 2019 2:00","2019-06-28T02:00:00",73.8,{"v":69,"d":"69.0"},66.9,99.5,33.24,0.0737,0.67,13.75]
["June",28,"5AM to 6AM",5,"June 28, 2019 5:00","2019-06-28T05:00:00",74.1,{"v":69,"d":"69.0"},66.7,98.8,33.23,0.0737,0.66,13.76]
["June",28,"8AM to 9AM",8,"June 28, 2019 8:00","2019-06-28T08:00:00",81.7,72.1,{"v":68,"d":"68.0"},103.3,{"v":35.8,"d":"35.80"},0.0726,0.69,13.97]
["June",28,"12PM to 1PM",12,"June 28, 2019 12:00","2019-06-28T12:00:00",82.9,72.4,{"v":68,"d":"68.0"},103.3,36.11,0.0725,0.69,{"v":14,"d":"14.00"}]
["June",28,"3PM to 4PM",15,"June 28, 2019 15:00","2019-06-28T15:00:00",81.3,71.6,67.5,101.4,{"v":35.4,"d":"35.40"},0.0727,0.68,13.95]
["June",28,"6PM to 7PM",{"$f":"IF(D4297+1>23,0,D4297+1)","v":18},"June 28, 2019 18:00","2019-06-28T18:00:00",{"v":79,"d":"79.0"},71.2,67.8,102.7,35.03,{"v":0.073,"d":"0.0730"},0.69,{"v":13.9,"d":"13.90"}]
["June",28,"11PM to 12AM",23,"June 28, 2019 23:00","2019-06-28T23:00:00",75.2,70.2,{"v":68,"d":"68.0"},103.3,{"v":34.2,"d":"34.20"},0.0735,0.69,{"v":13.8,"d":"13.80"}]
["June",29,"2AM to 3AM",2,"June 29, 2019 2:00","2019-06-29T02:00:00",72.7,68.9,67.3,100.7,33.17,0.0739,0.67,13.73]
["June",29,"3AM to 4AM",3,"June 29, 2019 3:00","2019-06-29T03:00:00",71.2,68.5,67.3,100.7,32.82,0.0741,0.67,13.69]
["June",29,"6AM to 7AM",6,"June 29, 2019 6:00","2019-06-29T06:00:00",75.9,69.9,67.3,100.7,33.97,0.0734,0.67,13.81]
["June",29,"9AM to 10AM",9,"June 29, 2019 9:00","2019-06-29T09:00:00",84.4,72.4,67.3,100.7,36.06,0.0723,0.67,14.03]
["June",29,"1PM to 2PM",13,"June 29, 2019 13:00","2019-06-29T13:00:00",87.1,72.4,{"v":66,"d":"66.0"},96.3,36.03,{"v":0.072,"d":"0.0720"},0.64,14.09]
["June",29,"4PM to 5PM",16,"June 29, 2019 16:00","2019-06-29T16:00:00",{"v":82,"d":"82.0"},70.9,{"v":66,"d":"66.0"},96.3,34.79,0.0726,0.64,13.96]
["June",29,"8PM to 9PM",20,"June 29, 2019 20:00","2019-06-29T20:00:00",77.7,70.9,{"v":68,"d":"68.0"},103.3,34.82,0.0732,0.69,13.87]
["June",30,"12AM to 1AM",0,"June 30, 2019 0:00","2019-06-30",76.3,70.5,{"v":68,"d":"68.0"},103.3,34.47,0.0734,0.69,13.83]
["June",30,"3AM to 4AM",3,"June 30, 2019 3:00","2019-06-30T03:00:00",75.9,69.8,67.1,100.1,33.87,0.0734,0.67,13.81]
["June",30,"4AM to 5AM",4,"June 30, 2019 4:00","2019-06-30T04:00:00",75.9,69.1,{"v":66,"d":"66.0"},96.3,33.29,0.0735,0.64,{"v":13.8,"d":"13.80"}]
["June",30,"7AM to 8AM",7,"June 30, 2019 7:00","2019-06-30T07:00:00",{"v":79,"d":"79.0"},{"v":70,"d":"70.0"},{"v":66,"d":"66.0"},96.3,34.04,0.0731,0.64,13.88]
["June",30,"10AM to 11AM",10,"June 30, 2019 10:00","2019-06-30T10:00:00",{"v":86,"d":"86.0"},70.9,{"v":64,"d":"64.0"},89.8,34.74,0.0722,{"v":0.6,"d":"0.60"},14.04]
["June",30,"2PM to 3PM",14,"June 30, 2019 14:00","2019-06-30T14:00:00",84.6,70.5,{"v":64,"d":"64.0"},89.8,34.38,0.0723,{"v":0.6,"d":"0.60"},{"v":14,"d":"14.00"}]
["June",30,"5PM to 6PM",17,"June 30, 2019 17:00","2019-06-30T17:00:00",81.7,70.4,65.3,93.9,34.32,0.0727,0.63,13.94]
["June",30,"9PM to 10PM",21,"June 30, 2019 21:00","2019-06-30T21:00:00",76.5,68.8,65.3,93.9,33.04,0.0734,0.63,{"v":13.8,"d":"13.80"}]
["July",1,"1AM to 2AM",1,"July 1, 2019 1:00","2019-07-01T01:00:00",75.6,68.4,65.1,93.3,32.72,0.0735,0.63,13.78]
["July",1,"4AM to 5AM",4,"July 1, 2019 4:00","2019-07-01T04:00:00",73.9,67.8,64.9,92.7,32.23,0.0738,0.62,13.74]
["July",1,"5AM to 6AM",5,"July 1, 2019 5:00","2019-07-01T05:00:00",{"v":75,"d":"75.0"},67.6,{"v":64,"d":"64.0"},89.8,32.04,0.0736,{"v":0.6,"d":"0.60"},13.76]
["July",1,"8AM to 9AM",8,"July 1, 2019 8:00","2019-07-01T08:00:00",82.9,70.5,64.9,92.7,34.44,0.0725,0.62,13.97]
["July",1,"12PM to 1PM",12,"July 1, 2019 12:00","2019-07-01T12:00:00",89.1,70.7,62.1,83.6,34.52,0.0718,0.56,{"v":14.1,"d":"14.10"}]
["July",1,"3PM to 4PM",15,"July 1, 2019 15:00","2019-07-01T15:00:00",87.1,70.1,62.1,83.6,34.04,{"v":0.072,"d":"0.0720"},0.56,14.05]
["July",1,"6PM to 7PM",18,"July 1, 2019 18:00","2019-07-01T18:00:00",80.1,69.7,64.9,92.7,33.74,0.0729,0.62,13.89]
["July",1,"11PM to 12AM",23,"July 1, 2019 23:00","2019-07-01T23:00:00",{"v":77,"d":"77.0"},69.4,{"v":66,"d":"66.0"},96.3,33.55,0.0733,0.64,13.83]
["July",2,"2AM to 3AM",2,"July 2, 2019 2:00","2019-07-02T02:00:00",75.9,69.1,{"v":66,"d":"66.0"},96.3,33.29,0.0735,0.64,{"v":13.8,"d":"13.80"}]
["July",2,"5AM to 6AM",5,"July 2, 2019 5:00","2019-07-02T05:00:00",75.9,69.1,{"v":66,"d":"66.0"},96.3,33.29,0.0735,0.64,{"v":13.8,"d":"13.80"}]
["July",2,"6AM to 7AM",6,"July 2, 2019 6:00","2019-07-02T06:00:00",75.9,70.4,{"v":68,"d":"68.0"},103.3,34.38,0.0734,0.69,13.82]
["July",2,"9AM to 10AM",9,"July 2, 2019 9:00","2019-07-02T09:00:00",{"v":84,"d":"84.0"},70.9,64.9,92.7,34.71,0.0724,0.62,{"v":14,"d":"14.00"}]
["July",2,"1PM to 2PM",13,"July 2, 2019 13:00","2019-07-02T13:00:00",{"v":88,"d":"88.0"},{"v":72,"d":"72.0"},64.9,92.7,35.68,0.0719,0.62,{"v":14.1,"d":"14.10"}]
["July",2,"4PM to 5PM",16,"July 2, 2019 16:00","2019-07-02T16:00:00",{"v":84,"d":"84.0"},69.7,{"v":63,"d":"63.0"},86.4,33.72,0.0724,0.58,13.98]
["July",2,"7PM to 8PM",19,"July 2, 2019 19:00","2019-07-02T19:00:00",78.1,69.8,{"v":66,"d":"66.0"},96.3,33.82,0.0732,0.64,13.85]
["July",3,"12AM to 1AM",0,"July 3, 2019 0:00","2019-07-03",{"v":77,"d":"77.0"},68.8,64.9,92.7,32.98,0.0733,0.62,13.82]
["July",3,"3AM to 4AM",3,"July 3, 2019 3:00","2019-07-03T03:00:00",{"v":75,"d":"75.0"},70.1,{"v":68,"d":"68.0"},103.3,34.16,0.0735,0.69,{"v":13.8,"d":"13.80"}]
["July",3,"6AM to 7AM",6,"July 3, 2019 6:00","2019-07-03T06:00:00",78.1,69.1,64.9,92.7,33.25,0.0732,0.62,13.84]
["July",3,"7AM to 8AM",7,"July 3, 2019 7:00","2019-07-03T07:00:00",{"v":81,"d":"81.0"},70.6,{"v":66,"d":"66.0"},96.3,34.53,0.0728,0.64,13.93]
["July",3,"10AM to 11AM",10,"July 3, 2019 10:00","2019-07-03T10:00:00",{"v":88,"d":"88.0"},{"v":72,"d":"72.0"},64.9,92.7,35.68,0.0719,0.62,{"v":14.1,"d":"14.10"}]
["July",3,"2PM to 3PM",14,"July 3, 2019 14:00","2019-07-03T14:00:00",{"v":88,"d":"88.0"},71.5,{"v":64,"d":"64.0"},89.8,35.22,0.0719,{"v":0.6,"d":"0.60"},14.09]
["July",3,"4PM to 5PM",16,"July 3, 2019 16:00","2019-07-03T16:00:00",84.9,70.6,{"v":64,"d":"64.0"},89.8,34.47,0.0723,{"v":0.6,"d":"0.60"},14.01]
["July",3,"9PM to 10PM",21,"July 3, 2019 21:00","2019-07-03T21:00:00",78.1,69.8,{"v":66,"d":"66.0"},96.3,33.82,0.0732,0.64,13.85]
["July",4,"1AM to 2AM",1,{"$f":"A4425&\" \"&B4425&\", \"&$D$5&\" \"&D4425&\":00\"","v":"July 4, 2019 1:00"},{"$f":"DATEVALUE(E4425)+TIMEVALUE(E4425)","v":"2019-07-04T01:00:00"},{"v":75,"d":"75.0"},69.4,66.9,99.5,33.55,0.0736,0.67,13.78]
["July",4,"4AM to 5AM",4,"July 4, 2019 4:00","2019-07-04T04:00:00",{"v":75,"d":"75.0"},66.9,{"v":63,"d":"63.0"},86.4,31.51,0.0737,0.58,13.74]
["July",4,"5AM to 6AM",5,"July 4, 2019 5:00","2019-07-04T05:00:00",75.9,67.9,{"v":64,"d":"64.0"},89.8,32.26,0.0735,{"v":0.6,"d":"0.60"},13.78]
["July",4,"8AM to 9AM",8,"July 4, 2019 8:00","2019-07-04T08:00:00",82.9,70.5,64.9,92.7,34.44,0.0725,0.62,13.97]
["July",4,"11AM to 12PM",11,"July 4, 2019 11:00","2019-07-04T11:00:00",{"v":88,"d":"88.0"},71.5,{"v":64,"d":"64.0"},89.8,35.22,0.0719,{"v":0.6,"d":"0.60"},14.09]
["July",4,"3PM to 4PM",15,"July 4, 2019 15:00","2019-07-04T15:00:00",{"v":86,"d":"86.0"},70.9,{"v":64,"d":"64.0"},89.8,34.74,0.0722,{"v":0.6,"d":"0.60"},14.04]
["July",4,"5PM to 6PM",17,"July 4, 2019 17:00","2019-07-04T17:00:00",{"v":82,"d":"82.0"},70.9,{"v":66,"d":"66.0"},96.3,34.79,0.0726,0.64,13.96]
["July",4,"10PM to 11PM",22,"July 4, 2019 22:00","2019-07-04T22:00:00",{"v":77,"d":"77.0"},69.4,{"v":66,"d":"66.0"},96.3,33.55,0.0733,0.64,13.83]
["July",5,"2AM to 3AM",2,"July 5, 2019 2:00","2019-07-05T02:00:00",78.1,{"v":71,"d":"71.0"},{"v":68,"d":"68.0"},103.3,34.91,0.0731,0.69,13.88]
["July",5,"5AM to 6AM",5,"July 5, 2019 5:00","2019-07-05T05:00:00",{"v":77,"d":"77.0"},70.7,{"v":68,"d":"68.0"},103.3,34.64,0.0733,0.69,13.85]
["July",5,"6AM to 7AM",6,"July 5, 2019 6:00","2019-07-05T06:00:00",{"v":77,"d":"77.0"},70.7,{"v":68,"d":"68.0"},103.3,34.64,0.0733,0.69,13.85]
["July",5,"9AM to 10AM",9,"July 5, 2019 9:00","2019-07-05T09:00:00",{"v":84,"d":"84.0"},72.7,{"v":68,"d":"68.0"},103.3,36.38,0.0723,0.69,14.03]
["July",5,"12PM to 1PM",12,"July 5, 2019 12:00","2019-07-05T12:00:00",89.1,73.5,66.9,99.5,37.01,0.0717,0.67,14.15]
["July",5,"6PM to 7PM",18,"July 5, 2019 18:00","2019-07-05T18:00:00",{"v":79,"d":"79.0"},71.3,{"v":68,"d":"68.0"},103.3,35.13,{"v":0.073,"d":"0.0730"},0.69,{"v":13.9,"d":"13.90"}]
["July",5,"8PM to 9PM",20,"July 5, 2019 20:00","2019-07-05T20:00:00",{"v":77,"d":"77.0"},71.4,69.1,107.3,35.27,0.0733,0.72,13.86]
["July",5,"11PM to 12AM",23,"July 5, 2019 23:00","2019-07-05T23:00:00",{"v":77,"d":"77.0"},{"v":70,"d":"70.0"},66.9,99.5,34.04,0.0733,0.67,13.84]
["July",6,"3AM to 4AM",3,"July 6, 2019 3:00","2019-07-06T03:00:00",75.9,69.7,66.9,99.5,33.77,0.0734,0.67,13.81]
["July",6,"6AM to 7AM",6,"July 6, 2019 6:00","2019-07-06T06:00:00",{"v":79,"d":"79.0"},69.4,64.9,92.7,33.47,0.0731,0.62,13.87]
["July",6,"7AM to 8AM",7,"July 6, 2019 7:00","2019-07-06T07:00:00",{"v":79,"d":"79.0"},68.8,{"v":64,"d":"64.0"},89.8,33.01,0.0731,{"v":0.6,"d":"0.60"},13.86]
["July",6,"10AM to 11AM",10,"July 6, 2019 10:00","2019-07-06T10:00:00",82.9,71.2,{"v":66,"d":"66.0"},96.3,35.01,0.0725,0.64,13.98]
["July",6,"1PM to 2PM",13,"July 6, 2019 13:00","2019-07-06T13:00:00",{"v":88,"d":"88.0"},73.2,66.9,99.5,36.74,0.0718,0.67,14.12]
["July",6,"7PM to 8PM",19,"July 6, 2019 19:00","2019-07-06T19:00:00",{"v":77,"d":"77.0"},69.4,{"v":66,"d":"66.0"},96.3,33.55,0.0733,0.64,13.83]
["July",6,"9PM to 10PM",21,"July 6, 2019 21:00","2019-07-06T21:00:00",75.9,69.1,{"v":66,"d":"66.0"},96.3,33.29,0.0735,0.64,{"v":13.8,"d":"13.80"}]
["July",7,"1AM to 2AM",1,"July 7, 2019 1:00","2019-07-07T01:00:00",{"v":75,"d":"75.0"},68.8,{"v":66,"d":"66.0"},96.3,33.06,0.0736,0.64,13.78]
["July",7,"4AM to 5AM",4,"July 7, 2019 4:00","2019-07-07T04:00:00",{"v":75,"d":"75.0"},68.2,64.9,92.7,{"v":32.5,"d":"32.50"},0.0736,0.62,13.76]
["July",7,"7AM to 8AM",7,"July 7, 2019 7:00","2019-07-07T07:00:00",80.1,70.4,{"v":66,"d":"66.0"},96.3,{"v":34.3,"d":"34.30"},0.0729,0.64,13.91]
["July",7,"8AM to 9AM",8,"July 7, 2019 8:00","2019-07-07T08:00:00",{"v":81,"d":"81.0"},69.4,{"v":64,"d":"64.0"},89.8,{"v":33.5,"d":"33.50"},0.0728,{"v":0.6,"d":"0.60"},13.91]
["July",7,"11AM to 12PM",11,"July 7, 2019 11:00","2019-07-07T11:00:00",87.1,71.7,64.9,92.7,35.46,{"v":0.072,"d":"0.0720"},0.62,14.07]
["July",7,"4PM to 5PM",16,"July 7, 2019 16:00","2019-07-07T16:00:00",84.9,71.1,64.9,92.7,34.93,0.0723,0.62,14.02]
["July",7,"7PM to 8PM",19,"July 7, 2019 19:00","2019-07-07T19:00:00",78.1,70.3,66.9,99.5,34.31,0.0732,0.67,13.86]
["July",7,"10PM to 11PM",22,"July 7, 2019 22:00","2019-07-07T22:00:00",75.9,67.9,{"v":64,"d":"64.0"},89.8,32.26,0.0735,{"v":0.6,"d":"0.60"},13.78]
["July",8,"2AM to 3AM",2,"July 8, 2019 2:00","2019-07-08T02:00:00",{"v":75,"d":"75.0"},68.2,64.9,92.7,{"v":32.5,"d":"32.50"},0.0736,0.62,13.76]
["July",8,"5AM to 6AM",5,"July 8, 2019 5:00","2019-07-08T05:00:00",{"v":75,"d":"75.0"},67.6,{"v":64,"d":"64.0"},89.8,32.04,0.0736,{"v":0.6,"d":"0.60"},13.76]
["July",8,"8AM to 9AM",8,"July 8, 2019 8:00","2019-07-08T08:00:00",{"v":84,"d":"84.0"},70.9,64.9,92.7,34.71,0.0724,0.62,{"v":14,"d":"14.00"}]
["July",8,"9AM to 10AM",9,"July 8, 2019 9:00","2019-07-08T09:00:00",{"v":86,"d":"86.0"},70.3,{"v":63,"d":"63.0"},86.4,{"v":34.2,"d":"34.20"},0.0722,0.58,14.03]
["July",8,"1PM to 2PM",13,"July 8, 2019 13:00","2019-07-08T13:00:00",89.1,71.8,{"v":64,"d":"64.0"},89.8,35.49,0.0717,{"v":0.6,"d":"0.60"},14.12]
["July",8,"5PM to 6PM",17,"July 8, 2019 17:00","2019-07-08T17:00:00",{"v":82,"d":"82.0"},70.3,64.9,92.7,34.22,0.0727,0.62,13.94]
["July",8,"8PM to 9PM",20,"July 8, 2019 20:00","2019-07-08T20:00:00",{"v":77,"d":"77.0"},68.2,{"v":64,"d":"64.0"},89.8,32.53,0.0734,{"v":0.6,"d":"0.60"},13.81]
["July",8,"11PM to 12AM",23,"July 8, 2019 23:00","2019-07-08T23:00:00",{"v":75,"d":"75.0"},68.2,64.9,92.7,{"v":32.5,"d":"32.50"},0.0736,0.62,13.76]
["July",9,"3AM to 4AM",3,"July 9, 2019 3:00","2019-07-09T03:00:00",{"v":72,"d":"72.0"},67.9,{"v":66,"d":"66.0"},96.3,32.31,{"v":0.074,"d":"0.0740"},0.64,{"v":13.7,"d":"13.70"}]
["July",9,"6AM to 7AM",6,"July 9, 2019 6:00","2019-07-09T06:00:00",{"v":77,"d":"77.0"},71.4,69.1,107.3,35.27,0.0733,0.72,13.86]
["July",9,"9AM to 10AM",9,{"$f":"A4553&\" \"&B4553&\", \"&$D$5&\" \"&D4553&\":00\"","v":"July 9, 2019 9:00"},{"$f":"DATEVALUE(E4553)+TIMEVALUE(E4553)","v":"2019-07-09T09:00:00"},84.9,72.3,66.9,99.5,35.99,0.0722,0.67,14.04]
["July",9,"10AM to 11AM",{"$f":"IF(D4553+1>23,0,D4553+1)","v":10},"July 9, 2019 10:00","2019-07-09T10:00:00",{"v":88,"d":"88.0"},73.8,{"v":68,"d":"68.0"},103.3,37.35,0.0718,0.69,14.13]
["July",9,"2PM to 3PM",14,"July 9, 2019 14:00","2019-07-09T14:00:00",89.1,72.9,{"v":66,"d":"66.0"},96.3,36.52,0.0717,0.64,14.14]
["July",9,"6PM to 7PM",18,"July 9, 2019 18:00","2019-07-09T18:00:00",80.1,70.4,{"v":66,"d":"66.0"},96.3,{"v":34.3,"d":"34.30"},0.0729,0.64,13.91]
["July",9,"9PM to 10PM",21,"July 9, 2019 21:00","2019-07-09T21:00:00",{"v":79,"d":"79.0"},70.6,66.9,99.5,34.53,{"v":0.073,"d":"0.0730"},0.67,13.89]
["July",10,"12AM to 1AM",0,"July 10, 2019 0:00","2019-07-10",78.1,70.3,66.9,99.5,34.31,0.0732,0.67,13.86]
["July",10,"4AM to 5AM",4,"July 10, 2019 4:00","2019-07-10T04:00:00",78.1,71.7,69.1,107.3,35.54,0.0731,0.72,13.89]
["July",10,"7AM to 8AM",7,"July 10, 2019 7:00","2019-07-10T07:00:00",78.1,73.1,71.1,{"v":115,"d":"115.0"},36.74,0.0731,0.77,13.91]
["July",10,"10AM to 11AM",10,"July 10, 2019 10:00","2019-07-10T10:00:00",84.9,73.6,69.1,107.3,37.22,0.0722,0.72,14.06]
["July",10,"11AM to 12PM",11,"July 10, 2019 11:00","2019-07-10T11:00:00",89.1,74.1,{"v":68,"d":"68.0"},103.3,37.62,0.0717,0.69,14.16]
["July",10,"3PM to 4PM",15,"July 10, 2019 15:00","2019-07-10T15:00:00",{"v":86,"d":"86.0"},73.9,69.1,107.3,37.49,{"v":0.072,"d":"0.0720"},0.72,14.09]
["July",10,"7PM to 8PM",19,"July 10, 2019 19:00","2019-07-10T19:00:00",75.9,72.5,71.1,{"v":115,"d":"115.0"},36.21,0.0734,0.77,13.86]
["July",10,"10PM to 11PM",22,"July 10, 2019 22:00","2019-07-10T22:00:00",78.1,71.7,69.1,107.3,35.54,0.0731,0.72,13.89]
["July",11,"1AM to 2AM",1,"July 11, 2019 1:00","2019-07-11T01:00:00",78.1,{"v":71,"d":"71.0"},{"v":68,"d":"68.0"},103.3,34.91,0.0731,0.69,13.88]
["July",11,"5AM to 6AM",5,"July 11, 2019 5:00","2019-07-11T05:00:00",78.1,71.7,69.1,107.3,35.54,0.0731,0.72,13.89]
["July",11,"8AM to 9AM",8,"July 11, 2019 8:00","2019-07-11T08:00:00",82.9,71.7,66.9,99.5,{"v":35.5,"d":"35.50"},0.0725,0.67,13.99]
["July",11,"9AM to 10AM",9,"July 11, 2019 9:00","2019-07-11T09:00:00",84.9,72.3,66.9,99.5,35.99,0.0722,0.67,14.04]
["July",11,"12PM to 1PM",12,"July 11, 2019 12:00","2019-07-11T12:00:00",89.1,74.1,{"v":68,"d":"68.0"},103.3,37.62,0.0717,0.69,14.16]
["July",11,"4PM to 5PM",16,"July 11, 2019 16:00","2019-07-11T16:00:00",{"v":82,"d":"82.0"},71.5,66.9,99.5,35.28,0.0726,0.67,13.97]
["July",11,"8PM to 9PM",20,"July 11, 2019 20:00","2019-07-11T20:00:00",78.1,71.7,69.1,107.3,35.54,0.0731,0.72,13.89]
["July",11,"11PM to 12AM",23,"July 11, 2019 23:00","2019-07-11T23:00:00",{"v":77,"d":"77.0"},{"v":70,"d":"70.0"},66.9,99.5,34.04,0.0733,0.67,13.84]
["July",12,"2AM to 3AM",{"$f":"IF(D4617+1>23,0,D4617+1)","v":2},"July 12, 2019 2:00","2019-07-12T02:00:00",78.1,69.8,{"v":66,"d":"66.0"},96.3,33.82,0.0732,0.64,13.85]
["July",12,"6AM to 7AM",6,"July 12, 2019 6:00","2019-07-12T06:00:00",78.1,69.1,64.9,92.7,33.25,0.0732,0.62,13.84]
["July",12,"9AM to 10AM",9,"July 12, 2019 9:00","2019-07-12T09:00:00",{"v":86,"d":"86.0"},70.9,{"v":64,"d":"64.0"},89.8,34.74,0.0722,{"v":0.6,"d":"0.60"},14.04]
["July",12,"1PM to 2PM",13,"July 12, 2019 13:00","2019-07-12T13:00:00",{"v":88,"d":"88.0"},{"v":72,"d":"72.0"},64.9,92.7,35.68,0.0719,0.62,{"v":14.1,"d":"14.10"}]
["July",12,"2PM to 3PM",14,"July 12, 2019 14:00","2019-07-12T14:00:00",{"v":88,"d":"88.0"},{"v":72,"d":"72.0"},64.9,92.7,35.68,0.0719,0.62,{"v":14.1,"d":"14.10"}]
["July",12,"5PM to 6PM",17,"July 12, 2019 17:00","2019-07-12T17:00:00",{"v":82,"d":"82.0"},70.3,64.9,92.7,34.22,0.0727,0.62,13.94]
["July",12,"9PM to 10PM",21,"July 12, 2019 21:00","2019-07-12T21:00:00",{"v":77,"d":"77.0"},68.8,64.9,92.7,32.98,0.0733,0.62,13.82]
["July",13,"12AM to 1AM",0,"July 13, 2019 0:00","2019-07-13",75.9,70.4,{"v":68,"d":"68.0"},103.3,34.38,0.0734,0.69,13.82]
["July",13,"3AM to 4AM",3,"July 13, 2019 3:00","2019-07-13T03:00:00",73.9,69.1,66.9,99.5,33.29,0.0737,0.67,13.76]
["July",13,"7AM to 8AM",7,"July 13, 2019 7:00","2019-07-13T07:00:00",{"v":77,"d":"77.0"},70.7,{"v":68,"d":"68.0"},103.3,34.64,0.0733,0.69,13.85]
["July",13,"10AM to 11AM",10,"July 13, 2019 10:00","2019-07-13T10:00:00",{"v":86,"d":"86.0"},71.4,64.9,92.7,{"v":35.2,"d":"35.20"},0.0721,0.62,14.05]
["July",13,"2PM to 3PM",14,"July 13, 2019 14:00","2019-07-13T14:00:00",87.1,72.4,{"v":66,"d":"66.0"},96.3,36.03,{"v":0.072,"d":"0.0720"},0.64,14.09]
["July",13,"3PM to 4PM",15,"July 13, 2019 15:00","2019-07-13T15:00:00",{"v":86,"d":"86.0"},72.1,{"v":66,"d":"66.0"},96.3,35.77,0.0721,0.64,14.06]
["July",13,"6PM to 7PM",18,"July 13, 2019 18:00","2019-07-13T18:00:00",{"v":79,"d":"79.0"},70.6,66.9,99.5,34.53,{"v":0.073,"d":"0.0730"},0.67,13.89]
["July",13,"10PM to 11PM",22,"July 13, 2019 22:00","2019-07-13T22:00:00",78.1,70.3,66.9,99.5,34.31,0.0732,0.67,13.86]
["July",14,"1AM to 2AM",1,"July 14, 2019 1:00","2019-07-14T01:00:00",78.1,69.1,64.9,92.7,33.25,0.0732,0.62,13.84]
["July",14,"5AM to 6AM",5,"July 14, 2019 5:00","2019-07-14T05:00:00",{"v":77,"d":"77.0"},{"v":70,"d":"70.0"},66.9,99.5,34.04,0.0733,0.67,13.84]
["July",14,"8AM to 9AM",8,"July 14, 2019 8:00","2019-07-14T08:00:00",82.9,72.4,{"v":68,"d":"68.0"},103.3,36.11,0.0725,0.69,{"v":14,"d":"14.00"}]
["July",14,"11AM to 12PM",11,"July 14, 2019 11:00","2019-07-14T11:00:00",87.1,73.6,{"v":68,"d":"68.0"},103.3,37.13,0.0719,0.69,14.11]
["July",14,"1PM to 2PM",13,"July 14, 2019 13:00","2019-07-14T13:00:00",87.1,74.2,69.1,107.3,37.76,0.0719,0.72,14.12]
["July",14,"4PM to 5PM",16,"July 14, 2019 16:00","2019-07-14T16:00:00",82.9,73.1,69.1,107.3,36.74,0.0725,0.72,14.01]
["July",14,"7PM to 8PM",19,"July 14, 2019 19:00","2019-07-14T19:00:00",{"v":79,"d":"79.0"},{"v":72,"d":"72.0"},69.1,107.3,35.76,{"v":0.073,"d":"0.0730"},0.72,13.91]
["July",14,"11PM to 12AM",23,"July 14, 2019 23:00","2019-07-14T23:00:00",75.9,72.5,71.1,{"v":115,"d":"115.0"},36.21,0.0734,0.77,13.86]
["July",15,"2AM to 3AM",2,"July 15, 2019 2:00","2019-07-15T02:00:00",75.9,71.1,69.1,107.3,{"v":35,"d":"35.00"},0.0734,0.72,13.83]
["July",15,"6AM to 7AM",6,"July 15, 2019 6:00","2019-07-15T06:00:00",78.1,{"v":71,"d":"71.0"},{"v":68,"d":"68.0"},103.3,34.91,0.0731,0.69,13.88]
["July",15,"9AM to 10AM",9,"July 15, 2019 9:00","2019-07-15T09:00:00",{"v":84,"d":"84.0"},73.4,69.1,107.3,{"v":37,"d":"37.00"},0.0723,0.72,14.04]
["July",15,"12PM to 1PM",12,"July 15, 2019 12:00","2019-07-15T12:00:00",{"v":88,"d":"88.0"},74.5,69.1,107.3,37.98,0.0718,0.72,14.14]
["July",15,"2PM to 3PM",14,"July 15, 2019 14:00","2019-07-15T14:00:00",{"v":88,"d":"88.0"},73.8,{"v":68,"d":"68.0"},103.3,37.35,0.0718,0.69,14.13]
["July",15,"5PM to 6PM",17,"July 15, 2019 17:00","2019-07-15T17:00:00",82.9,73.1,69.1,107.3,36.74,0.0725,0.72,14.01]
["July",15,"9PM to 10PM",21,"July 15, 2019 21:00","2019-07-15T21:00:00",78.1,73.1,71.1,{"v":115,"d":"115.0"},36.74,0.0731,0.77,13.91]
["July",16,"12AM to 1AM",0,"July 16, 2019 0:00","2019-07-16",{"v":79,"d":"79.0"},71.3,{"v":68,"d":"68.0"},103.3,35.13,{"v":0.073,"d":"0.0730"},0.69,{"v":13.9,"d":"13.90"}]
["July",16,"3AM to 4AM",3,"July 16, 2019 3:00","2019-07-16T03:00:00",{"v":77,"d":"77.0"},{"v":70,"d":"70.0"},66.9,99.5,34.04,0.0733,0.67,13.84]
["July",16,"7AM to 8AM",7,"July 16, 2019 7:00","2019-07-16T07:00:00",80.1,70.4,{"v":66,"d":"66.0"},96.3,{"v":34.3,"d":"34.30"},0.0729,0.64,13.91]
["July",16,"9AM to 10AM",9,"July 16, 2019 9:00","2019-07-16T09:00:00",84.9,71.8,{"v":66,"d":"66.0"},96.3,{"v":35.5,"d":"35.50"},0.0723,0.64,14.03]
["July",16,"2PM to 3PM",14,"July 16, 2019 14:00","2019-07-16T14:00:00",{"v":88,"d":"88.0"},73.8,{"v":68,"d":"68.0"},103.3,37.35,0.0718,0.69,14.13]
["July",16,"3PM to 4PM",15,"July 16, 2019 15:00","2019-07-16T15:00:00",{"v":86,"d":"86.0"},73.3,{"v":68,"d":"68.0"},103.3,36.86,0.0721,0.69,14.08]
["July",16,"6PM to 7PM",18,"July 16, 2019 18:00","2019-07-16T18:00:00",80.1,71.6,{"v":68,"d":"68.0"},103.3,{"v":35.4,"d":"35.40"},0.0729,0.69,13.93]
["July",16,"10PM to 11PM",22,"July 16, 2019 22:00","2019-07-16T22:00:00",78.1,70.3,66.9,99.5,34.31,0.0732,0.67,13.86]
["July",17,"1AM to 2AM",1,"July 17, 2019 1:00","2019-07-17T01:00:00",78.1,70.3,66.9,99.5,34.31,0.0732,0.67,13.86]
["July",17,"4AM to 5AM",4,"July 17, 2019 4:00","2019-07-17T04:00:00",75.9,70.4,{"v":68,"d":"68.0"},103.3,34.38,0.0734,0.69,13.82]
["July",17,"8AM to 9AM",8,"July 17, 2019 8:00","2019-07-17T08:00:00",{"v":84,"d":"84.0"},{"v":74,"d":"74.0"},{"v":70,"d":"70.0"},110.8,37.54,0.0723,0.74,14.05]
["July",17,"10AM to 11AM",{"$f":"IF(D4745+1>23,0,D4745+1)","v":10},"July 17, 2019 10:00","2019-07-17T10:00:00",87.1,74.2,69.1,107.3,37.76,0.0719,0.72,14.12]
["July",17,"3PM to 4PM",15,"July 17, 2019 15:00","2019-07-17T15:00:00",{"v":84,"d":"84.0"},73.4,69.1,107.3,{"v":37,"d":"37.00"},0.0723,0.72,14.04]
["July",17,"4PM to 5PM",16,"July 17, 2019 16:00","2019-07-17T16:00:00",82.9,71.2,{"v":66,"d":"66.0"},96.3,35.01,0.0725,0.64,13.98]
["July",17,"7PM to 8PM",19,"July 17, 2019 19:00","2019-07-17T19:00:00",{"v":79,"d":"79.0"},70.6,66.9,99.5,34.53,{"v":0.073,"d":"0.0730"},0.67,13.89]
["July",17,"11PM to 12AM",23,"July 17, 2019 23:00","2019-07-17T23:00:00",78.1,69.8,{"v":66,"d":"66.0"},96.3,33.82,0.0732,0.64,13.85]
["July",18,"2AM to 3AM",2,"July 18, 2019 2:00","2019-07-18T02:00:00",{"v":77,"d":"77.0"},68.8,64.9,92.7,32.98,0.0733,0.62,13.82]
["July",18,"5AM to 6AM",5,"July 18, 2019 5:00","2019-07-18T05:00:00",78.1,68.5,{"v":64,"d":"64.0"},89.8,32.79,0.0732,{"v":0.6,"d":"0.60"},13.83]
["July",18,"7AM to 8AM",7,"July 18, 2019 7:00","2019-07-18T07:00:00",{"v":81,"d":"81.0"},68.8,{"v":63,"d":"63.0"},86.4,32.96,0.0728,0.58,{"v":13.9,"d":"13.90"}]
["July",18,"1PM to 2PM",13,"July 18, 2019 13:00","2019-07-18T13:00:00",{"v":84,"d":"84.0"},70.3,{"v":64,"d":"64.0"},89.8,34.25,0.0724,{"v":0.6,"d":"0.60"},13.99]
["July",18,"2PM to 3PM",14,"July 18, 2019 14:00","2019-07-18T14:00:00",84.9,70.6,{"v":64,"d":"64.0"},89.8,34.47,0.0723,{"v":0.6,"d":"0.60"},14.01]
["July",18,"5PM to 6PM",17,"July 18, 2019 17:00","2019-07-18T17:00:00",80.1,69.1,{"v":64,"d":"64.0"},89.8,33.28,0.0729,{"v":0.6,"d":"0.60"},13.88]
["July",18,"8PM to 9PM",20,"July 18, 2019 20:00","2019-07-18T20:00:00",78.1,68.5,{"v":64,"d":"64.0"},89.8,32.79,0.0732,{"v":0.6,"d":"0.60"},13.83]
["July",19,"12AM to 1AM",0,"July 19, 2019 0:00","2019-07-19",{"v":75,"d":"75.0"},69.4,66.9,99.5,33.55,0.0736,0.67,13.78]
["July",19,"3AM to 4AM",3,"July 19, 2019 3:00","2019-07-19T03:00:00",{"v":75,"d":"75.0"},68.8,{"v":66,"d":"66.0"},96.3,33.06,0.0736,0.64,13.78]
["July",19,"6AM to 7AM",6,"July 19, 2019 6:00","2019-07-19T06:00:00",{"v":77,"d":"77.0"},{"v":70,"d":"70.0"},66.9,99.5,34.04,0.0733,0.67,13.84]
["July",19,"8AM to 9AM",8,"July 19, 2019 8:00","2019-07-19T08:00:00",82.9,71.7,66.9,99.5,{"v":35.5,"d":"35.50"},0.0725,0.67,13.99]
["July",19,"2PM to 3PM",14,"July 19, 2019 14:00","2019-07-19T14:00:00",{"v":86,"d":"86.0"},73.3,{"v":68,"d":"68.0"},103.3,36.86,0.0721,0.69,14.08]
["July",19,"3PM to 4PM",15,"July 19, 2019 15:00","2019-07-19T15:00:00",{"v":84,"d":"84.0"},72.7,{"v":68,"d":"68.0"},103.3,36.38,0.0723,0.69,14.03]
["July",19,"6PM to 7PM",18,"July 19, 2019 18:00","2019-07-19T18:00:00",{"v":79,"d":"79.0"},72.6,{"v":70,"d":"70.0"},110.8,{"v":36.3,"d":"36.30"},{"v":0.073,"d":"0.0730"},0.74,13.92]
["July",19,"9PM to 10PM",21,"July 19, 2019 21:00","2019-07-19T21:00:00",{"v":77,"d":"77.0"},73.4,{"v":72,"d":"72.0"},118.7,37.05,0.0732,0.79,{"v":13.9,"d":"13.90"}]
["July",20,"1AM to 2AM",1,{"$f":"A4809&\" \"&B4809&\", \"&$D$5&\" \"&D4809&\":00\"","v":"July 20, 2019 1:00"},{"$f":"DATEVALUE(E4809)+TIMEVALUE(E4809)","v":"2019-07-20T01:00:00"},78.1,73.1,71.1,{"v":115,"d":"115.0"},36.74,0.0731,0.77,13.91]
["July",20,"4AM to 5AM",4,"July 20, 2019 4:00","2019-07-20T04:00:00",78.1,73.7,{"v":72,"d":"72.0"},118.7,37.32,{"v":0.073,"d":"0.0730"},0.79,13.92]
["July",20,"9AM to 10AM",9,"July 20, 2019 9:00","2019-07-20T09:00:00",78.1,75.1,73.9,127.1,38.63,{"v":0.073,"d":"0.0730"},0.85,13.95]
["July",20,"12PM to 1PM",12,"July 20, 2019 12:00","2019-07-20T12:00:00",78.1,74.4,{"v":73,"d":"73.0"},123.2,38.02,{"v":0.073,"d":"0.0730"},0.82,13.94]
["July",20,"3PM to 4PM",15,"July 20, 2019 15:00","2019-07-20T15:00:00",{"v":79,"d":"79.0"},73.3,71.1,{"v":115,"d":"115.0"},36.96,0.0729,0.77,13.94]
["July",20,"4PM to 5PM",16,"July 20, 2019 16:00","2019-07-20T16:00:00",{"v":79,"d":"79.0"},74.7,{"v":73,"d":"73.0"},123.2,38.25,0.0729,0.82,13.96]
["July",20,"7PM to 8PM",19,"July 20, 2019 19:00","2019-07-20T19:00:00",75.9,73.1,{"v":72,"d":"72.0"},118.7,36.78,0.0733,0.79,13.87]
["July",20,"10PM to 11PM",22,"July 20, 2019 22:00","2019-07-20T22:00:00",73.9,73.3,{"v":73,"d":"73.0"},123.2,{"v":37,"d":"37.00"},0.0736,0.82,13.83]
["July",21,"2AM to 3AM",2,"July 21, 2019 2:00","2019-07-21T02:00:00",{"v":75,"d":"75.0"},72.8,{"v":72,"d":"72.0"},118.7,36.56,0.0735,0.79,13.84]
["July",21,"5AM to 6AM",5,"July 21, 2019 5:00","2019-07-21T05:00:00",{"v":75,"d":"75.0"},72.8,{"v":72,"d":"72.0"},118.7,36.56,0.0735,0.79,13.84]
["July",21,"10AM to 11AM",10,"July 21, 2019 10:00","2019-07-21T10:00:00",{"v":82,"d":"82.0"},75.5,{"v":73,"d":"73.0"},123.2,39.01,0.0725,0.82,14.04]
["July",21,"1PM to 2PM",13,"July 21, 2019 13:00","2019-07-21T13:00:00",{"v":86,"d":"86.0"},75.8,{"v":72,"d":"72.0"},118.7,39.28,{"v":0.072,"d":"0.0720"},0.79,14.13]
["July",21,"4PM to 5PM",16,"July 21, 2019 16:00","2019-07-21T16:00:00",{"v":84,"d":"84.0"},{"v":74,"d":"74.0"},{"v":70,"d":"70.0"},110.8,37.54,0.0723,0.74,14.05]
["July",21,"5PM to 6PM",17,"July 21, 2019 17:00","2019-07-21T17:00:00",{"v":82,"d":"82.0"},74.1,71.1,{"v":115,"d":"115.0"},37.72,0.0725,0.77,14.01]
["July",21,"8PM to 9PM",20,"July 21, 2019 20:00","2019-07-21T20:00:00",{"v":79,"d":"79.0"},72.6,{"v":70,"d":"70.0"},110.8,{"v":36.3,"d":"36.30"},{"v":0.073,"d":"0.0730"},0.74,13.92]
["July",21,"11PM to 12AM",23,"July 21, 2019 23:00","2019-07-21T23:00:00",{"v":79,"d":"79.0"},72.6,{"v":70,"d":"70.0"},110.8,{"v":36.3,"d":"36.30"},{"v":0.073,"d":"0.0730"},0.74,13.92]
["July",22,"3AM to 4AM",3,"July 22, 2019 3:00","2019-07-22T03:00:00",78.1,72.3,{"v":70,"d":"70.0"},110.8,36.08,0.0731,0.74,{"v":13.9,"d":"13.90"}]
["July",22,"7AM to 8AM",7,"July 22, 2019 7:00","2019-07-22T07:00:00",{"v":79,"d":"79.0"},66.5,60.1,77.8,31.14,0.0732,0.52,13.82]
["July",22,"11AM to 12PM",11,"July 22, 2019 11:00","2019-07-22T11:00:00",{"v":84,"d":"84.0"},74.7,71.1,{"v":115,"d":"115.0"},38.21,0.0723,0.77,14.07]
["July",22,"2PM to 3PM",14,"July 22, 2019 14:00","2019-07-22T14:00:00",{"v":82,"d":"82.0"},74.7,{"v":72,"d":"72.0"},118.7,{"v":38.3,"d":"38.30"},0.0725,0.79,14.03]
["July",22,"5PM to 6PM",17,{"$f":"A4873&\" \"&B4873&\", \"&$D$5&\" \"&D4873&\":00\"","v":"July 22, 2019 17:00"},{"$f":"DATEVALUE(E4873)+TIMEVALUE(E4873)","v":"2019-07-22T17:00:00"},78.1,74.4,{"v":73,"d":"73.0"},123.2,38.02,{"v":0.073,"d":"0.0730"},0.82,13.94]
["July",22,"6PM to 7PM",{"$f":"IF(D4873+1>23,0,D4873+1)","v":18},"July 22, 2019 18:00","2019-07-22T18:00:00",78.1,75.1,73.9,127.1,38.63,{"v":0.073,"d":"0.0730"},0.85,13.95]
["July",22,"9PM to 10PM",21,"July 22, 2019 21:00","2019-07-22T21:00:00",78.1,73.7,{"v":72,"d":"72.0"},118.7,37.32,{"v":0.073,"d":"0.0730"},0.79,13.92]
["July",23,"1AM to 2AM",1,"July 23, 2019 1:00","2019-07-23T01:00:00",78.1,73.1,71.1,{"v":115,"d":"115.0"},36.74,0.0731,0.77,13.91]
["July",23,"4AM to 5AM",4,"July 23, 2019 4:00","2019-07-23T04:00:00",{"v":77,"d":"77.0"},72.8,71.1,{"v":115,"d":"115.0"},36.47,0.0732,0.77,13.88]
["July",23,"8AM to 9AM",8,"July 23, 2019 8:00","2019-07-23T08:00:00",{"v":82,"d":"82.0"},74.1,71.1,{"v":115,"d":"115.0"},37.72,0.0725,0.77,14.01]
["July",23,"12PM to 1PM",12,"July 23, 2019 12:00","2019-07-23T12:00:00",84.9,74.9,71.1,{"v":115,"d":"115.0"},38.43,0.0721,0.77,14.09]
["July",23,"3PM to 4PM",15,"July 23, 2019 15:00","2019-07-23T15:00:00",{"v":84,"d":"84.0"},{"v":74,"d":"74.0"},{"v":70,"d":"70.0"},110.8,37.54,0.0723,0.74,14.05]
["July",23,"6PM to 7PM",18,"July 23, 2019 18:00","2019-07-23T18:00:00",80.1,72.3,69.1,107.3,36.03,0.0728,0.72,13.94]
["July",23,"7PM to 8PM",19,"July 23, 2019 19:00","2019-07-23T19:00:00",{"v":79,"d":"79.0"},72.6,{"v":70,"d":"70.0"},110.8,{"v":36.3,"d":"36.30"},{"v":0.073,"d":"0.0730"},0.74,13.92]
["July",23,"10PM to 11PM",22,"July 23, 2019 22:00","2019-07-23T22:00:00",78.1,72.3,{"v":70,"d":"70.0"},110.8,36.08,0.0731,0.74,{"v":13.9,"d":"13.90"}]
["July",24,"2AM to 3AM",2,"July 24, 2019 2:00","2019-07-24T02:00:00",75.9,69.7,66.9,99.5,33.77,0.0734,0.67,13.81]
["July",24,"5AM to 6AM",5,"July 24, 2019 5:00","2019-07-24T05:00:00",75.9,69.7,66.9,99.5,33.77,0.0734,0.67,13.81]
["July",24,"9AM to 10AM",9,"July 24, 2019 9:00","2019-07-24T09:00:00",84.9,71.8,{"v":66,"d":"66.0"},96.3,{"v":35.5,"d":"35.50"},0.0723,0.64,14.03]
["July",24,"1PM to 2PM",13,"July 24, 2019 13:00","2019-07-24T13:00:00",87.1,71.2,{"v":64,"d":"64.0"},89.8,{"v":35,"d":"35.00"},{"v":0.072,"d":"0.0720"},{"v":0.6,"d":"0.60"},14.07]
["July",24,"4PM to 5PM",16,"July 24, 2019 16:00","2019-07-24T16:00:00",{"v":84,"d":"84.0"},70.9,64.9,92.7,34.71,0.0724,0.62,{"v":14,"d":"14.00"}]
["July",24,"7PM to 8PM",19,"July 24, 2019 19:00","2019-07-24T19:00:00",78.1,69.1,64.9,92.7,33.25,0.0732,0.62,13.84]
["July",24,"8PM to 9PM",20,"July 24, 2019 20:00","2019-07-24T20:00:00",{"v":77,"d":"77.0"},68.8,64.9,92.7,32.98,0.0733,0.62,13.82]
["July",24,"11PM to 12AM",23,"July 24, 2019 23:00","2019-07-24T23:00:00",75.9,69.1,{"v":66,"d":"66.0"},96.3,33.29,0.0735,0.64,{"v":13.8,"d":"13.80"}]
["July",25,"3AM to 4AM",3,"July 25, 2019 3:00","2019-07-25T03:00:00",{"v":75,"d":"75.0"},68.8,{"v":66,"d":"66.0"},96.3,33.06,0.0736,0.64,13.78]
["July",25,"6AM to 7AM",6,"July 25, 2019 6:00","2019-07-25T06:00:00",{"v":75,"d":"75.0"},70.1,{"v":68,"d":"68.0"},103.3,34.16,0.0735,0.69,{"v":13.8,"d":"13.80"}]
["July",25,"10AM to 11AM",{"$f":"IF(D4937+1>23,0,D4937+1)","v":10},"July 25, 2019 10:00","2019-07-25T10:00:00",84.9,71.8,{"v":66,"d":"66.0"},96.3,{"v":35.5,"d":"35.50"},0.0723,0.64,14.03]
["July",25,"2PM to 3PM",14,"July 25, 2019 14:00","2019-07-25T14:00:00",{"v":86,"d":"86.0"},70.3,{"v":63,"d":"63.0"},86.4,{"v":34.2,"d":"34.20"},0.0722,0.58,14.03]
["July",25,"5PM to 6PM",17,"July 25, 2019 17:00","2019-07-25T17:00:00",{"v":82,"d":"82.0"},70.3,64.9,92.7,34.22,0.0727,0.62,13.94]
["July",25,"6PM to 7PM",18,"July 25, 2019 18:00","2019-07-25T18:00:00",80.1,70.4,{"v":66,"d":"66.0"},96.3,{"v":34.3,"d":"34.30"},0.0729,0.64,13.91]
["July",25,"9PM to 10PM",21,"July 25, 2019 21:00","2019-07-25T21:00:00",75.9,69.7,66.9,99.5,33.77,0.0734,0.67,13.81]
["July",26,"12AM to 1AM",0,"July 26, 2019 0:00","2019-07-26",73.9,69.1,66.9,99.5,33.29,0.0737,0.67,13.76]
["July",26,"3AM to 4AM",3,"July 26, 2019 3:00","2019-07-26T03:00:00",73.9,69.8,{"v":68,"d":"68.0"},103.3,33.89,0.0737,0.69,13.77]
["July",26,"8AM to 9AM",8,"July 26, 2019 8:00","2019-07-26T08:00:00",{"v":82,"d":"82.0"},72.2,{"v":68,"d":"68.0"},103.3,35.89,0.0726,0.69,13.98]
["July",26,"11AM to 12PM",11,"July 26, 2019 11:00","2019-07-26T11:00:00",87.1,72.4,{"v":66,"d":"66.0"},96.3,36.03,{"v":0.072,"d":"0.0720"},0.64,14.09]
["July",26,"3PM to 4PM",15,"July 26, 2019 15:00","2019-07-26T15:00:00",{"v":86,"d":"86.0"},72.6,66.9,99.5,36.26,0.0721,0.67,14.07]
["July",26,"6PM to 7PM",18,"July 26, 2019 18:00","2019-07-26T18:00:00",{"v":79,"d":"79.0"},70.6,66.9,99.5,34.53,{"v":0.073,"d":"0.0730"},0.67,13.89]
["July",26,"7PM to 8PM",19,"July 26, 2019 19:00","2019-07-26T19:00:00",78.1,70.3,66.9,99.5,34.31,0.0732,0.67,13.86]
["July",26,"10PM to 11PM",22,"July 26, 2019 22:00","2019-07-26T22:00:00",{"v":77,"d":"77.0"},{"v":70,"d":"70.0"},66.9,99.5,34.04,0.0733,0.67,13.84]
["July",27,"1AM to 2AM",1,"July 27, 2019 1:00","2019-07-27T01:00:00",75.9,69.7,66.9,99.5,33.77,0.0734,0.67,13.81]
["July",27,"4AM to 5AM",4,"July 27, 2019 4:00","2019-07-27T04:00:00",{"v":75,"d":"75.0"},70.1,{"v":68,"d":"68.0"},103.3,34.16,0.0735,0.69,{"v":13.8,"d":"13.80"}]
["July",27,"9AM to 10AM",9,"July 27, 2019 9:00","2019-07-27T09:00:00",{"v":86,"d":"86.0"},72.1,{"v":66,"d":"66.0"},96.3,35.77,0.0721,0.64,14.06]
["July",27,"1PM to 2PM",13,"July 27, 2019 13:00","2019-07-27T13:00:00",87.1,72.9,66.9,99.5,36.52,{"v":0.072,"d":"0.0720"},0.67,{"v":14.1,"d":"14.10"}]
["July",27,"4PM to 5PM",16,"July 27, 2019 16:00","2019-07-27T16:00:00",{"v":84,"d":"84.0"},71.5,{"v":66,"d":"66.0"},96.3,35.28,0.0724,0.64,14.01]
["July",27,"7PM to 8PM",19,"July 27, 2019 19:00","2019-07-27T19:00:00",78.1,70.3,66.9,99.5,34.31,0.0732,0.67,13.86]
["July",27,"8PM to 9PM",20,"July 27, 2019 20:00","2019-07-27T20:00:00",78.1,70.3,66.9,99.5,34.31,0.0732,0.67,13.86]
["July",27,"11PM to 12AM",23,"July 27, 2019 23:00","2019-07-27T23:00:00",75.9,71.1,69.1,107.3,{"v":35,"d":"35.00"},0.0734,0.72,13.83]
["July",28,"5AM to 6AM",5,"July 28, 2019 5:00","2019-07-28T05:00:00",{"v":75,"d":"75.0"},70.1,{"v":68,"d":"68.0"},103.3,34.16,0.0735,0.69,{"v":13.8,"d":"13.80"}]
["July",28,"7AM to 8AM",7,"July 28, 2019 7:00","2019-07-28T07:00:00",80.1,71.6,{"v":68,"d":"68.0"},103.3,{"v":35.4,"d":"35.40"},0.0729,0.69,13.93]
["July",28,"10AM to 11AM",10,"July 28, 2019 10:00","2019-07-28T10:00:00",84.9,72.3,66.9,99.5,35.99,0.0722,0.67,14.04]
["July",28,"2PM to 3PM",14,"July 28, 2019 14:00","2019-07-28T14:00:00",{"v":86,"d":"86.0"},73.3,{"v":68,"d":"68.0"},103.3,36.86,0.0721,0.69,14.08]
["July",28,"5PM to 6PM",17,"July 28, 2019 17:00","2019-07-28T17:00:00",80.1,70.9,66.9,99.5,34.79,0.0729,0.67,13.91]
["July",28,"8PM to 9PM",20,"July 28, 2019 20:00","2019-07-28T20:00:00",78.1,69.8,{"v":66,"d":"66.0"},96.3,33.82,0.0732,0.64,13.85]
["July",28,"9PM to 10PM",21,"July 28, 2019 21:00","2019-07-28T21:00:00",{"v":77,"d":"77.0"},69.4,{"v":66,"d":"66.0"},96.3,33.55,0.0733,0.64,13.83]
["July",29,"12AM to 1AM",0,"July 29, 2019 0:00","2019-07-29",75.9,69.7,66.9,99.5,33.77,0.0734,0.67,13.81]
["July",29,"6AM to 7AM",6,"July 29, 2019 6:00","2019-07-29T06:00:00",75.9,70.4,{"v":68,"d":"68.0"},103.3,34.38,0.0734,0.69,13.82]
["July",29,"8AM to 9AM",8,"July 29, 2019 8:00","2019-07-29T08:00:00",{"v":82,"d":"82.0"},72.2,{"v":68,"d":"68.0"},103.3,35.89,0.0726,0.69,13.98]
["July",29,"11AM to 12PM",11,"July 29, 2019 11:00","2019-07-29T11:00:00",{"v":86,"d":"86.0"},72.1,{"v":66,"d":"66.0"},96.3,35.77,0.0721,0.64,14.06]
["July",29,"3PM to 4PM",15,"July 29, 2019 15:00","2019-07-29T15:00:00",{"v":84,"d":"84.0"},71.5,{"v":66,"d":"66.0"},96.3,35.28,0.0724,0.64,14.01]
["July",29,"6PM to 7PM",18,"July 29, 2019 18:00","2019-07-29T18:00:00",{"v":79,"d":"79.0"},70.6,66.9,99.5,34.53,{"v":0.073,"d":"0.0730"},0.67,13.89]
["July",29,"9PM to 10PM",21,"July 29, 2019 21:00","2019-07-29T21:00:00",{"v":77,"d":"77.0"},68.8,64.9,92.7,32.98,0.0733,0.62,13.82]
["July",29,"10PM to 11PM",22,"July 29, 2019 22:00","2019-07-29T22:00:00",{"v":77,"d":"77.0"},69.4,{"v":66,"d":"66.0"},96.3,33.55,0.0733,0.64,13.83]
["July",30,"3AM to 4AM",3,"July 30, 2019 3:00","2019-07-30T03:00:00",75.9,67.9,{"v":64,"d":"64.0"},89.8,32.26,0.0735,{"v":0.6,"d":"0.60"},13.78]
["July",30,"6AM to 7AM",6,"July 30, 2019 6:00","2019-07-30T06:00:00",75.9,69.1,{"v":66,"d":"66.0"},96.3,33.29,0.0735,0.64,{"v":13.8,"d":"13.80"}]
["July",30,"9AM to 10AM",9,"July 30, 2019 9:00","2019-07-30T09:00:00",84.9,71.8,{"v":66,"d":"66.0"},96.3,{"v":35.5,"d":"35.50"},0.0723,0.64,14.03]
["July",30,"12PM to 1PM",12,"July 30, 2019 12:00","2019-07-30T12:00:00",{"v":88,"d":"88.0"},70.4,62.1,83.6,34.26,0.0719,0.56,14.07]
["July",30,"4PM to 5PM",16,"July 30, 2019 16:00","2019-07-30T16:00:00",{"v":84,"d":"84.0"},69.7,{"v":63,"d":"63.0"},86.4,33.72,0.0724,0.58,13.98]
["July",30,"7PM to 8PM",19,"July 30, 2019 19:00","2019-07-30T19:00:00",78.1,68.5,{"v":64,"d":"64.0"},89.8,32.79,0.0732,{"v":0.6,"d":"0.60"},13.83]
["July",30,"10PM to 11PM",22,"July 30, 2019 22:00","2019-07-30T22:00:00",{"v":77,"d":"77.0"},68.2,{"v":64,"d":"64.0"},89.8,32.53,0.0734,{"v":0.6,"d":"0.60"},13.81]
["July",30,"11PM to 12AM",23,"July 30, 2019 23:00","2019-07-30T23:00:00",{"v":77,"d":"77.0"},68.2,{"v":64,"d":"64.0"},89.8,32.53,0.0734,{"v":0.6,"d":"0.60"},13.81]
["July",31,"4AM to 5AM",4,"July 31, 2019 4:00","2019-07-31T04:00:00",{"v":75,"d":"75.0"},68.2,64.9,92.7,{"v":32.5,"d":"32.50"},0.0736,0.62,13.76]
["July",31,"7AM to 8AM",7,"July 31, 2019 7:00","2019-07-31T07:00:00",{"v":79,"d":"79.0"},70.6,66.9,99.5,34.53,{"v":0.073,"d":"0.0730"},0.67,13.89]
["July",31,"10AM to 11AM",10,"July 31, 2019 10:00","2019-07-31T10:00:00",{"v":84,"d":"84.0"},72.1,66.9,99.5,35.77,0.0724,0.67,14.02]
["July",31,"1PM to 2PM",13,"July 31, 2019 13:00","2019-07-31T13:00:00",87.1,71.7,64.9,92.7,35.46,{"v":0.072,"d":"0.0720"},0.62,14.07]
["July",31,"5PM to 6PM",17,"July 31, 2019 17:00","2019-07-31T17:00:00",{"v":82,"d":"82.0"},70.3,64.9,92.7,34.22,0.0727,0.62,13.94]
["July",31,"8PM to 9PM",20,"July 31, 2019 20:00","2019-07-31T20:00:00",{"v":77,"d":"77.0"},{"v":70,"d":"70.0"},66.9,99.5,34.04,0.0733,0.67,13.84]
["July",31,"9PM to 10PM",21,"July 31, 2019 21:00","2019-07-31T21:00:00",76.8,70.2,67.3,100.7,34.19,0.0733,0.67,13.84]
["August",1,"1AM to 2AM",1,"August 1, 2019 1:00","2019-08-01T01:00:00",76.3,70.9,68.5,105.3,34.78,0.0734,{"v":0.7,"d":"0.70"},13.84]
["August",1,"4AM to 5AM",4,"August 1, 2019 4:00","2019-08-01T04:00:00",75.9,71.1,69.1,107.3,{"v":35,"d":"35.00"},0.0734,0.72,13.83]
["August",1,"8AM to 9AM",8,"August 1, 2019 8:00","2019-08-01T08:00:00",{"v":81,"d":"81.0"},73.9,71.1,{"v":115,"d":"115.0"},37.45,0.0727,0.77,13.99]
["August",1,"11AM to 12PM",11,"August 1, 2019 11:00","2019-08-01T11:00:00",89.1,74.8,69.1,107.3,38.25,0.0716,0.72,14.17]
["August",1,"2PM to 3PM",14,"August 1, 2019 14:00","2019-08-01T14:00:00",{"v":88,"d":"88.0"},74.5,69.1,107.3,37.98,0.0718,0.72,14.14]
["August",1,"6PM to 7PM",18,"August 1, 2019 18:00","2019-08-01T18:00:00",80.1,72.9,{"v":70,"d":"70.0"},110.8,36.56,0.0728,0.74,13.95]
["August",1,"9PM to 10PM",21,"August 1, 2019 21:00","2019-08-01T21:00:00",78.1,73.7,{"v":72,"d":"72.0"},118.7,37.32,{"v":0.073,"d":"0.0730"},0.79,13.92]
["August",1,"10PM to 11PM",22,"August 1, 2019 22:00","2019-08-01T22:00:00",75.9,73.8,{"v":73,"d":"73.0"},123.2,37.49,0.0733,0.82,13.88]
["August",2,"2AM to 3AM",2,"August 2, 2019 2:00","2019-08-02T02:00:00",78.1,71.7,69.1,107.3,35.54,0.0731,0.72,13.89]
["August",2,"5AM to 6AM",5,"August 2, 2019 5:00","2019-08-02T05:00:00",75.9,70.4,{"v":68,"d":"68.0"},103.3,34.38,0.0734,0.69,13.82]
["August",2,"9AM to 10AM",9,{"$f":"A5129&\" \"&B5129&\", \"&$D$5&\" \"&D5129&\":00\"","v":"August 2, 2019 9:00"},{"$f":"DATEVALUE(E5129)+TIMEVALUE(E5129)","v":"2019-08-02T09:00:00"},{"v":86,"d":"86.0"},72.1,{"v":66,"d":"66.0"},96.3,35.77,0.0721,0.64,14.06]
["August",2,"12PM to 1PM",12,"August 2, 2019 12:00","2019-08-02T12:00:00",{"v":88,"d":"88.0"},70.9,{"v":63,"d":"63.0"},86.4,34.69,0.0719,0.58,14.08]
["August",2,"3PM to 4PM",15,"August 2, 2019 15:00","2019-08-02T15:00:00",87.1,70.1,62.1,83.6,34.04,{"v":0.072,"d":"0.0720"},0.56,14.05]
["August",2,"7PM to 8PM",19,"August 2, 2019 19:00","2019-08-02T19:00:00",{"v":79,"d":"79.0"},70.6,66.9,99.5,34.53,{"v":0.073,"d":"0.0730"},0.67,13.89]
["August",2,"10PM to 11PM",22,"August 2, 2019 22:00","2019-08-02T22:00:00",78.1,68.5,{"v":64,"d":"64.0"},89.8,32.79,0.0732,{"v":0.6,"d":"0.60"},13.83]
["August",2,"11PM to 12AM",23,"August 2, 2019 23:00","2019-08-02T23:00:00",78.1,69.1,64.9,92.7,33.25,0.0732,0.62,13.84]
["August",3,"3AM to 4AM",3,"August 3, 2019 3:00","2019-08-03T03:00:00",{"v":75,"d":"75.0"},69.4,66.9,99.5,33.55,0.0736,0.67,13.78]
["August",3,"6AM to 7AM",6,"August 3, 2019 6:00","2019-08-03T06:00:00",75.9,69.7,66.9,99.5,33.77,0.0734,0.67,13.81]
["August",3,"10AM to 11AM",10,"August 3, 2019 10:00","2019-08-03T10:00:00",82.9,73.1,69.1,107.3,36.74,0.0725,0.72,14.01]
["August",3,"1PM to 2PM",13,"August 3, 2019 13:00","2019-08-03T13:00:00",84.9,73.6,69.1,107.3,37.22,0.0722,0.72,14.06]
["August",3,"5PM to 6PM",17,"August 3, 2019 17:00","2019-08-03T17:00:00",{"v":81,"d":"81.0"},70.6,{"v":66,"d":"66.0"},96.3,34.53,0.0728,0.64,13.93]
["August",3,"8PM to 9PM",20,"August 3, 2019 20:00","2019-08-03T20:00:00",75.9,70.4,{"v":68,"d":"68.0"},103.3,34.38,0.0734,0.69,13.82]
["August",3,"11PM to 12AM",23,"August 3, 2019 23:00","2019-08-03T23:00:00",{"v":75,"d":"75.0"},70.1,{"v":68,"d":"68.0"},103.3,34.16,0.0735,0.69,{"v":13.8,"d":"13.80"}]
["August",4,"12AM to 1AM",0,"August 4, 2019 0:00","2019-08-04",{"v":75,"d":"75.0"},70.1,{"v":68,"d":"68.0"},103.3,34.16,0.0735,0.69,{"v":13.8,"d":"13.80"}]
["August",4,"4AM to 5AM",4,"August 4, 2019 4:00","2019-08-04T04:00:00",73.9,69.8,{"v":68,"d":"68.0"},103.3,33.89,0.0737,0.69,13.77]
["August",4,"7AM to 8AM",7,"August 4, 2019 7:00","2019-08-04T07:00:00",{"v":77,"d":"77.0"},71.4,69.1,107.3,35.27,0.0733,0.72,13.86]
["August",4,"11AM to 12PM",11,"August 4, 2019 11:00","2019-08-04T11:00:00",87.1,71.2,{"v":64,"d":"64.0"},89.8,{"v":35,"d":"35.00"},{"v":0.072,"d":"0.0720"},{"v":0.6,"d":"0.60"},14.07]
["August",4,"2PM to 3PM",14,"August 4, 2019 14:00","2019-08-04T14:00:00",87.1,72.4,{"v":66,"d":"66.0"},96.3,36.03,{"v":0.072,"d":"0.0720"},0.64,14.09]
["August",4,"6PM to 7PM",18,"August 4, 2019 18:00","2019-08-04T18:00:00",{"v":79,"d":"79.0"},{"v":70,"d":"70.0"},{"v":66,"d":"66.0"},96.3,34.04,0.0731,0.64,13.88]
["August",4,"9PM to 10PM",21,"August 4, 2019 21:00","2019-08-04T21:00:00",78.1,69.8,{"v":66,"d":"66.0"},96.3,33.82,0.0732,0.64,13.85]
["August",5,"1AM to 2AM",1,{"$f":"A5193&\" \"&B5193&\", \"&$D$5&\" \"&D5193&\":00\"","v":"August 5, 2019 1:00"},{"$f":"DATEVALUE(E5193)+TIMEVALUE(E5193)","v":"2019-08-05T01:00:00"},75.9,71.1,69.1,107.3,{"v":35,"d":"35.00"},0.0734,0.72,13.83]
["August",5,"2AM to 3AM",{"$f":"IF(D5193+1>23,0,D5193+1)","v":2},"August 5, 2019 2:00","2019-08-05T02:00:00",75.9,70.4,{"v":68,"d":"68.0"},103.3,34.38,0.0734,0.69,13.82]
["August",5,"5AM to 6AM",5,"August 5, 2019 5:00","2019-08-05T05:00:00",75.9,69.7,66.9,99.5,33.77,0.0734,0.67,13.81]
["August",5,"8AM to 9AM",8,"August 5, 2019 8:00","2019-08-05T08:00:00",{"v":84,"d":"84.0"},71.5,{"v":66,"d":"66.0"},96.3,35.28,0.0724,0.64,14.01]
["August",5,"12PM to 1PM",12,"August 5, 2019 12:00","2019-08-05T12:00:00",{"v":86,"d":"86.0"},70.9,{"v":64,"d":"64.0"},89.8,34.74,0.0722,{"v":0.6,"d":"0.60"},14.04]
["August",5,"3PM to 4PM",15,"August 5, 2019 15:00","2019-08-05T15:00:00",{"v":86,"d":"86.0"},72.1,{"v":66,"d":"66.0"},96.3,35.77,0.0721,0.64,14.06]
["August",5,"7PM to 8PM",19,"August 5, 2019 19:00","2019-08-05T19:00:00",78.1,69.1,64.9,92.7,33.25,0.0732,0.62,13.84]
["August",5,"10PM to 11PM",22,"August 5, 2019 22:00","2019-08-05T22:00:00",{"v":77,"d":"77.0"},68.2,{"v":64,"d":"64.0"},89.8,32.53,0.0734,{"v":0.6,"d":"0.60"},13.81]
["August",6,"2AM to 3AM",2,"August 6, 2019 2:00","2019-08-06T02:00:00",75.9,68.4,64.9,92.7,32.72,0.0735,0.62,13.79]
["August",6,"3AM to 4AM",3,"August 6, 2019 3:00","2019-08-06T03:00:00",75.9,68.4,64.9,92.7,32.72,0.0735,0.62,13.79]
["August",6,"6AM to 7AM",6,"August 6, 2019 6:00","2019-08-06T06:00:00",73.9,69.8,{"v":68,"d":"68.0"},103.3,33.89,0.0737,0.69,13.77]
["August",6,"10AM to 11AM",10,"August 6, 2019 10:00","2019-08-06T10:00:00",{"v":84,"d":"84.0"},73.4,69.1,107.3,{"v":37,"d":"37.00"},0.0723,0.72,14.04]
["August",6,"1PM to 2PM",13,"August 6, 2019 13:00","2019-08-06T13:00:00",84.9,{"v":73,"d":"73.0"},{"v":68,"d":"68.0"},103.3,{"v":36.6,"d":"36.60"},0.0722,0.69,14.05]
["August",6,"4PM to 5PM",16,"August 6, 2019 16:00","2019-08-06T16:00:00",{"v":81,"d":"81.0"},71.2,66.9,99.5,35.01,0.0728,0.67,13.94]
["August",6,"8PM to 9PM",20,"August 6, 2019 20:00","2019-08-06T20:00:00",78.1,69.8,{"v":66,"d":"66.0"},96.3,33.82,0.0732,0.64,13.85]
["August",6,"11PM to 12AM",23,"August 6, 2019 23:00","2019-08-06T23:00:00",{"v":77,"d":"77.0"},68.8,64.9,92.7,32.98,0.0733,0.62,13.82]
["August",7,"3AM to 4AM",3,"August 7, 2019 3:00","2019-08-07T03:00:00",75.9,68.4,64.9,92.7,32.72,0.0735,0.62,13.79]
["August",7,"4AM to 5AM",4,"August 7, 2019 4:00","2019-08-07T04:00:00",75.9,68.4,64.9,92.7,32.72,0.0735,0.62,13.79]
["August",7,"7AM to 8AM",7,"August 7, 2019 7:00","2019-08-07T07:00:00",80.1,69.7,64.9,92.7,33.74,0.0729,0.62,13.89]
["August",7,"11AM to 12PM",11,"August 7, 2019 11:00","2019-08-07T11:00:00",89.1,71.8,{"v":64,"d":"64.0"},89.8,35.49,0.0717,{"v":0.6,"d":"0.60"},14.12]
["August",7,"2PM to 3PM",14,"August 7, 2019 14:00","2019-08-07T14:00:00",89.1,73.5,66.9,99.5,37.01,0.0717,0.67,14.15]
["August",7,"5PM to 6PM",17,{"$f":"A5257&\" \"&B5257&\", \"&$D$5&\" \"&D5257&\":00\"","v":"August 7, 2019 17:00"},{"$f":"DATEVALUE(E5257)+TIMEVALUE(E5257)","v":"2019-08-07T17:00:00"},{"v":84,"d":"84.0"},73.4,69.1,107.3,{"v":37,"d":"37.00"},0.0723,0.72,14.04]
["August",7,"9PM to 10PM",21,"August 7, 2019 21:00","2019-08-07T21:00:00",{"v":77,"d":"77.0"},73.4,{"v":72,"d":"72.0"},118.7,37.05,0.0732,0.79,{"v":13.9,"d":"13.90"}]
["August",8,"12AM to 1AM",0,"August 8, 2019 0:00","2019-08-08",{"v":79,"d":"79.0"},{"v":72,"d":"72.0"},69.1,107.3,35.76,{"v":0.073,"d":"0.0730"},0.72,13.91]
["August",8,"2AM to 3AM",2,"August 8, 2019 2:00","2019-08-08T02:00:00",{"v":79,"d":"79.0"},{"v":72,"d":"72.0"},69.1,107.3,35.76,{"v":0.073,"d":"0.0730"},0.72,13.91]
["August",8,"5AM to 6AM",5,"August 8, 2019 5:00","2019-08-08T05:00:00",78.1,71.7,69.1,107.3,35.54,0.0731,0.72,13.89]
["August",8,"8AM to 9AM",8,"August 8, 2019 8:00","2019-08-08T08:00:00",84.9,72.3,66.9,99.5,35.99,0.0722,0.67,14.04]
["August",8,"12PM to 1PM",12,"August 8, 2019 12:00","2019-08-08T12:00:00",82.9,73.1,69.1,107.3,36.74,0.0725,0.72,14.01]
["August",8,"3PM to 4PM",15,"August 8, 2019 15:00","2019-08-08T15:00:00",{"v":86,"d":"86.0"},73.3,{"v":68,"d":"68.0"},103.3,36.86,0.0721,0.69,14.08]
["August",8,"6PM to 7PM",18,"August 8, 2019 18:00","2019-08-08T18:00:00",80.1,72.3,69.1,107.3,36.03,0.0728,0.72,13.94]
["August",8,"9PM to 10PM",21,"August 8, 2019 21:00","2019-08-08T21:00:00",78.1,{"v":71,"d":"71.0"},{"v":68,"d":"68.0"},103.3,34.91,0.0731,0.69,13.88]
["August",9,"2AM to 3AM",2,"August 9, 2019 2:00","2019-08-09T02:00:00",{"v":79,"d":"79.0"},70.6,66.9,99.5,34.53,{"v":0.073,"d":"0.0730"},0.67,13.89]
["August",9,"3AM to 4AM",3,"August 9, 2019 3:00","2019-08-09T03:00:00",78.1,70.3,66.9,99.5,34.31,0.0732,0.67,13.86]
["August",9,"6AM to 7AM",6,"August 9, 2019 6:00","2019-08-09T06:00:00",78.1,71.7,69.1,107.3,35.54,0.0731,0.72,13.89]
["August",9,"9AM to 10AM",9,"August 9, 2019 9:00","2019-08-09T09:00:00",87.1,73.6,{"v":68,"d":"68.0"},103.3,37.13,0.0719,0.69,14.11]
["August",9,"1PM to 2PM",13,"August 9, 2019 13:00","2019-08-09T13:00:00",{"v":88,"d":"88.0"},73.8,{"v":68,"d":"68.0"},103.3,37.35,0.0718,0.69,14.13]
["August",9,"4PM to 5PM",16,"August 9, 2019 16:00","2019-08-09T16:00:00",84.9,{"v":73,"d":"73.0"},{"v":68,"d":"68.0"},103.3,{"v":36.6,"d":"36.60"},0.0722,0.69,14.05]
["August",9,"7PM to 8PM",19,"August 9, 2019 19:00","2019-08-09T19:00:00",{"v":79,"d":"79.0"},{"v":72,"d":"72.0"},69.1,107.3,35.76,{"v":0.073,"d":"0.0730"},0.72,13.91]
["August",9,"10PM to 11PM",22,"August 9, 2019 22:00","2019-08-09T22:00:00",{"v":77,"d":"77.0"},70.7,{"v":68,"d":"68.0"},103.3,34.64,0.0733,0.69,13.85]
["August",10,"3AM to 4AM",3,"August 10, 2019 3:00","2019-08-10T03:00:00",75.9,69.7,66.9,99.5,33.77,0.0734,0.67,13.81]
["August",10,"4AM to 5AM",4,"August 10, 2019 4:00","2019-08-10T04:00:00",75.9,69.7,66.9,99.5,33.77,0.0734,0.67,13.81]
["August",10,"7AM to 8AM",7,"August 10, 2019 7:00","2019-08-10T07:00:00",{"v":82,"d":"82.0"},71.5,66.9,99.5,35.28,0.0726,0.67,13.97]
["August",10,"10AM to 11AM",{"$f":"IF(D5321+1>23,0,D5321+1)","v":10},"August 10, 2019 10:00","2019-08-10T10:00:00",{"v":86,"d":"86.0"},72.1,{"v":66,"d":"66.0"},96.3,35.77,0.0721,0.64,14.06]
["August",10,"2PM to 3PM",14,"August 10, 2019 14:00","2019-08-10T14:00:00",89.1,72.3,64.9,92.7,35.95,0.0717,0.62,14.13]
["August",10,"5PM to 6PM",17,"August 10, 2019 17:00","2019-08-10T17:00:00",82.9,71.2,{"v":66,"d":"66.0"},96.3,35.01,0.0725,0.64,13.98]
["August",10,"7PM to 8PM",19,"August 10, 2019 19:00","2019-08-10T19:00:00",78.1,69.8,{"v":66,"d":"66.0"},96.3,33.82,0.0732,0.64,13.85]
["August",11,"1AM to 2AM",1,"August 11, 2019 1:00","2019-08-11T01:00:00",{"v":77,"d":"77.0"},{"v":70,"d":"70.0"},66.9,99.5,34.04,0.0733,0.67,13.84]
["August",11,"4AM to 5AM",4,"August 11, 2019 4:00","2019-08-11T04:00:00",{"v":72,"d":"72.0"},68.5,66.9,99.5,{"v":32.8,"d":"32.80"},{"v":0.074,"d":"0.0740"},0.67,13.71]
["August",11,"5AM to 6AM",5,"August 11, 2019 5:00","2019-08-11T05:00:00",{"v":73,"d":"73.0"},68.8,66.9,99.5,33.06,0.0738,0.67,13.73]
["August",11,"8AM to 9AM",8,"August 11, 2019 8:00","2019-08-11T08:00:00",{"v":81,"d":"81.0"},72.5,69.1,107.3,36.25,0.0727,0.72,13.96]
["August",11,"11AM to 12PM",11,"August 11, 2019 11:00","2019-08-11T11:00:00",87.1,73.6,{"v":68,"d":"68.0"},103.3,37.13,0.0719,0.69,14.11]
["August",11,"3PM to 4PM",15,"August 11, 2019 15:00","2019-08-11T15:00:00",89.1,74.8,69.1,107.3,38.25,0.0716,0.72,14.17]
["August",11,"6PM to 7PM",18,"August 11, 2019 18:00","2019-08-11T18:00:00",{"v":81,"d":"81.0"},73.1,{"v":70,"d":"70.0"},110.8,36.79,0.0727,0.74,13.97]
["August",11,"8PM to 9PM",20,"August 11, 2019 20:00","2019-08-11T20:00:00",78.1,73.1,71.1,{"v":115,"d":"115.0"},36.74,0.0731,0.77,13.91]
["August",12,"2AM to 3AM",2,"August 12, 2019 2:00","2019-08-12T02:00:00",78.1,{"v":71,"d":"71.0"},{"v":68,"d":"68.0"},103.3,34.91,0.0731,0.69,13.88]
["August",12,"5AM to 6AM",5,"August 12, 2019 5:00","2019-08-12T05:00:00",{"v":77,"d":"77.0"},70.7,{"v":68,"d":"68.0"},103.3,34.64,0.0733,0.69,13.85]
["August",12,"6AM to 7AM",6,"August 12, 2019 6:00","2019-08-12T06:00:00",{"v":77,"d":"77.0"},70.7,{"v":68,"d":"68.0"},103.3,34.64,0.0733,0.69,13.85]
["August",12,"9AM to 10AM",9,"August 12, 2019 9:00","2019-08-12T09:00:00",{"v":86,"d":"86.0"},73.3,{"v":68,"d":"68.0"},103.3,36.86,0.0721,0.69,14.08]
["August",12,"12PM to 1PM",12,"August 12, 2019 12:00","2019-08-12T12:00:00",89.1,72.3,64.9,92.7,35.95,0.0717,0.62,14.13]
["August",12,"4PM to 5PM",16,"August 12, 2019 16:00","2019-08-12T16:00:00",84.9,71.8,{"v":66,"d":"66.0"},96.3,{"v":35.5,"d":"35.50"},0.0723,0.64,14.03]
["August",12,"9PM to 10PM",21,"August 12, 2019 21:00","2019-08-12T21:00:00",78.1,70.3,66.9,99.5,34.31,0.0732,0.67,13.86]
["August",13,"12AM to 1AM",0,"August 13, 2019 0:00","2019-08-13",{"v":77,"d":"77.0"},{"v":70,"d":"70.0"},66.9,99.5,34.04,0.0733,0.67,13.84]
["August",13,"3AM to 4AM",3,"August 13, 2019 3:00","2019-08-13T03:00:00",{"v":75,"d":"75.0"},70.8,69.1,107.3,34.78,0.0735,0.72,13.81]
["August",13,"6AM to 7AM",6,"August 13, 2019 6:00","2019-08-13T06:00:00",{"v":75,"d":"75.0"},70.8,69.1,107.3,34.78,0.0735,0.72,13.81]
["August",13,"7AM to 8AM",7,"August 13, 2019 7:00","2019-08-13T07:00:00",{"v":79,"d":"79.0"},71.3,{"v":68,"d":"68.0"},103.3,35.13,{"v":0.073,"d":"0.0730"},0.69,{"v":13.9,"d":"13.90"}]
["August",13,"10AM to 11AM",10,"August 13, 2019 10:00","2019-08-13T10:00:00",{"v":88,"d":"88.0"},72.6,{"v":66,"d":"66.0"},96.3,36.25,0.0719,0.64,14.11]
["August",13,"2PM to 3PM",14,"August 13, 2019 14:00","2019-08-13T14:00:00",{"v":86,"d":"86.0"},70.9,{"v":64,"d":"64.0"},89.8,34.74,0.0722,{"v":0.6,"d":"0.60"},14.04]
["August",13,"5PM to 6PM",17,"August 13, 2019 17:00","2019-08-13T17:00:00",{"v":82,"d":"82.0"},70.9,{"v":66,"d":"66.0"},96.3,34.79,0.0726,0.64,13.96]
["August",13,"10PM to 11PM",22,"August 13, 2019 22:00","2019-08-13T22:00:00",{"v":77,"d":"77.0"},{"v":70,"d":"70.0"},66.9,99.5,34.04,0.0733,0.67,13.84]
["August",14,"1AM to 2AM",1,"August 14, 2019 1:00","2019-08-14T01:00:00",{"v":77,"d":"77.0"},69.4,{"v":66,"d":"66.0"},96.3,33.55,0.0733,0.64,13.83]
["August",14,"4AM to 5AM",4,"August 14, 2019 4:00","2019-08-14T04:00:00",{"v":75,"d":"75.0"},68.8,{"v":66,"d":"66.0"},96.3,33.06,0.0736,0.64,13.78]
["August",14,"7AM to 8AM",7,"August 14, 2019 7:00","2019-08-14T07:00:00",80.1,70.9,66.9,99.5,34.79,0.0729,0.67,13.91]
["August",14,"8AM to 9AM",8,"August 14, 2019 8:00","2019-08-14T08:00:00",82.9,71.2,{"v":66,"d":"66.0"},96.3,35.01,0.0725,0.64,13.98]
["August",14,"11AM to 12PM",11,"August 14, 2019 11:00","2019-08-14T11:00:00",{"v":90,"d":"90.0"},72.6,64.9,92.7,36.17,0.0716,0.62,14.15]
["August",14,"3PM to 4PM",15,"August 14, 2019 15:00","2019-08-14T15:00:00",{"v":88,"d":"88.0"},{"v":72,"d":"72.0"},64.9,92.7,35.68,0.0719,0.62,{"v":14.1,"d":"14.10"}]
["August",14,"7PM to 8PM",19,"August 14, 2019 19:00","2019-08-14T19:00:00",{"v":79,"d":"79.0"},71.3,{"v":68,"d":"68.0"},103.3,35.13,{"v":0.073,"d":"0.0730"},0.69,{"v":13.9,"d":"13.90"}]
["August",14,"10PM to 11PM",22,"August 14, 2019 22:00","2019-08-14T22:00:00",75.9,70.4,{"v":68,"d":"68.0"},103.3,34.38,0.0734,0.69,13.82]
["August",15,"2AM to 3AM",2,"August 15, 2019 2:00","2019-08-15T02:00:00",75.9,70.4,{"v":68,"d":"68.0"},103.3,34.38,0.0734,0.69,13.82]
["August",15,"5AM to 6AM",5,"August 15, 2019 5:00","2019-08-15T05:00:00",75.9,69.7,66.9,99.5,33.77,0.0734,0.67,13.81]
["August",15,"6AM to 7AM",6,"August 15, 2019 6:00","2019-08-15T06:00:00",78.1,{"v":71,"d":"71.0"},{"v":68,"d":"68.0"},103.3,34.91,0.0731,0.69,13.88]
["August",15,"9AM to 10AM",9,"August 15, 2019 9:00","2019-08-15T09:00:00",{"v":84,"d":"84.0"},71.5,{"v":66,"d":"66.0"},96.3,35.28,0.0724,0.64,14.01]
["August",15,"12PM to 1PM",12,"August 15, 2019 12:00","2019-08-15T12:00:00",{"v":90,"d":"90.0"},{"v":72,"d":"72.0"},{"v":64,"d":"64.0"},89.8,35.71,0.0716,{"v":0.6,"d":"0.60"},14.14]
["August",15,"4PM to 5PM",16,"August 15, 2019 16:00","2019-08-15T16:00:00",{"v":82,"d":"82.0"},69.7,{"v":64,"d":"64.0"},89.8,33.76,0.0727,{"v":0.6,"d":"0.60"},13.94]
["August",15,"8PM to 9PM",20,"August 15, 2019 20:00","2019-08-15T20:00:00",{"v":77,"d":"77.0"},69.4,{"v":66,"d":"66.0"},96.3,33.55,0.0733,0.64,13.83]
["August",15,"11PM to 12AM",23,"August 15, 2019 23:00","2019-08-15T23:00:00",{"v":77,"d":"77.0"},70.7,{"v":68,"d":"68.0"},103.3,34.64,0.0733,0.69,13.85]
["August",16,"3AM to 4AM",3,"August 16, 2019 3:00","2019-08-16T03:00:00",{"v":75,"d":"75.0"},70.1,{"v":68,"d":"68.0"},103.3,34.16,0.0735,0.69,{"v":13.8,"d":"13.80"}]
["August",16,"6AM to 7AM",6,"August 16, 2019 6:00","2019-08-16T06:00:00",{"v":75,"d":"75.0"},71.5,{"v":70,"d":"70.0"},110.8,35.32,0.0735,0.74,13.82]
["August",16,"7AM to 8AM",7,"August 16, 2019 7:00","2019-08-16T07:00:00",78.1,72.3,{"v":70,"d":"70.0"},110.8,36.08,0.0731,0.74,{"v":13.9,"d":"13.90"}]
["August",16,"10AM to 11AM",10,"August 16, 2019 10:00","2019-08-16T10:00:00",{"v":86,"d":"86.0"},73.9,69.1,107.3,37.49,{"v":0.072,"d":"0.0720"},0.72,14.09]
["August",16,"1PM to 2PM",13,"August 16, 2019 13:00","2019-08-16T13:00:00",{"v":90,"d":"90.0"},73.2,{"v":66,"d":"66.0"},96.3,36.74,0.0716,0.64,14.16]
["August",16,"5PM to 6PM",17,"August 16, 2019 17:00","2019-08-16T17:00:00",82.9,71.2,{"v":66,"d":"66.0"},96.3,35.01,0.0725,0.64,13.98]
["August",16,"9PM to 10PM",21,"August 16, 2019 21:00","2019-08-16T21:00:00",78.1,69.8,{"v":66,"d":"66.0"},96.3,33.82,0.0732,0.64,13.85]
["August",17,"12AM to 1AM",0,"August 17, 2019 0:00","2019-08-17",75.9,70.4,{"v":68,"d":"68.0"},103.3,34.38,0.0734,0.69,13.82]
["August",17,"4AM to 5AM",4,"August 17, 2019 4:00","2019-08-17T04:00:00",{"v":73,"d":"73.0"},68.8,66.9,99.5,33.06,0.0738,0.67,13.73]
["August",17,"7AM to 8AM",7,"August 17, 2019 7:00","2019-08-17T07:00:00",80.1,71.6,{"v":68,"d":"68.0"},103.3,{"v":35.4,"d":"35.40"},0.0729,0.69,13.93]
["August",17,"8AM to 9AM",8,"August 17, 2019 8:00","2019-08-17T08:00:00",{"v":82,"d":"82.0"},72.2,{"v":68,"d":"68.0"},103.3,35.89,0.0726,0.69,13.98]
["August",17,"11AM to 12PM",11,"August 17, 2019 11:00","2019-08-17T11:00:00",89.1,73.5,66.9,99.5,37.01,0.0717,0.67,14.15]
["August",17,"2PM to 3PM",14,"August 17, 2019 14:00","2019-08-17T14:00:00",89.1,75.3,{"v":70,"d":"70.0"},110.8,38.79,0.0716,0.74,14.18]
["August",17,"6PM to 7PM",18,"August 17, 2019 18:00","2019-08-17T18:00:00",80.1,72.3,69.1,107.3,36.03,0.0728,0.72,13.94]
["August",17,"10PM to 11PM",22,"August 17, 2019 22:00","2019-08-17T22:00:00",{"v":75,"d":"75.0"},70.8,69.1,107.3,34.78,0.0735,0.72,13.81]
["August",18,"2AM to 3AM",2,"August 18, 2019 2:00","2019-08-18T02:00:00",{"v":72,"d":"72.0"},68.5,66.9,99.5,{"v":32.8,"d":"32.80"},{"v":0.074,"d":"0.0740"},0.67,13.71]
["August",18,"5AM to 6AM",5,"August 18, 2019 5:00","2019-08-18T05:00:00",{"v":70,"d":"70.0"},67.9,66.9,99.5,32.31,0.0743,0.67,13.66]
["August",18,"8AM to 9AM",8,"August 18, 2019 8:00","2019-08-18T08:00:00",82.9,72.4,{"v":68,"d":"68.0"},103.3,36.11,0.0725,0.69,{"v":14,"d":"14.00"}]
["August",18,"9AM to 10AM",9,{"$f":"A5513&\" \"&B5513&\", \"&$D$5&\" \"&D5513&\":00\"","v":"August 18, 2019 9:00"},{"$f":"DATEVALUE(E5513)+TIMEVALUE(E5513)","v":"2019-08-18T09:00:00"},{"v":86,"d":"86.0"},74.5,{"v":70,"d":"70.0"},110.8,38.03,{"v":0.072,"d":"0.0720"},0.74,{"v":14.1,"d":"14.10"}]
["August",18,"12PM to 1PM",12,"August 18, 2019 12:00","2019-08-18T12:00:00",{"v":88,"d":"88.0"},75.7,71.1,{"v":115,"d":"115.0"},39.19,0.0717,0.77,14.17]
["August",18,"3PM to 4PM",15,"August 18, 2019 15:00","2019-08-18T15:00:00",87.1,74.8,{"v":70,"d":"70.0"},110.8,{"v":38.3,"d":"38.30"},0.0719,0.74,14.13]
["August",18,"8PM to 9PM",20,"August 18, 2019 20:00","2019-08-18T20:00:00",{"v":79,"d":"79.0"},{"v":72,"d":"72.0"},69.1,107.3,35.76,{"v":0.073,"d":"0.0730"},0.72,13.91]
["August",18,"11PM to 12AM",23,"August 18, 2019 23:00","2019-08-18T23:00:00",75.9,70.4,{"v":68,"d":"68.0"},103.3,34.38,0.0734,0.69,13.82]
["August",19,"3AM to 4AM",3,"August 19, 2019 3:00","2019-08-19T03:00:00",73.9,70.5,69.1,107.3,34.52,0.0737,0.72,13.78]
["August",19,"6AM to 7AM",6,"August 19, 2019 6:00","2019-08-19T06:00:00",{"v":77,"d":"77.0"},72.8,71.1,{"v":115,"d":"115.0"},36.47,0.0732,0.77,13.88]
["August",19,"9AM to 10AM",9,"August 19, 2019 9:00","2019-08-19T09:00:00",{"v":86,"d":"86.0"},75.2,71.1,{"v":115,"d":"115.0"},{"v":38.7,"d":"38.70"},{"v":0.072,"d":"0.0720"},0.77,14.12]
["August",19,"10AM to 11AM",10,"August 19, 2019 10:00","2019-08-19T10:00:00",{"v":86,"d":"86.0"},76.5,{"v":73,"d":"73.0"},123.2,39.99,{"v":0.072,"d":"0.0720"},0.82,14.14]
["August",19,"1PM to 2PM",13,"August 19, 2019 13:00","2019-08-19T13:00:00",89.1,77.3,{"v":73,"d":"73.0"},123.2,40.75,0.0715,0.82,14.22]
["August",19,"4PM to 5PM",16,"August 19, 2019 16:00","2019-08-19T16:00:00",{"v":86,"d":"86.0"},76.5,{"v":73,"d":"73.0"},123.2,39.99,{"v":0.072,"d":"0.0720"},0.82,14.14]
["August",19,"9PM to 10PM",21,"August 19, 2019 21:00","2019-08-19T21:00:00",80.1,74.2,{"v":72,"d":"72.0"},118.7,37.81,0.0728,0.79,13.97]
["August",20,"12AM to 1AM",0,"August 20, 2019 0:00","2019-08-20",{"v":79,"d":"79.0"},73.3,71.1,{"v":115,"d":"115.0"},36.96,0.0729,0.77,13.94]
["August",20,"4AM to 5AM",4,"August 20, 2019 4:00","2019-08-20T04:00:00",{"v":77,"d":"77.0"},{"v":72,"d":"72.0"},{"v":70,"d":"70.0"},110.8,35.81,0.0732,0.74,13.87]
["August",20,"7AM to 8AM",7,"August 20, 2019 7:00","2019-08-20T07:00:00",{"v":82,"d":"82.0"},73.4,{"v":70,"d":"70.0"},110.8,37.05,0.0726,0.74,{"v":14,"d":"14.00"}]
["August",20,"10AM to 11AM",10,"August 20, 2019 10:00","2019-08-20T10:00:00",89.1,73.5,66.9,99.5,37.01,0.0717,0.67,14.15]
["August",20,"11AM to 12PM",11,"August 20, 2019 11:00","2019-08-20T11:00:00",{"v":90,"d":"90.0"},74.4,{"v":68,"d":"68.0"},103.3,37.84,0.0716,0.69,14.18]
["August",20,"5PM to 6PM",17,"August 20, 2019 17:00","2019-08-20T17:00:00",{"v":84,"d":"84.0"},72.1,66.9,99.5,35.77,0.0724,0.67,14.02]
["August",20,"7PM to 8PM",19,"August 20, 2019 19:00","2019-08-20T19:00:00",{"v":79,"d":"79.0"},{"v":70,"d":"70.0"},{"v":66,"d":"66.0"},96.3,34.04,0.0731,0.64,13.88]
["August",20,"10PM to 11PM",22,"August 20, 2019 22:00","2019-08-20T22:00:00",{"v":79,"d":"79.0"},{"v":70,"d":"70.0"},{"v":66,"d":"66.0"},96.3,34.04,0.0731,0.64,13.88]
["August",21,"1AM to 2AM",1,{"$f":"A5577&\" \"&B5577&\", \"&$D$5&\" \"&D5577&\":00\"","v":"August 21, 2019 1:00"},{"$f":"DATEVALUE(E5577)+TIMEVALUE(E5577)","v":"2019-08-21T01:00:00"},78.1,69.8,{"v":66,"d":"66.0"},96.3,33.82,0.0732,0.64,13.85]
["August",21,"5AM to 6AM",5,"August 21, 2019 5:00","2019-08-21T05:00:00",78.1,69.8,{"v":66,"d":"66.0"},96.3,33.82,0.0732,0.64,13.85]
["August",21,"8AM to 9AM",8,"August 21, 2019 8:00","2019-08-21T08:00:00",{"v":82,"d":"82.0"},71.5,66.9,99.5,35.28,0.0726,0.67,13.97]
["August",21,"11AM to 12PM",11,"August 21, 2019 11:00","2019-08-21T11:00:00",82.9,70.5,64.9,92.7,34.44,0.0725,0.62,13.97]
["August",21,"12PM to 1PM",12,"August 21, 2019 12:00","2019-08-21T12:00:00",84.9,70.6,{"v":64,"d":"64.0"},89.8,34.47,0.0723,{"v":0.6,"d":"0.60"},14.01]
["August",21,"6PM to 7PM",18,"August 21, 2019 18:00","2019-08-21T18:00:00",{"v":79,"d":"79.0"},70.6,66.9,99.5,34.53,{"v":0.073,"d":"0.0730"},0.67,13.89]
["August",21,"8PM to 9PM",20,"August 21, 2019 20:00","2019-08-21T20:00:00",78.1,69.8,{"v":66,"d":"66.0"},96.3,33.82,0.0732,0.64,13.85]
["August",21,"11PM to 12AM",23,"August 21, 2019 23:00","2019-08-21T23:00:00",{"v":77,"d":"77.0"},{"v":70,"d":"70.0"},66.9,99.5,34.04,0.0733,0.67,13.84]
["August",22,"2AM to 3AM",2,"August 22, 2019 2:00","2019-08-22T02:00:00",{"v":75,"d":"75.0"},70.1,{"v":68,"d":"68.0"},103.3,34.16,0.0735,0.69,{"v":13.8,"d":"13.80"}]
["August",22,"6AM to 7AM",6,"August 22, 2019 6:00","2019-08-22T06:00:00",{"v":77,"d":"77.0"},69.4,{"v":66,"d":"66.0"},96.3,33.55,0.0733,0.64,13.83]
["August",22,"9AM to 10AM",9,"August 22, 2019 9:00","2019-08-22T09:00:00",84.9,71.8,{"v":66,"d":"66.0"},96.3,{"v":35.5,"d":"35.50"},0.0723,0.64,14.03]
["August",22,"10AM to 11AM",10,"August 22, 2019 10:00","2019-08-22T10:00:00",87.1,71.7,64.9,92.7,35.46,{"v":0.072,"d":"0.0720"},0.62,14.07]
["August",22,"3PM to 4PM",15,"August 22, 2019 15:00","2019-08-22T15:00:00",{"v":84,"d":"84.0"},69.7,{"v":63,"d":"63.0"},86.4,33.72,0.0724,0.58,13.98]
["August",22,"5PM to 6PM",17,"August 22, 2019 17:00","2019-08-22T17:00:00",82.9,70.5,64.9,92.7,34.44,0.0725,0.62,13.97]
["August",22,"9PM to 10PM",21,"August 22, 2019 21:00","2019-08-22T21:00:00",{"v":75,"d":"75.0"},70.8,69.1,107.3,34.78,0.0735,0.72,13.81]
["August",23,"12AM to 1AM",0,"August 23, 2019 0:00","2019-08-23",{"v":77,"d":"77.0"},68.8,64.9,92.7,32.98,0.0733,0.62,13.82]
["August",23,"3AM to 4AM",3,"August 23, 2019 3:00","2019-08-23T03:00:00",{"v":77,"d":"77.0"},68.8,64.9,92.7,32.98,0.0733,0.62,13.82]
["August",23,"7AM to 8AM",7,"August 23, 2019 7:00","2019-08-23T07:00:00",{"v":81,"d":"81.0"},69.4,{"v":64,"d":"64.0"},89.8,{"v":33.5,"d":"33.50"},0.0728,{"v":0.6,"d":"0.60"},13.91]
["August",23,"10AM to 11AM",10,"August 23, 2019 10:00","2019-08-23T10:00:00",{"v":88,"d":"88.0"},71.5,{"v":64,"d":"64.0"},89.8,35.22,0.0719,{"v":0.6,"d":"0.60"},14.09]
["August",23,"11AM to 12PM",11,"August 23, 2019 11:00","2019-08-23T11:00:00",{"v":90,"d":"90.0"},{"v":71,"d":"71.0"},62.1,83.6,34.74,0.0717,0.56,14.12]
["August",23,"4PM to 5PM",16,"August 23, 2019 16:00","2019-08-23T16:00:00",84.9,70.6,{"v":64,"d":"64.0"},89.8,34.47,0.0723,{"v":0.6,"d":"0.60"},14.01]
["August",23,"6PM to 7PM",{"$f":"IF(D5641+1>23,0,D5641+1)","v":18},"August 23, 2019 18:00","2019-08-23T18:00:00",{"v":79,"d":"79.0"},68.8,{"v":64,"d":"64.0"},89.8,33.01,0.0731,{"v":0.6,"d":"0.60"},13.86]
["August",23,"10PM to 11PM",22,"August 23, 2019 22:00","2019-08-23T22:00:00",78.1,69.8,{"v":66,"d":"66.0"},96.3,33.82,0.0732,0.64,13.85]
["August",24,"1AM to 2AM",1,"August 24, 2019 1:00","2019-08-24T01:00:00",{"v":73,"d":"73.0"},67.5,64.9,92.7,32.01,0.0739,0.62,13.71]
["August",24,"4AM to 5AM",4,"August 24, 2019 4:00","2019-08-24T04:00:00",{"v":70,"d":"70.0"},{"v":66,"d":"66.0"},{"v":64,"d":"64.0"},89.8,{"v":30.8,"d":"30.80"},0.0743,{"v":0.6,"d":"0.60"},13.63]
["August",24,"8AM to 9AM",8,"August 24, 2019 8:00","2019-08-24T08:00:00",82.9,71.2,{"v":66,"d":"66.0"},96.3,35.01,0.0725,0.64,13.98]
["August",24,"11AM to 12PM",11,"August 24, 2019 11:00","2019-08-24T11:00:00",{"v":86,"d":"86.0"},72.6,66.9,99.5,36.26,0.0721,0.67,14.07]
["August",24,"1PM to 2PM",13,"August 24, 2019 13:00","2019-08-24T13:00:00",84.9,72.3,66.9,99.5,35.99,0.0722,0.67,14.04]
["August",24,"4PM to 5PM",16,"August 24, 2019 16:00","2019-08-24T16:00:00",{"v":81,"d":"81.0"},72.5,69.1,107.3,36.25,0.0727,0.72,13.96]
["August",24,"7PM to 8PM",19,"August 24, 2019 19:00","2019-08-24T19:00:00",78.1,72.3,{"v":70,"d":"70.0"},110.8,36.08,0.0731,0.74,{"v":13.9,"d":"13.90"}]
["August",24,"11PM to 12AM",23,"August 24, 2019 23:00","2019-08-24T23:00:00",73.9,71.9,71.1,{"v":115,"d":"115.0"},35.72,0.0736,0.77,13.81]
["August",25,"2AM to 3AM",2,"August 25, 2019 2:00","2019-08-25T02:00:00",{"v":72,"d":"72.0"},69.9,69.1,107.3,34.03,0.0739,0.72,13.73]
["August",25,"6AM to 7AM",6,"August 25, 2019 6:00","2019-08-25T06:00:00",{"v":73,"d":"73.0"},70.9,{"v":70,"d":"70.0"},110.8,34.83,0.0738,0.74,13.77]
["August",25,"9AM to 10AM",9,"August 25, 2019 9:00","2019-08-25T09:00:00",{"v":82,"d":"82.0"},71.5,66.9,99.5,35.28,0.0726,0.67,13.97]
["August",25,"12PM to 1PM",12,"August 25, 2019 12:00","2019-08-25T12:00:00",{"v":84,"d":"84.0"},74.7,71.1,{"v":115,"d":"115.0"},38.21,0.0723,0.77,14.07]
["August",25,"2PM to 3PM",14,"August 25, 2019 14:00","2019-08-25T14:00:00",84.9,73.6,69.1,107.3,37.22,0.0722,0.72,14.06]
["August",25,"5PM to 6PM",17,"August 25, 2019 17:00","2019-08-25T17:00:00",{"v":79,"d":"79.0"},{"v":72,"d":"72.0"},69.1,107.3,35.76,{"v":0.073,"d":"0.0730"},0.72,13.91]
["August",25,"8PM to 9PM",20,"August 25, 2019 20:00","2019-08-25T20:00:00",75.9,70.4,{"v":68,"d":"68.0"},103.3,34.38,0.0734,0.69,13.82]
["August",26,"12AM to 1AM",0,"August 26, 2019 0:00","2019-08-26",{"v":73,"d":"73.0"},69.5,{"v":68,"d":"68.0"},103.3,33.67,0.0738,0.69,13.75]
["August",26,"3AM to 4AM",3,"August 26, 2019 3:00","2019-08-26T03:00:00",{"v":70,"d":"70.0"},68.6,{"v":68,"d":"68.0"},103.3,32.91,0.0742,0.69,13.67]
["August",26,"7AM to 8AM",7,"August 26, 2019 7:00","2019-08-26T07:00:00",78.1,72.3,{"v":70,"d":"70.0"},110.8,36.08,0.0731,0.74,{"v":13.9,"d":"13.90"}]
["August",26,"10AM to 11AM",{"$f":"IF(D5705+1>23,0,D5705+1)","v":10},"August 26, 2019 10:00","2019-08-26T10:00:00",87.1,73.6,{"v":68,"d":"68.0"},103.3,37.13,0.0719,0.69,14.11]
["August",26,"11AM to 12PM",11,"August 26, 2019 11:00","2019-08-26T11:00:00",{"v":88,"d":"88.0"},73.8,{"v":68,"d":"68.0"},103.3,37.35,0.0718,0.69,14.13]
["August",26,"3PM to 4PM",15,"August 26, 2019 15:00","2019-08-26T15:00:00",87.1,74.8,{"v":70,"d":"70.0"},110.8,{"v":38.3,"d":"38.30"},0.0719,0.74,14.13]
["August",26,"6PM to 7PM",18,"August 26, 2019 18:00","2019-08-26T18:00:00",{"v":79,"d":"79.0"},73.3,71.1,{"v":115,"d":"115.0"},36.96,0.0729,0.77,13.94]
["August",26,"10PM to 11PM",22,"August 26, 2019 22:00","2019-08-26T22:00:00",{"v":79,"d":"79.0"},71.3,{"v":68,"d":"68.0"},103.3,35.13,{"v":0.073,"d":"0.0730"},0.69,{"v":13.9,"d":"13.90"}]
["August",27,"1AM to 2AM",1,"August 27, 2019 1:00","2019-08-27T01:00:00",78.1,72.3,{"v":70,"d":"70.0"},110.8,36.08,0.0731,0.74,{"v":13.9,"d":"13.90"}]
["August",27,"4AM to 5AM",4,"August 27, 2019 4:00","2019-08-27T04:00:00",78.1,{"v":71,"d":"71.0"},{"v":68,"d":"68.0"},103.3,34.91,0.0731,0.69,13.88]
["August",27,"8AM to 9AM",8,"August 27, 2019 8:00","2019-08-27T08:00:00",84.9,72.3,66.9,99.5,35.99,0.0722,0.67,14.04]
["August",27,"11AM to 12PM",11,"August 27, 2019 11:00","2019-08-27T11:00:00",89.1,72.3,64.9,92.7,35.95,0.0717,0.62,14.13]
["August",27,"12PM to 1PM",12,"August 27, 2019 12:00","2019-08-27T12:00:00",89.1,72.3,64.9,92.7,35.95,0.0717,0.62,14.13]
["August",27,"4PM to 5PM",16,"August 27, 2019 16:00","2019-08-27T16:00:00",84.9,72.3,66.9,99.5,35.99,0.0722,0.67,14.04]
["August",27,"7PM to 8PM",19,"August 27, 2019 19:00","2019-08-27T19:00:00",{"v":79,"d":"79.0"},{"v":70,"d":"70.0"},{"v":66,"d":"66.0"},96.3,34.04,0.0731,0.64,13.88]
["August",27,"11PM to 12AM",23,"August 27, 2019 23:00","2019-08-27T23:00:00",78.1,70.3,66.9,99.5,34.31,0.0732,0.67,13.86]
["August",28,"2AM to 3AM",2,"August 28, 2019 2:00","2019-08-28T02:00:00",{"v":77,"d":"77.0"},71.4,69.1,107.3,35.27,0.0733,0.72,13.86]
["August",28,"5AM to 6AM",5,"August 28, 2019 5:00","2019-08-28T05:00:00",75.9,71.7,{"v":70,"d":"70.0"},110.8,35.54,0.0734,0.74,13.84]
["August",28,"9AM to 10AM",9,"August 28, 2019 9:00","2019-08-28T09:00:00",84.9,73.6,69.1,107.3,37.22,0.0722,0.72,14.06]
["August",28,"1PM to 2PM",13,"August 28, 2019 13:00","2019-08-28T13:00:00",{"v":90,"d":"90.0"},73.2,{"v":66,"d":"66.0"},96.3,36.74,0.0716,0.64,14.16]
["August",28,"4PM to 5PM",16,"August 28, 2019 16:00","2019-08-28T16:00:00",84.9,{"v":73,"d":"73.0"},{"v":68,"d":"68.0"},103.3,{"v":36.6,"d":"36.60"},0.0722,0.69,14.05]
["August",28,"5PM to 6PM",17,"August 28, 2019 17:00","2019-08-28T17:00:00",82.9,73.1,69.1,107.3,36.74,0.0725,0.72,14.01]
["August",28,"8PM to 9PM",20,"August 28, 2019 20:00","2019-08-28T20:00:00",78.1,72.3,{"v":70,"d":"70.0"},110.8,36.08,0.0731,0.74,{"v":13.9,"d":"13.90"}]
["August",29,"12AM to 1AM",0,"August 29, 2019 0:00","2019-08-29",{"v":77,"d":"77.0"},70.7,{"v":68,"d":"68.0"},103.3,34.64,0.0733,0.69,13.85]
["August",29,"3AM to 4AM",3,"August 29, 2019 3:00","2019-08-29T03:00:00",{"v":77,"d":"77.0"},{"v":70,"d":"70.0"},66.9,99.5,34.04,0.0733,0.67,13.84]
["August",29,"6AM to 7AM",6,"August 29, 2019 6:00","2019-08-29T06:00:00",78.1,69.8,{"v":66,"d":"66.0"},96.3,33.82,0.0732,0.64,13.85]
["August",29,"10AM to 11AM",10,"August 29, 2019 10:00","2019-08-29T10:00:00",{"v":86,"d":"86.0"},71.4,64.9,92.7,{"v":35.2,"d":"35.20"},0.0721,0.62,14.05]
["August",29,"2PM to 3PM",14,"August 29, 2019 14:00","2019-08-29T14:00:00",{"v":88,"d":"88.0"},{"v":72,"d":"72.0"},64.9,92.7,35.68,0.0719,0.62,{"v":14.1,"d":"14.10"}]
["August",29,"3PM to 4PM",15,"August 29, 2019 15:00","2019-08-29T15:00:00",87.1,71.2,{"v":64,"d":"64.0"},89.8,{"v":35,"d":"35.00"},{"v":0.072,"d":"0.0720"},{"v":0.6,"d":"0.60"},14.07]
["August",29,"6PM to 7PM",18,"August 29, 2019 18:00","2019-08-29T18:00:00",{"v":79,"d":"79.0"},70.6,66.9,99.5,34.53,{"v":0.073,"d":"0.0730"},0.67,13.89]
["August",29,"9PM to 10PM",21,"August 29, 2019 21:00","2019-08-29T21:00:00",{"v":77,"d":"77.0"},70.7,{"v":68,"d":"68.0"},103.3,34.64,0.0733,0.69,13.85]
["August",30,"1AM to 2AM",1,"August 30, 2019 1:00","2019-08-30T01:00:00",75.9,69.7,66.9,99.5,33.77,0.0734,0.67,13.81]
["August",30,"4AM to 5AM",4,"August 30, 2019 4:00","2019-08-30T04:00:00",73.9,69.1,66.9,99.5,33.29,0.0737,0.67,13.76]
["August",30,"7AM to 8AM",7,"August 30, 2019 7:00","2019-08-30T07:00:00",80.1,69.7,64.9,92.7,33.74,0.0729,0.62,13.89]
["August",30,"11AM to 12PM",11,"August 30, 2019 11:00","2019-08-30T11:00:00",89.1,72.3,64.9,92.7,35.95,0.0717,0.62,14.13]
["August",30,"3PM to 4PM",15,"August 30, 2019 15:00","2019-08-30T15:00:00",{"v":86,"d":"86.0"},72.1,{"v":66,"d":"66.0"},96.3,35.77,0.0721,0.64,14.06]
["August",30,"4PM to 5PM",16,"August 30, 2019 16:00","2019-08-30T16:00:00",{"v":86,"d":"86.0"},72.1,{"v":66,"d":"66.0"},96.3,35.77,0.0721,0.64,14.06]
["August",30,"7PM to 8PM",19,"August 30, 2019 19:00","2019-08-30T19:00:00",78.1,{"v":71,"d":"71.0"},{"v":68,"d":"68.0"},103.3,34.91,0.0731,0.69,13.88]
["August",30,"10PM to 11PM",22,"August 30, 2019 22:00","2019-08-30T22:00:00",{"v":77,"d":"77.0"},{"v":70,"d":"70.0"},66.9,99.5,34.04,0.0733,0.67,13.84]
["August",31,"2AM to 3AM",2,"August 31, 2019 2:00","2019-08-31T02:00:00",75.9,69.7,66.9,99.5,33.77,0.0734,0.67,13.81]
["August",31,"5AM to 6AM",5,"August 31, 2019 5:00","2019-08-31T05:00:00",75.9,69.1,{"v":66,"d":"66.0"},96.3,33.29,0.0735,0.64,{"v":13.8,"d":"13.80"}]
["August",31,"8AM to 9AM",8,"August 31, 2019 8:00","2019-08-31T08:00:00",{"v":84,"d":"84.0"},71.5,{"v":66,"d":"66.0"},96.3,35.28,0.0724,0.64,14.01]
["August",31,"1PM to 2PM",13,"August 31, 2019 13:00","2019-08-31T13:00:00",89.1,71.8,{"v":64,"d":"64.0"},89.8,35.49,0.0717,{"v":0.6,"d":"0.60"},14.12]
["August",31,"4PM to 5PM",16,"August 31, 2019 16:00","2019-08-31T16:00:00",{"v":84,"d":"84.0"},70.9,64.9,92.7,34.71,0.0724,0.62,{"v":14,"d":"14.00"}]
["August",31,"5PM to 6PM",17,{"$f":"A5833&\" \"&B5833&\", \"&$D$5&\" \"&D5833&\":00\"","v":"August 31, 2019 17:00"},{"$f":"DATEVALUE(E5833)+TIMEVALUE(E5833)","v":"2019-08-31T17:00:00"},{"v":82,"d":"82.0"},70.9,{"v":66,"d":"66.0"},96.3,34.79,0.0726,0.64,13.96]
["August",31,"8PM to 9PM",20,"August 31, 2019 20:00","2019-08-31T20:00:00",78.1,69.1,64.9,92.7,33.25,0.0732,0.62,13.84]
["August",31,"11PM to 12AM",23,"August 31, 2019 23:00","2019-08-31T23:00:00",78.1,71.3,68.4,104.6,35.12,0.0731,{"v":0.7,"d":"0.70"},13.88]
["September",1,"3AM to 4AM",3,"September 1, 2019 3:00","2019-09-01T03:00:00",78.1,74.4,{"v":73,"d":"73.0"},123.2,38.02,{"v":0.073,"d":"0.0730"},0.82,13.94]
["September",1,"6AM to 7AM",6,"September 1, 2019 6:00","2019-09-01T06:00:00",{"v":79,"d":"79.0"},73.9,{"v":72,"d":"72.0"},118.7,37.54,0.0729,0.79,13.95]
["September",1,"9AM to 10AM",9,"September 1, 2019 9:00","2019-09-01T09:00:00",82.9,74.4,71.1,{"v":115,"d":"115.0"},37.94,0.0724,0.77,14.04]
["September",1,"2PM to 3PM",14,"September 1, 2019 14:00","2019-09-01T14:00:00",87.1,75.5,71.1,{"v":115,"d":"115.0"},38.97,0.0719,0.77,14.15]
["September",1,"5PM to 6PM",17,"September 1, 2019 17:00","2019-09-01T17:00:00",84.9,74.2,{"v":70,"d":"70.0"},110.8,37.76,0.0722,0.74,14.08]
["September",1,"6PM to 7PM",18,"September 1, 2019 18:00","2019-09-01T18:00:00",82.9,73.7,{"v":70,"d":"70.0"},110.8,37.28,0.0724,0.74,14.02]
["September",1,"9PM to 10PM",21,"September 1, 2019 21:00","2019-09-01T21:00:00",{"v":81,"d":"81.0"},73.9,71.1,{"v":115,"d":"115.0"},37.45,0.0727,0.77,13.99]
["September",2,"12AM to 1AM",0,"September 2, 2019 0:00","2019-09-02",80.1,73.6,71.1,{"v":115,"d":"115.0"},37.23,0.0728,0.77,13.96]
["September",2,"4AM to 5AM",4,"September 2, 2019 4:00","2019-09-02T04:00:00",75.9,71.7,{"v":70,"d":"70.0"},110.8,35.54,0.0734,0.74,13.84]
["September",2,"6AM to 7AM",6,"September 2, 2019 6:00","2019-09-02T06:00:00",78.1,72.3,{"v":70,"d":"70.0"},110.8,36.08,0.0731,0.74,{"v":13.9,"d":"13.90"}]
["September",2,"12PM to 1PM",12,"September 2, 2019 12:00","2019-09-02T12:00:00",91.9,74.3,66.9,99.5,37.72,0.0713,0.67,14.22]
["September",2,"3PM to 4PM",15,"September 2, 2019 15:00","2019-09-02T15:00:00",{"v":90,"d":"90.0"},{"v":75,"d":"75.0"},69.1,107.3,38.47,0.0715,0.72,{"v":14.2,"d":"14.20"}]
["September",2,"6PM to 7PM",18,"September 2, 2019 18:00","2019-09-02T18:00:00",{"v":84,"d":"84.0"},73.4,69.1,107.3,{"v":37,"d":"37.00"},0.0723,0.72,14.04]
["September",2,"7PM to 8PM",19,"September 2, 2019 19:00","2019-09-02T19:00:00",82.9,73.1,69.1,107.3,36.74,0.0725,0.72,14.01]
["September",2,"10PM to 11PM",22,"September 2, 2019 22:00","2019-09-02T22:00:00",{"v":81,"d":"81.0"},73.1,{"v":70,"d":"70.0"},110.8,36.79,0.0727,0.74,13.97]
["September",3,"2AM to 3AM",2,"September 3, 2019 2:00","2019-09-03T02:00:00",{"v":81,"d":"81.0"},73.1,{"v":70,"d":"70.0"},110.8,36.79,0.0727,0.74,13.97]
["September",3,"5AM to 6AM",5,"September 3, 2019 5:00","2019-09-03T05:00:00",80.1,72.9,{"v":70,"d":"70.0"},110.8,36.56,0.0728,0.74,13.95]
["September",3,"7AM to 8AM",7,"September 3, 2019 7:00","2019-09-03T07:00:00",{"v":84,"d":"84.0"},{"v":74,"d":"74.0"},{"v":70,"d":"70.0"},110.8,37.54,0.0723,0.74,14.05]
["September",3,"1PM to 2PM",13,"September 3, 2019 13:00","2019-09-03T13:00:00",91.9,74.9,{"v":68,"d":"68.0"},103.3,38.33,0.0713,0.69,14.23]
["September",3,"4PM to 5PM",16,"September 3, 2019 16:00","2019-09-03T16:00:00",89.1,74.1,{"v":68,"d":"68.0"},103.3,37.62,0.0717,0.69,14.16]
["September",3,"7PM to 8PM",19,"September 3, 2019 19:00","2019-09-03T19:00:00",79.7,71.7,68.4,104.6,35.52,0.0729,{"v":0.7,"d":"0.70"},13.92]
["September",3,"8PM to 9PM",20,"September 3, 2019 20:00","2019-09-03T20:00:00",78.8,{"v":73,"d":"73.0"},70.7,113.6,{"v":36.7,"d":"36.70"},{"v":0.073,"d":"0.0730"},0.76,13.93]
["September",3,"11PM to 12AM",23,"September 3, 2019 23:00","2019-09-03T23:00:00",77.7,72.7,70.7,113.6,36.43,0.0731,0.76,{"v":13.9,"d":"13.90"}]
["September",4,"3AM to 4AM",3,"September 4, 2019 3:00","2019-09-04T03:00:00",75.4,72.4,71.2,115.7,36.19,0.0734,0.77,13.84]
["September",4,"8AM to 9AM",8,"September 4, 2019 8:00","2019-09-04T08:00:00",82.4,73.5,{"v":70,"d":"70.0"},110.8,37.14,0.0725,0.74,14.01]
["September",4,"10AM to 11AM",10,"September 4, 2019 10:00","2019-09-04T10:00:00",86.7,75.2,70.7,113.6,38.65,0.0719,0.76,14.13]
["September",4,"2PM to 3PM",14,"September 4, 2019 14:00","2019-09-04T14:00:00",87.6,74.6,69.4,108.7,38.11,0.0718,0.73,14.14]
["September",4,"5PM to 6PM",17,"September 4, 2019 17:00","2019-09-04T17:00:00",87.4,74.1,68.7,{"v":106,"d":"106.0"},37.64,0.0719,0.71,14.13]
["September",4,"8PM to 9PM",20,"September 4, 2019 20:00","2019-09-04T20:00:00",83.1,74.6,71.2,115.7,{"v":38.1,"d":"38.10"},0.0724,0.77,14.04]
["September",4,"9PM to 10PM",21,"September 4, 2019 21:00","2019-09-04T21:00:00",80.2,72.5,69.3,{"v":108,"d":"108.0"},36.18,0.0728,0.72,13.95]
["September",5,"12AM to 1AM",0,"September 5, 2019 0:00","2019-09-05",77.2,73.1,71.4,116.5,36.75,0.0732,0.78,13.89]
["September",5,"4AM to 5AM",4,"September 5, 2019 4:00","2019-09-05T04:00:00",76.5,71.9,{"v":70,"d":"70.0"},110.8,35.68,0.0733,0.74,13.86]
["September",5,"9AM to 10AM",9,"September 5, 2019 9:00","2019-09-05T09:00:00",{"v":86,"d":"86.0"},74.5,{"v":70,"d":"70.0"},110.8,38.03,{"v":0.072,"d":"0.0720"},0.74,{"v":14.1,"d":"14.10"}]
["September",5,"11AM to 12PM",11,"September 5, 2019 11:00","2019-09-05T11:00:00",88.9,75.5,70.3,112.2,38.96,0.0716,0.75,14.18]
["September",5,"3PM to 4PM",15,"September 5, 2019 15:00","2019-09-05T15:00:00",88.5,74.9,69.4,108.7,38.33,0.0717,0.73,14.16]
["September",5,"6PM to 7PM",18,"September 5, 2019 18:00","2019-09-05T18:00:00",84.9,73.6,69.1,107.3,37.22,0.0722,0.72,14.06]
["September",5,"7PM to 8PM",19,"September 5, 2019 19:00","2019-09-05T19:00:00",79.9,71.5,{"v":68,"d":"68.0"},103.3,35.35,0.0729,0.69,13.92]
["September",5,"10PM to 11PM",22,"September 5, 2019 22:00","2019-09-05T22:00:00",79.2,71.3,{"v":68,"d":"68.0"},103.3,35.18,{"v":0.073,"d":"0.0730"},0.69,{"v":13.9,"d":"13.90"}]
["September",6,"1AM to 2AM",1,{"$f":"A5961&\" \"&B5961&\", \"&$D$5&\" \"&D5961&\":00\"","v":"September 6, 2019 1:00"},{"$f":"DATEVALUE(E5961)+TIMEVALUE(E5961)","v":"2019-09-06T01:00:00"},77.7,71.6,69.1,107.3,35.45,0.0732,0.72,13.88]
["September",6,"6AM to 7AM",6,"September 6, 2019 6:00","2019-09-06T06:00:00",77.7,70.7,67.6,{"v":102,"d":"102.0"},34.62,0.0732,0.68,13.86]
["September",6,"9AM to 10AM",9,"September 6, 2019 9:00","2019-09-06T09:00:00",{"v":84,"d":"84.0"},72.7,{"v":68,"d":"68.0"},103.3,36.38,0.0723,0.69,14.03]
["September",6,"12PM to 1PM",12,"September 6, 2019 12:00","2019-09-06T12:00:00",{"v":88,"d":"88.0"},{"v":72,"d":"72.0"},64.9,92.7,35.68,0.0719,0.62,{"v":14.1,"d":"14.10"}]
["September",6,"4PM to 5PM",16,"September 6, 2019 16:00","2019-09-06T16:00:00",82.9,71.2,{"v":66,"d":"66.0"},96.3,35.01,0.0725,0.64,13.98]
["September",6,"7PM to 8PM",19,"September 6, 2019 19:00","2019-09-06T19:00:00",80.1,70.4,{"v":66,"d":"66.0"},96.3,{"v":34.3,"d":"34.30"},0.0729,0.64,13.91]
["September",6,"8PM to 9PM",20,"September 6, 2019 20:00","2019-09-06T20:00:00",{"v":79,"d":"79.0"},69.4,64.9,92.7,33.47,0.0731,0.62,13.87]
["September",6,"11PM to 12AM",23,"September 6, 2019 23:00","2019-09-06T23:00:00",78.1,69.8,{"v":66,"d":"66.0"},96.3,33.82,0.0732,0.64,13.85]
["September",7,"2AM to 3AM",2,"September 7, 2019 2:00","2019-09-07T02:00:00",75.9,71.1,69.1,107.3,{"v":35,"d":"35.00"},0.0734,0.72,13.83]
["September",7,"7AM to 8AM",7,"September 7, 2019 7:00","2019-09-07T07:00:00",80.1,70.4,{"v":66,"d":"66.0"},96.3,{"v":34.3,"d":"34.30"},0.0729,0.64,13.91]
["September",7,"10AM to 11AM",10,"September 7, 2019 10:00","2019-09-07T10:00:00",84.9,72.3,66.9,99.5,35.99,0.0722,0.67,14.04]
["September",7,"2PM to 3PM",14,"September 7, 2019 14:00","2019-09-07T14:00:00",{"v":86,"d":"86.0"},72.1,{"v":66,"d":"66.0"},96.3,35.77,0.0721,0.64,14.06]
["September",7,"5PM to 6PM",17,"September 7, 2019 17:00","2019-09-07T17:00:00",{"v":82,"d":"82.0"},70.3,64.9,92.7,34.22,0.0727,0.62,13.94]
["September",7,"8PM to 9PM",20,"September 7, 2019 20:00","2019-09-07T20:00:00",78.1,70.3,66.9,99.5,34.31,0.0732,0.67,13.86]
["September",7,"9PM to 10PM",21,"September 7, 2019 21:00","2019-09-07T21:00:00",78.1,70.3,66.9,99.5,34.31,0.0732,0.67,13.86]
["September",8,"12AM to 1AM",0,"September 8, 2019 0:00","2019-09-08",78.1,70.3,66.9,99.5,34.31,0.0732,0.67,13.86]
["September",8,"4AM to 5AM",4,"September 8, 2019 4:00","2019-09-08T04:00:00",{"v":77,"d":"77.0"},{"v":70,"d":"70.0"},66.9,99.5,34.04,0.0733,0.67,13.84]
["September",8,"8AM to 9AM",8,"September 8, 2019 8:00","2019-09-08T08:00:00",{"v":79,"d":"79.0"},{"v":72,"d":"72.0"},69.1,107.3,35.76,{"v":0.073,"d":"0.0730"},0.72,13.91]
["September",8,"11AM to 12PM",11,"September 8, 2019 11:00","2019-09-08T11:00:00",84.9,72.3,66.9,99.5,35.99,0.0722,0.67,14.04]
["September",8,"3PM to 4PM",15,"September 8, 2019 15:00","2019-09-08T15:00:00",{"v":86,"d":"86.0"},72.6,66.9,99.5,36.26,0.0721,0.67,14.07]
["September",8,"6PM to 7PM",{"$f":"IF(D6025+1>23,0,D6025+1)","v":18},"September 8, 2019 18:00","2019-09-08T18:00:00",80.1,70.9,66.9,99.5,34.79,0.0729,0.67,13.91]
["September",8,"9PM to 10PM",21,"September 8, 2019 21:00","2019-09-08T21:00:00",{"v":79,"d":"79.0"},70.6,66.9,99.5,34.53,{"v":0.073,"d":"0.0730"},0.67,13.89]
["September",8,"10PM to 11PM",22,"September 8, 2019 22:00","2019-09-08T22:00:00",78.1,{"v":71,"d":"71.0"},{"v":68,"d":"68.0"},103.3,34.91,0.0731,0.69,13.88]
["September",9,"1AM to 2AM",1,"September 9, 2019 1:00","2019-09-09T01:00:00",75.9,71.7,{"v":70,"d":"70.0"},110.8,35.54,0.0734,0.74,13.84]
["September",9,"5AM to 6AM",5,"September 9, 2019 5:00","2019-09-09T05:00:00",75.9,71.1,69.1,107.3,{"v":35,"d":"35.00"},0.0734,0.72,13.83]
["September",9,"9AM to 10AM",9,"September 9, 2019 9:00","2019-09-09T09:00:00",{"v":84,"d":"84.0"},72.7,{"v":68,"d":"68.0"},103.3,36.38,0.0723,0.69,14.03]
["September",9,"12PM to 1PM",12,"September 9, 2019 12:00","2019-09-09T12:00:00",{"v":88,"d":"88.0"},71.5,{"v":64,"d":"64.0"},89.8,35.22,0.0719,{"v":0.6,"d":"0.60"},14.09]
["September",9,"4PM to 5PM",16,"September 9, 2019 16:00","2019-09-09T16:00:00",{"v":82,"d":"82.0"},72.9,69.1,107.3,36.51,0.0726,0.72,13.99]
["September",9,"7PM to 8PM",19,"September 9, 2019 19:00","2019-09-09T19:00:00",{"v":79,"d":"79.0"},72.6,{"v":70,"d":"70.0"},110.8,{"v":36.3,"d":"36.30"},{"v":0.073,"d":"0.0730"},0.74,13.92]
["September",9,"10PM to 11PM",22,"September 9, 2019 22:00","2019-09-09T22:00:00",{"v":79,"d":"79.0"},73.3,71.1,{"v":115,"d":"115.0"},36.96,0.0729,0.77,13.94]
["September",9,"11PM to 12AM",23,"September 9, 2019 23:00","2019-09-09T23:00:00",{"v":79,"d":"79.0"},72.6,{"v":70,"d":"70.0"},110.8,{"v":36.3,"d":"36.30"},{"v":0.073,"d":"0.0730"},0.74,13.92]
["September",10,"2AM to 3AM",2,"September 10, 2019 2:00","2019-09-10T02:00:00",78.1,73.1,71.1,{"v":115,"d":"115.0"},36.74,0.0731,0.77,13.91]
["September",10,"7AM to 8AM",7,"September 10, 2019 7:00","2019-09-10T07:00:00",{"v":79,"d":"79.0"},73.9,{"v":72,"d":"72.0"},118.7,37.54,0.0729,0.79,13.95]
["September",10,"10AM to 11AM",10,"September 10, 2019 10:00","2019-09-10T10:00:00",{"v":86,"d":"86.0"},74.5,{"v":70,"d":"70.0"},110.8,38.03,{"v":0.072,"d":"0.0720"},0.74,{"v":14.1,"d":"14.10"}]
["September",10,"1PM to 2PM",13,"September 10, 2019 13:00","2019-09-10T13:00:00",{"v":88,"d":"88.0"},74.5,69.1,107.3,37.98,0.0718,0.72,14.14]
["September",10,"5PM to 6PM",17,"September 10, 2019 17:00","2019-09-10T17:00:00",82.9,73.1,69.1,107.3,36.74,0.0725,0.72,14.01]
["September",10,"8PM to 9PM",20,"September 10, 2019 20:00","2019-09-10T20:00:00",80.1,72.9,{"v":70,"d":"70.0"},110.8,36.56,0.0728,0.74,13.95]
["September",10,"11PM to 12AM",23,"September 10, 2019 23:00","2019-09-10T23:00:00",{"v":79,"d":"79.0"},{"v":72,"d":"72.0"},69.1,107.3,35.76,{"v":0.073,"d":"0.0730"},0.72,13.91]
["September",11,"12AM to 1AM",0,"September 11, 2019 0:00","2019-09-11",78.1,{"v":71,"d":"71.0"},{"v":68,"d":"68.0"},103.3,34.91,0.0731,0.69,13.88]
["September",11,"3AM to 4AM",3,"September 11, 2019 3:00","2019-09-11T03:00:00",78.1,71.7,69.1,107.3,35.54,0.0731,0.72,13.89]
["September",11,"8AM to 9AM",8,"September 11, 2019 8:00","2019-09-11T08:00:00",82.9,72.4,{"v":68,"d":"68.0"},103.3,36.11,0.0725,0.69,{"v":14,"d":"14.00"}]
["September",11,"11AM to 12PM",11,"September 11, 2019 11:00","2019-09-11T11:00:00",{"v":84,"d":"84.0"},72.7,{"v":68,"d":"68.0"},103.3,36.38,0.0723,0.69,14.03]
["September",11,"2PM to 3PM",14,"September 11, 2019 14:00","2019-09-11T14:00:00",{"v":86,"d":"86.0"},72.6,66.9,99.5,36.26,0.0721,0.67,14.07]
["September",11,"6PM to 7PM",18,"September 11, 2019 18:00","2019-09-11T18:00:00",80.1,71.6,{"v":68,"d":"68.0"},103.3,{"v":35.4,"d":"35.40"},0.0729,0.69,13.93]
["September",11,"9PM to 10PM",21,"September 11, 2019 21:00","2019-09-11T21:00:00",{"v":79,"d":"79.0"},{"v":72,"d":"72.0"},69.1,107.3,35.76,{"v":0.073,"d":"0.0730"},0.72,13.91]
["September",12,"12AM to 1AM",0,"September 12, 2019 0:00","2019-09-12",78.1,71.7,69.1,107.3,35.54,0.0731,0.72,13.89]
["September",12,"4AM to 5AM",4,"September 12, 2019 4:00","2019-09-12T04:00:00",{"v":77,"d":"77.0"},{"v":70,"d":"70.0"},66.9,99.5,34.04,0.0733,0.67,13.84]
["September",12,"5AM to 6AM",5,"September 12, 2019 5:00","2019-09-12T05:00:00",{"v":77,"d":"77.0"},{"v":70,"d":"70.0"},66.9,99.5,34.04,0.0733,0.67,13.84]
["September",12,"9AM to 10AM",9,"September 12, 2019 9:00","2019-09-12T09:00:00",{"v":84,"d":"84.0"},72.1,66.9,99.5,35.77,0.0724,0.67,14.02]
["September",12,"12PM to 1PM",12,"September 12, 2019 12:00","2019-09-12T12:00:00",87.1,72.9,66.9,99.5,36.52,{"v":0.072,"d":"0.0720"},0.67,{"v":14.1,"d":"14.10"}]
["September",12,"3PM to 4PM",15,"September 12, 2019 15:00","2019-09-12T15:00:00",84.9,71.8,{"v":66,"d":"66.0"},96.3,{"v":35.5,"d":"35.50"},0.0723,0.64,14.03]
["September",12,"7PM to 8PM",19,"September 12, 2019 19:00","2019-09-12T19:00:00",{"v":79,"d":"79.0"},70.6,66.9,99.5,34.53,{"v":0.073,"d":"0.0730"},0.67,13.89]
["September",12,"10PM to 11PM",22,"September 12, 2019 22:00","2019-09-12T22:00:00",78.1,72.3,{"v":70,"d":"70.0"},110.8,36.08,0.0731,0.74,{"v":13.9,"d":"13.90"}]
["September",12,"11PM to 12AM",23,"September 12, 2019 23:00","2019-09-12T23:00:00",78.1,{"v":71,"d":"71.0"},{"v":68,"d":"68.0"},103.3,34.91,0.0731,0.69,13.88]
["September",13,"5AM to 6AM",5,"September 13, 2019 5:00","2019-09-13T05:00:00",{"v":77,"d":"77.0"},70.7,{"v":68,"d":"68.0"},103.3,34.64,0.0733,0.69,13.85]
["September",13,"6AM to 7AM",6,"September 13, 2019 6:00","2019-09-13T06:00:00",78.1,{"v":71,"d":"71.0"},{"v":68,"d":"68.0"},103.3,34.91,0.0731,0.69,13.88]
["September",13,"10AM to 11AM",10,"September 13, 2019 10:00","2019-09-13T10:00:00",{"v":86,"d":"86.0"},72.1,{"v":66,"d":"66.0"},96.3,35.77,0.0721,0.64,14.06]
["September",13,"1PM to 2PM",13,"September 13, 2019 13:00","2019-09-13T13:00:00",84.9,74.2,{"v":70,"d":"70.0"},110.8,37.76,0.0722,0.74,14.08]
["September",13,"4PM to 5PM",16,"September 13, 2019 16:00","2019-09-13T16:00:00",82.9,73.7,{"v":70,"d":"70.0"},110.8,37.28,0.0724,0.74,14.02]
["September",13,"8PM to 9PM",20,"September 13, 2019 20:00","2019-09-13T20:00:00",78.1,73.1,71.1,{"v":115,"d":"115.0"},36.74,0.0731,0.77,13.91]
["September",13,"11PM to 12AM",23,"September 13, 2019 23:00","2019-09-13T23:00:00",78.1,73.1,71.1,{"v":115,"d":"115.0"},36.74,0.0731,0.77,13.91]
["September",14,"2AM to 3AM",{"$f":"IF(D6153+1>23,0,D6153+1)","v":2},"September 14, 2019 2:00","2019-09-14T02:00:00",78.1,71.7,69.1,107.3,35.54,0.0731,0.72,13.89]
["September",14,"4AM to 5AM",4,"September 14, 2019 4:00","2019-09-14T04:00:00",78.1,71.7,69.1,107.3,35.54,0.0731,0.72,13.89]
["September",14,"7AM to 8AM",7,"September 14, 2019 7:00","2019-09-14T07:00:00",80.1,73.6,71.1,{"v":115,"d":"115.0"},37.23,0.0728,0.77,13.96]
["September",14,"11AM to 12PM",11,"September 14, 2019 11:00","2019-09-14T11:00:00",{"v":86,"d":"86.0"},75.2,71.1,{"v":115,"d":"115.0"},{"v":38.7,"d":"38.70"},{"v":0.072,"d":"0.0720"},0.77,14.12]
["September",14,"2PM to 3PM",14,"September 14, 2019 14:00","2019-09-14T14:00:00",87.1,75.5,71.1,{"v":115,"d":"115.0"},38.97,0.0719,0.77,14.15]
["September",14,"6PM to 7PM",18,"September 14, 2019 18:00","2019-09-14T18:00:00",80.1,74.2,{"v":72,"d":"72.0"},118.7,37.81,0.0728,0.79,13.97]
["September",14,"9PM to 10PM",21,"September 14, 2019 21:00","2019-09-14T21:00:00",78.1,74.4,{"v":73,"d":"73.0"},123.2,38.02,{"v":0.073,"d":"0.0730"},0.82,13.94]
["September",15,"12AM to 1AM",0,"September 15, 2019 0:00","2019-09-15",{"v":75,"d":"75.0"},72.2,71.1,{"v":115,"d":"115.0"},35.99,0.0735,0.77,13.83]
["September",15,"3AM to 4AM",3,"September 15, 2019 3:00","2019-09-15T03:00:00",{"v":77,"d":"77.0"},72.8,71.1,{"v":115,"d":"115.0"},36.47,0.0732,0.77,13.88]
["September",15,"5AM to 6AM",5,"September 15, 2019 5:00","2019-09-15T05:00:00",78.1,73.1,71.1,{"v":115,"d":"115.0"},36.74,0.0731,0.77,13.91]
["September",15,"8AM to 9AM",8,"September 15, 2019 8:00","2019-09-15T08:00:00",{"v":82,"d":"82.0"},74.7,{"v":72,"d":"72.0"},118.7,{"v":38.3,"d":"38.30"},0.0725,0.79,14.03]
["September",15,"12PM to 1PM",12,"September 15, 2019 12:00","2019-09-15T12:00:00",{"v":86,"d":"86.0"},75.8,{"v":72,"d":"72.0"},118.7,39.28,{"v":0.072,"d":"0.0720"},0.79,14.13]
["September",15,"3PM to 4PM",15,"September 15, 2019 15:00","2019-09-15T15:00:00",{"v":79,"d":"79.0"},74.7,{"v":73,"d":"73.0"},123.2,38.25,0.0729,0.82,13.96]
["September",15,"7PM to 8PM",19,"September 15, 2019 19:00","2019-09-15T19:00:00",78.1,73.1,71.1,{"v":115,"d":"115.0"},36.74,0.0731,0.77,13.91]
["September",15,"10PM to 11PM",22,"September 15, 2019 22:00","2019-09-15T22:00:00",78.1,73.1,71.1,{"v":115,"d":"115.0"},36.74,0.0731,0.77,13.91]
["September",16,"12AM to 1AM",0,"September 16, 2019 0:00","2019-09-16",78.1,73.1,71.1,{"v":115,"d":"115.0"},36.74,0.0731,0.77,13.91]
["September",16,"3AM to 4AM",3,"September 16, 2019 3:00","2019-09-16T03:00:00",{"v":77,"d":"77.0"},72.8,71.1,{"v":115,"d":"115.0"},36.47,0.0732,0.77,13.88]
["September",16,"6AM to 7AM",6,"September 16, 2019 6:00","2019-09-16T06:00:00",{"v":77,"d":"77.0"},72.8,71.1,{"v":115,"d":"115.0"},36.47,0.0732,0.77,13.88]
["September",16,"9AM to 10AM",9,"September 16, 2019 9:00","2019-09-16T09:00:00",{"v":81,"d":"81.0"},73.9,71.1,{"v":115,"d":"115.0"},37.45,0.0727,0.77,13.99]
["September",16,"1PM to 2PM",13,"September 16, 2019 13:00","2019-09-16T13:00:00",{"v":81,"d":"81.0"},73.9,71.1,{"v":115,"d":"115.0"},37.45,0.0727,0.77,13.99]
["September",16,"4PM to 5PM",16,"September 16, 2019 16:00","2019-09-16T16:00:00",{"v":82,"d":"82.0"},73.4,{"v":70,"d":"70.0"},110.8,37.05,0.0726,0.74,{"v":14,"d":"14.00"}]
["September",16,"8PM to 9PM",20,"September 16, 2019 20:00","2019-09-16T20:00:00",{"v":79,"d":"79.0"},73.3,71.1,{"v":115,"d":"115.0"},36.96,0.0729,0.77,13.94]
["September",16,"11PM to 12AM",23,"September 16, 2019 23:00","2019-09-16T23:00:00",78.1,70.3,66.9,99.5,34.31,0.0732,0.67,13.86]
["September",17,"1AM to 2AM",1,"September 17, 2019 1:00","2019-09-17T01:00:00",{"v":77,"d":"77.0"},71.4,69.1,107.3,35.27,0.0733,0.72,13.86]
["September",17,"4AM to 5AM",4,"September 17, 2019 4:00","2019-09-17T04:00:00",75.9,69.1,{"v":66,"d":"66.0"},96.3,33.29,0.0735,0.64,{"v":13.8,"d":"13.80"}]
["September",17,"7AM to 8AM",7,"September 17, 2019 7:00","2019-09-17T07:00:00",{"v":79,"d":"79.0"},70.6,66.9,99.5,34.53,{"v":0.073,"d":"0.0730"},0.67,13.89]
["September",17,"11AM to 12PM",11,"September 17, 2019 11:00","2019-09-17T11:00:00",84.9,70.6,{"v":64,"d":"64.0"},89.8,34.47,0.0723,{"v":0.6,"d":"0.60"},14.01]
["September",17,"2PM to 3PM",14,"September 17, 2019 14:00","2019-09-17T14:00:00",84.9,71.1,64.9,92.7,34.93,0.0723,0.62,14.02]
["September",17,"5PM to 6PM",17,"September 17, 2019 17:00","2019-09-17T17:00:00",80.1,70.9,66.9,99.5,34.79,0.0729,0.67,13.91]
["September",17,"9PM to 10PM",21,"September 17, 2019 21:00","2019-09-17T21:00:00",{"v":77,"d":"77.0"},69.4,{"v":66,"d":"66.0"},96.3,33.55,0.0733,0.64,13.83]
["September",17,"10PM to 11PM",22,"September 17, 2019 22:00","2019-09-17T22:00:00",{"v":77,"d":"77.0"},{"v":70,"d":"70.0"},66.9,99.5,34.04,0.0733,0.67,13.84]
["September",18,"4AM to 5AM",4,"September 18, 2019 4:00","2019-09-18T04:00:00",{"v":75,"d":"75.0"},68.8,{"v":66,"d":"66.0"},96.3,33.06,0.0736,0.64,13.78]
["September",18,"5AM to 6AM",5,"September 18, 2019 5:00","2019-09-18T05:00:00",73.9,68.5,{"v":66,"d":"66.0"},96.3,{"v":32.8,"d":"32.80"},0.0737,0.64,13.75]
["September",18,"8AM to 9AM",8,"September 18, 2019 8:00","2019-09-18T08:00:00",80.1,69.7,64.9,92.7,33.74,0.0729,0.62,13.89]
["September",18,"12PM to 1PM",12,"September 18, 2019 12:00","2019-09-18T12:00:00",{"v":86,"d":"86.0"},70.9,{"v":64,"d":"64.0"},89.8,34.74,0.0722,{"v":0.6,"d":"0.60"},14.04]
["September",18,"3PM to 4PM",15,"September 18, 2019 15:00","2019-09-18T15:00:00",{"v":84,"d":"84.0"},70.9,64.9,92.7,34.71,0.0724,0.62,{"v":14,"d":"14.00"}]
["September",18,"6PM to 7PM",18,"September 18, 2019 18:00","2019-09-18T18:00:00",78.1,69.1,64.9,92.7,33.25,0.0732,0.62,13.84]
["September",18,"10PM to 11PM",22,"September 18, 2019 22:00","2019-09-18T22:00:00",75.9,69.1,{"v":66,"d":"66.0"},96.3,33.29,0.0735,0.64,{"v":13.8,"d":"13.80"}]
["September",18,"11PM to 12AM",23,"September 18, 2019 23:00","2019-09-18T23:00:00",{"v":75,"d":"75.0"},68.8,{"v":66,"d":"66.0"},96.3,33.06,0.0736,0.64,13.78]
["September",19,"3AM to 4AM",3,"September 19, 2019 3:00","2019-09-19T03:00:00",{"v":73,"d":"73.0"},68.8,66.9,99.5,33.06,0.0738,0.67,13.73]
["September",19,"6AM to 7AM",6,"September 19, 2019 6:00","2019-09-19T06:00:00",{"v":73,"d":"73.0"},68.2,{"v":66,"d":"66.0"},96.3,32.58,0.0739,0.64,13.72]
["September",19,"9AM to 10AM",9,{"$f":"A6281&\" \"&B6281&\", \"&$D$5&\" \"&D6281&\":00\"","v":"September 19, 2019 9:00"},{"$f":"DATEVALUE(E6281)+TIMEVALUE(E6281)","v":"2019-09-19T09:00:00"},{"v":82,"d":"82.0"},70.3,64.9,92.7,34.22,0.0727,0.62,13.94]
["September",19,"1PM to 2PM",13,"September 19, 2019 13:00","2019-09-19T13:00:00",84.9,71.1,64.9,92.7,34.93,0.0723,0.62,14.02]
["September",19,"4PM to 5PM",16,"September 19, 2019 16:00","2019-09-19T16:00:00",{"v":82,"d":"82.0"},70.9,{"v":66,"d":"66.0"},96.3,34.79,0.0726,0.64,13.96]
["September",19,"7PM to 8PM",19,"September 19, 2019 19:00","2019-09-19T19:00:00",78.1,69.8,{"v":66,"d":"66.0"},96.3,33.82,0.0732,0.64,13.85]
["September",20,"12AM to 1AM",0,"September 20, 2019 0:00","2019-09-20",{"v":73,"d":"73.0"},68.8,66.9,99.5,33.06,0.0738,0.67,13.73]
["September",20,"3AM to 4AM",3,"September 20, 2019 3:00","2019-09-20T03:00:00",73.9,69.8,{"v":68,"d":"68.0"},103.3,33.89,0.0737,0.69,13.77]
["September",20,"4AM to 5AM",4,"September 20, 2019 4:00","2019-09-20T04:00:00",73.9,69.8,{"v":68,"d":"68.0"},103.3,33.89,0.0737,0.69,13.77]
["September",20,"7AM to 8AM",7,"September 20, 2019 7:00","2019-09-20T07:00:00",75.9,71.1,69.1,107.3,{"v":35,"d":"35.00"},0.0734,0.72,13.83]
["September",20,"10AM to 11AM",10,"September 20, 2019 10:00","2019-09-20T10:00:00",{"v":84,"d":"84.0"},72.1,66.9,99.5,35.77,0.0724,0.67,14.02]
["September",20,"2PM to 3PM",14,"September 20, 2019 14:00","2019-09-20T14:00:00",84.9,71.8,{"v":66,"d":"66.0"},96.3,{"v":35.5,"d":"35.50"},0.0723,0.64,14.03]
["September",20,"5PM to 6PM",17,"September 20, 2019 17:00","2019-09-20T17:00:00",80.1,70.9,66.9,99.5,34.79,0.0729,0.67,13.91]
["September",20,"8PM to 9PM",20,"September 20, 2019 20:00","2019-09-20T20:00:00",75.9,70.4,{"v":68,"d":"68.0"},103.3,34.38,0.0734,0.69,13.82]
["September",21,"1AM to 2AM",1,"September 21, 2019 1:00","2019-09-21T01:00:00",{"v":75,"d":"75.0"},69.4,66.9,99.5,33.55,0.0736,0.67,13.78]
["September",21,"4AM to 5AM",4,"September 21, 2019 4:00","2019-09-21T04:00:00",73.9,69.1,66.9,99.5,33.29,0.0737,0.67,13.76]
["September",21,"5AM to 6AM",5,"September 21, 2019 5:00","2019-09-21T05:00:00",73.9,69.1,66.9,99.5,33.29,0.0737,0.67,13.76]
["September",21,"8AM to 9AM",8,"September 21, 2019 8:00","2019-09-21T08:00:00",{"v":81,"d":"81.0"},71.2,66.9,99.5,35.01,0.0728,0.67,13.94]
["September",21,"11AM to 12PM",11,"September 21, 2019 11:00","2019-09-21T11:00:00",{"v":86,"d":"86.0"},71.4,64.9,92.7,{"v":35.2,"d":"35.20"},0.0721,0.62,14.05]
["September",21,"3PM to 4PM",15,"September 21, 2019 15:00","2019-09-21T15:00:00",{"v":84,"d":"84.0"},72.7,{"v":68,"d":"68.0"},103.3,36.38,0.0723,0.69,14.03]
["September",21,"6PM to 7PM",18,"September 21, 2019 18:00","2019-09-21T18:00:00",{"v":79,"d":"79.0"},{"v":72,"d":"72.0"},69.1,107.3,35.76,{"v":0.073,"d":"0.0730"},0.72,13.91]
["September",21,"10PM to 11PM",22,"September 21, 2019 22:00","2019-09-21T22:00:00",78.1,71.7,69.1,107.3,35.54,0.0731,0.72,13.89]
["September",22,"2AM to 3AM",{"$f":"IF(D6345+1>23,0,D6345+1)","v":2},"September 22, 2019 2:00","2019-09-22T02:00:00",{"v":77,"d":"77.0"},71.4,69.1,107.3,35.27,0.0733,0.72,13.86]
["September",22,"5AM to 6AM",5,"September 22, 2019 5:00","2019-09-22T05:00:00",{"v":75,"d":"75.0"},70.1,{"v":68,"d":"68.0"},103.3,34.16,0.0735,0.69,{"v":13.8,"d":"13.80"}]
["September",22,"6AM to 7AM",6,"September 22, 2019 6:00","2019-09-22T06:00:00",75.9,70.4,{"v":68,"d":"68.0"},103.3,34.38,0.0734,0.69,13.82]
["September",22,"9AM to 10AM",9,"September 22, 2019 9:00","2019-09-22T09:00:00",{"v":84,"d":"84.0"},73.4,69.1,107.3,{"v":37,"d":"37.00"},0.0723,0.72,14.04]
["September",22,"12PM to 1PM",12,"September 22, 2019 12:00","2019-09-22T12:00:00",{"v":88,"d":"88.0"},74.5,69.1,107.3,37.98,0.0718,0.72,14.14]
["September",22,"4PM to 5PM",16,"September 22, 2019 16:00","2019-09-22T16:00:00",{"v":84,"d":"84.0"},73.4,69.1,107.3,{"v":37,"d":"37.00"},0.0723,0.72,14.04]
["September",22,"7PM to 8PM",19,"September 22, 2019 19:00","2019-09-22T19:00:00",80.1,72.9,{"v":70,"d":"70.0"},110.8,36.56,0.0728,0.74,13.95]
["September",22,"11PM to 12AM",23,"September 22, 2019 23:00","2019-09-22T23:00:00",{"v":79,"d":"79.0"},72.6,{"v":70,"d":"70.0"},110.8,{"v":36.3,"d":"36.30"},{"v":0.073,"d":"0.0730"},0.74,13.92]
["September",23,"3AM to 4AM",3,"September 23, 2019 3:00","2019-09-23T03:00:00",75.9,71.7,{"v":70,"d":"70.0"},110.8,35.54,0.0734,0.74,13.84]
["September",23,"6AM to 7AM",6,"September 23, 2019 6:00","2019-09-23T06:00:00",{"v":75,"d":"75.0"},72.2,71.1,{"v":115,"d":"115.0"},35.99,0.0735,0.77,13.83]
["September",23,"7AM to 8AM",7,"September 23, 2019 7:00","2019-09-23T07:00:00",80.1,74.2,{"v":72,"d":"72.0"},118.7,37.81,0.0728,0.79,13.97]
["September",23,"10AM to 11AM",10,"September 23, 2019 10:00","2019-09-23T10:00:00",82.9,76.3,73.9,127.1,39.84,0.0723,0.85,14.08]
["September",23,"1PM to 2PM",13,"September 23, 2019 13:00","2019-09-23T13:00:00",{"v":81,"d":"81.0"},75.8,73.9,127.1,39.35,0.0726,0.85,14.02]
["September",23,"5PM to 6PM",17,"September 23, 2019 17:00","2019-09-23T17:00:00",{"v":81,"d":"81.0"},74.5,{"v":72,"d":"72.0"},118.7,38.03,0.0726,0.79,{"v":14,"d":"14.00"}]
["September",23,"8PM to 9PM",20,"September 23, 2019 20:00","2019-09-23T20:00:00",78.1,73.7,{"v":72,"d":"72.0"},118.7,37.32,{"v":0.073,"d":"0.0730"},0.79,13.92]
["September",24,"1AM to 2AM",1,"September 24, 2019 1:00","2019-09-24T01:00:00",75.9,73.1,{"v":72,"d":"72.0"},118.7,36.78,0.0733,0.79,13.87]
["September",24,"4AM to 5AM",4,"September 24, 2019 4:00","2019-09-24T04:00:00",73.9,71.9,71.1,{"v":115,"d":"115.0"},35.72,0.0736,0.77,13.81]
["September",24,"7AM to 8AM",7,"September 24, 2019 7:00","2019-09-24T07:00:00",78.1,73.7,{"v":72,"d":"72.0"},118.7,37.32,{"v":0.073,"d":"0.0730"},0.79,13.92]
["September",24,"8AM to 9AM",8,"September 24, 2019 8:00","2019-09-24T08:00:00",{"v":82,"d":"82.0"},74.7,{"v":72,"d":"72.0"},118.7,{"v":38.3,"d":"38.30"},0.0725,0.79,14.03]
["September",24,"11AM to 12PM",11,"September 24, 2019 11:00","2019-09-24T11:00:00",84.9,76.2,{"v":73,"d":"73.0"},123.2,39.72,0.0721,0.82,14.12]
["September",24,"3PM to 4PM",15,"September 24, 2019 15:00","2019-09-24T15:00:00",{"v":84,"d":"84.0"},76.6,73.9,127.1,40.11,0.0722,0.85,{"v":14.1,"d":"14.10"}]
["September",24,"6PM to 7PM",{"$f":"IF(D6409+1>23,0,D6409+1)","v":18},"September 24, 2019 18:00","2019-09-24T18:00:00",{"v":81,"d":"81.0"},75.8,73.9,127.1,39.35,0.0726,0.85,14.02]
["September",24,"9PM to 10PM",21,"September 24, 2019 21:00","2019-09-24T21:00:00",{"v":79,"d":"79.0"},73.9,{"v":72,"d":"72.0"},118.7,37.54,0.0729,0.79,13.95]
["September",25,"2AM to 3AM",2,"September 25, 2019 2:00","2019-09-25T02:00:00",75.9,72.5,71.1,{"v":115,"d":"115.0"},36.21,0.0734,0.77,13.86]
["September",25,"5AM to 6AM",5,"September 25, 2019 5:00","2019-09-25T05:00:00",{"v":75,"d":"75.0"},70.8,69.1,107.3,34.78,0.0735,0.72,13.81]
["September",25,"8AM to 9AM",8,"September 25, 2019 8:00","2019-09-25T08:00:00",82.9,74.4,71.1,{"v":115,"d":"115.0"},37.94,0.0724,0.77,14.04]
["September",25,"9AM to 10AM",9,"September 25, 2019 9:00","2019-09-25T09:00:00",{"v":84,"d":"84.0"},74.7,71.1,{"v":115,"d":"115.0"},38.21,0.0723,0.77,14.07]
["September",25,"12PM to 1PM",12,"September 25, 2019 12:00","2019-09-25T12:00:00",{"v":86,"d":"86.0"},75.8,{"v":72,"d":"72.0"},118.7,39.28,{"v":0.072,"d":"0.0720"},0.79,14.13]
["September",25,"4PM to 5PM",16,"September 25, 2019 16:00","2019-09-25T16:00:00",84.9,74.2,{"v":70,"d":"70.0"},110.8,37.76,0.0722,0.74,14.08]
["September",25,"6PM to 7PM",18,"September 25, 2019 18:00","2019-09-25T18:00:00",{"v":81,"d":"81.0"},73.9,71.1,{"v":115,"d":"115.0"},37.45,0.0727,0.77,13.99]
["September",25,"11PM to 12AM",23,"September 25, 2019 23:00","2019-09-25T23:00:00",{"v":79,"d":"79.0"},73.9,{"v":72,"d":"72.0"},118.7,37.54,0.0729,0.79,13.95]
["September",26,"3AM to 4AM",3,"September 26, 2019 3:00","2019-09-26T03:00:00",78.1,73.1,71.1,{"v":115,"d":"115.0"},36.74,0.0731,0.77,13.91]
["September",26,"6AM to 7AM",6,"September 26, 2019 6:00","2019-09-26T06:00:00",78.1,72.3,{"v":70,"d":"70.0"},110.8,36.08,0.0731,0.74,{"v":13.9,"d":"13.90"}]
["September",26,"7AM to 8AM",7,"September 26, 2019 7:00","2019-09-26T07:00:00",{"v":79,"d":"79.0"},72.6,{"v":70,"d":"70.0"},110.8,{"v":36.3,"d":"36.30"},{"v":0.073,"d":"0.0730"},0.74,13.92]
["September",26,"10AM to 11AM",10,"September 26, 2019 10:00","2019-09-26T10:00:00",{"v":84,"d":"84.0"},72.1,66.9,99.5,35.77,0.0724,0.67,14.02]
["September",26,"1PM to 2PM",13,"September 26, 2019 13:00","2019-09-26T13:00:00",84.9,71.8,{"v":66,"d":"66.0"},96.3,{"v":35.5,"d":"35.50"},0.0723,0.64,14.03]
["September",26,"5PM to 6PM",17,"September 26, 2019 17:00","2019-09-26T17:00:00",80.1,72.9,{"v":70,"d":"70.0"},110.8,36.56,0.0728,0.74,13.95]
["September",26,"7PM to 8PM",19,"September 26, 2019 19:00","2019-09-26T19:00:00",78.1,71.7,69.1,107.3,35.54,0.0731,0.72,13.89]
["September",27,"12AM to 1AM",0,"September 27, 2019 0:00","2019-09-27",78.1,70.3,66.9,99.5,34.31,0.0732,0.67,13.86]
["September",27,"4AM to 5AM",4,"September 27, 2019 4:00","2019-09-27T04:00:00",75.9,67.2,{"v":63,"d":"63.0"},86.4,31.73,0.0735,0.58,13.77]
["September",27,"7AM to 8AM",7,"September 27, 2019 7:00","2019-09-27T07:00:00",{"v":79,"d":"79.0"},68.2,{"v":63,"d":"63.0"},86.4,32.48,0.0731,0.58,13.85]
["September",27,"8AM to 9AM",8,"September 27, 2019 8:00","2019-09-27T08:00:00",{"v":82,"d":"82.0"},69.1,{"v":63,"d":"63.0"},86.4,33.23,0.0727,0.58,13.92]
["September",27,"11AM to 12PM",11,"September 27, 2019 11:00","2019-09-27T11:00:00",{"v":84,"d":"84.0"},69.2,62.1,83.6,33.28,0.0725,0.56,13.97]
["September",27,"2PM to 3PM",14,"September 27, 2019 14:00","2019-09-27T14:00:00",{"v":84,"d":"84.0"},70.3,{"v":64,"d":"64.0"},89.8,34.25,0.0724,{"v":0.6,"d":"0.60"},13.99]
["September",27,"8PM to 9PM",20,"September 27, 2019 20:00","2019-09-27T20:00:00",75.9,69.7,66.9,99.5,33.77,0.0734,0.67,13.81]
["September",27,"10PM to 11PM",22,"September 27, 2019 22:00","2019-09-27T22:00:00",{"v":77,"d":"77.0"},67.6,{"v":63,"d":"63.0"},86.4,31.99,0.0734,0.58,{"v":13.8,"d":"13.80"}]
["September",28,"1AM to 2AM",1,"September 28, 2019 1:00","2019-09-28T01:00:00",75.9,69.1,{"v":66,"d":"66.0"},96.3,33.29,0.0735,0.64,{"v":13.8,"d":"13.80"}]
["September",28,"5AM to 6AM",5,"September 28, 2019 5:00","2019-09-28T05:00:00",73.9,68.5,{"v":66,"d":"66.0"},96.3,{"v":32.8,"d":"32.80"},0.0737,0.64,13.75]
["September",28,"8AM to 9AM",8,"September 28, 2019 8:00","2019-09-28T08:00:00",{"v":79,"d":"79.0"},70.6,66.9,99.5,34.53,{"v":0.073,"d":"0.0730"},0.67,13.89]
["September",28,"9AM to 10AM",9,"September 28, 2019 9:00","2019-09-28T09:00:00",{"v":82,"d":"82.0"},70.3,64.9,92.7,34.22,0.0727,0.62,13.94]
["September",28,"12PM to 1PM",12,"September 28, 2019 12:00","2019-09-28T12:00:00",84.9,71.1,64.9,92.7,34.93,0.0723,0.62,14.02]
["September",28,"3PM to 4PM",15,"September 28, 2019 15:00","2019-09-28T15:00:00",{"v":84,"d":"84.0"},71.5,{"v":66,"d":"66.0"},96.3,35.28,0.0724,0.64,14.01]
["September",28,"9PM to 10PM",21,"September 28, 2019 21:00","2019-09-28T21:00:00",75.9,69.7,66.9,99.5,33.77,0.0734,0.67,13.81]
["September",28,"11PM to 12AM",23,"September 28, 2019 23:00","2019-09-28T23:00:00",{"v":77,"d":"77.0"},69.4,{"v":66,"d":"66.0"},96.3,33.55,0.0733,0.64,13.83]
["September",29,"3AM to 4AM",3,"September 29, 2019 3:00","2019-09-29T03:00:00",75.9,68.4,64.9,92.7,32.72,0.0735,0.62,13.79]
["September",29,"6AM to 7AM",6,"September 29, 2019 6:00","2019-09-29T06:00:00",75.9,69.1,{"v":66,"d":"66.0"},96.3,33.29,0.0735,0.64,{"v":13.8,"d":"13.80"}]
["September",29,"9AM to 10AM",9,"September 29, 2019 9:00","2019-09-29T09:00:00",{"v":82,"d":"82.0"},70.3,64.9,92.7,34.22,0.0727,0.62,13.94]
["September",29,"10AM to 11AM",10,"September 29, 2019 10:00","2019-09-29T10:00:00",{"v":84,"d":"84.0"},70.3,{"v":64,"d":"64.0"},89.8,34.25,0.0724,{"v":0.6,"d":"0.60"},13.99]
["September",29,"1PM to 2PM",13,"September 29, 2019 13:00","2019-09-29T13:00:00",{"v":84,"d":"84.0"},71.5,{"v":66,"d":"66.0"},96.3,35.28,0.0724,0.64,14.01]
["September",29,"6PM to 7PM",18,"September 29, 2019 18:00","2019-09-29T18:00:00",{"v":75,"d":"75.0"},72.2,71.1,{"v":115,"d":"115.0"},35.99,0.0735,0.77,13.83]
["September",29,"9PM to 10PM",21,"September 29, 2019 21:00","2019-09-29T21:00:00",{"v":75,"d":"75.0"},72.8,{"v":72,"d":"72.0"},118.7,36.56,0.0735,0.79,13.84]
["September",30,"12AM to 1AM",0,"September 30, 2019 0:00","2019-09-30",75.9,72.5,71.1,{"v":115,"d":"115.0"},36.21,0.0734,0.77,13.86]
["September",30,"4AM to 5AM",4,"September 30, 2019 4:00","2019-09-30T04:00:00",{"v":75,"d":"75.0"},72.8,{"v":72,"d":"72.0"},118.7,36.56,0.0735,0.79,13.84]
["September",30,"7AM to 8AM",7,"September 30, 2019 7:00","2019-09-30T07:00:00",75.9,73.8,{"v":73,"d":"73.0"},123.2,37.49,0.0733,0.82,13.88]
["September",30,"10AM to 11AM",10,"September 30, 2019 10:00","2019-09-30T10:00:00",{"v":77,"d":"77.0"},73.4,{"v":72,"d":"72.0"},118.7,37.05,0.0732,0.79,{"v":13.9,"d":"13.90"}]
["September",30,"11AM to 12PM",11,"September 30, 2019 11:00","2019-09-30T11:00:00",{"v":81,"d":"81.0"},74.5,{"v":72,"d":"72.0"},118.7,38.03,0.0726,0.79,{"v":14,"d":"14.00"}]
["September",30,"2PM to 3PM",14,"September 30, 2019 14:00","2019-09-30T14:00:00",82.9,74.4,71.1,{"v":115,"d":"115.0"},37.94,0.0724,0.77,14.04]
["September",30,"7PM to 8PM",19,"September 30, 2019 19:00","2019-09-30T19:00:00",78.1,72.3,{"v":70,"d":"70.0"},110.8,36.08,0.0731,0.74,{"v":13.9,"d":"13.90"}]
["September",30,"10PM to 11PM",22,"September 30, 2019 22:00","2019-09-30T22:00:00",77.7,71.4,68.7,{"v":106,"d":"106.0"},35.24,0.0732,0.71,13.87]
["October",1,"1AM to 2AM",1,"October 1, 2019 1:00","2019-10-01T01:00:00",77.4,71.1,68.4,104.6,34.94,0.0732,{"v":0.7,"d":"0.70"},13.86]
["October",1,"5AM to 6AM",5,"October 1, 2019 5:00","2019-10-01T05:00:00",{"v":72,"d":"72.0"},69.2,{"v":68,"d":"68.0"},103.3,{"v":33.4,"d":"33.40"},{"v":0.074,"d":"0.0740"},0.69,13.72]
["October",1,"8AM to 9AM",8,"October 1, 2019 8:00","2019-10-01T08:00:00",84.9,{"v":73,"d":"73.0"},{"v":68,"d":"68.0"},103.3,{"v":36.6,"d":"36.60"},0.0722,0.69,14.05]
["October",1,"11AM to 12PM",11,"October 1, 2019 11:00","2019-10-01T11:00:00",{"v":90,"d":"90.0"},72.6,64.9,92.7,36.17,0.0716,0.62,14.15]
["October",1,"12PM to 1PM",12,"October 1, 2019 12:00","2019-10-01T12:00:00",91.9,73.7,{"v":66,"d":"66.0"},96.3,37.23,0.0713,0.64,14.21]
["October",1,"4PM to 5PM",16,"October 1, 2019 16:00","2019-10-01T16:00:00",87.1,73.6,{"v":68,"d":"68.0"},103.3,37.13,0.0719,0.69,14.11]
["October",1,"8PM to 9PM",20,"October 1, 2019 20:00","2019-10-01T20:00:00",78.1,{"v":71,"d":"71.0"},{"v":68,"d":"68.0"},103.3,34.91,0.0731,0.69,13.88]
["October",1,"11PM to 12AM",23,"October 1, 2019 23:00","2019-10-01T23:00:00",71.1,67.6,{"v":66,"d":"66.0"},96.3,32.09,0.0741,0.64,13.67]
["October",2,"2AM to 3AM",2,"October 2, 2019 2:00","2019-10-02T02:00:00",{"v":73,"d":"73.0"},68.8,66.9,99.5,33.06,0.0738,0.67,13.73]
["October",2,"6AM to 7AM",6,"October 2, 2019 6:00","2019-10-02T06:00:00",71.1,68.2,66.9,99.5,32.58,0.0741,0.67,13.68]
["October",2,"9AM to 10AM",9,"October 2, 2019 9:00","2019-10-02T09:00:00",{"v":86,"d":"86.0"},72.1,{"v":66,"d":"66.0"},96.3,35.77,0.0721,0.64,14.06]
["October",2,"12PM to 1PM",12,"October 2, 2019 12:00","2019-10-02T12:00:00",{"v":88,"d":"88.0"},74.5,69.1,107.3,37.98,0.0718,0.72,14.14]
["October",2,"1PM to 2PM",13,"October 2, 2019 13:00","2019-10-02T13:00:00",{"v":90,"d":"90.0"},73.7,66.9,99.5,37.23,0.0716,0.67,14.17]
["October",2,"5PM to 6PM",17,{"$f":"A6601&\" \"&B6601&\", \"&$D$5&\" \"&D6601&\":00\"","v":"October 2, 2019 17:00"},{"$f":"DATEVALUE(E6601)+TIMEVALUE(E6601)","v":"2019-10-02T17:00:00"},{"v":82,"d":"82.0"},71.5,66.9,99.5,35.28,0.0726,0.67,13.97]
["October",2,"9PM to 10PM",21,"October 2, 2019 21:00","2019-10-02T21:00:00",78.1,71.7,69.1,107.3,35.54,0.0731,0.72,13.89]
["October",3,"12AM to 1AM",0,"October 3, 2019 0:00","2019-10-03",75.9,70.4,{"v":68,"d":"68.0"},103.3,34.38,0.0734,0.69,13.82]
["October",3,"3AM to 4AM",3,"October 3, 2019 3:00","2019-10-03T03:00:00",{"v":73,"d":"73.0"},68.2,{"v":66,"d":"66.0"},96.3,32.58,0.0739,0.64,13.72]
["October",3,"7AM to 8AM",7,"October 3, 2019 7:00","2019-10-03T07:00:00",{"v":79,"d":"79.0"},70.6,66.9,99.5,34.53,{"v":0.073,"d":"0.0730"},0.67,13.89]
["October",3,"10AM to 11AM",10,"October 3, 2019 10:00","2019-10-03T10:00:00",{"v":86,"d":"86.0"},73.3,{"v":68,"d":"68.0"},103.3,36.86,0.0721,0.69,14.08]
["October",3,"11AM to 12PM",11,"October 3, 2019 11:00","2019-10-03T11:00:00",{"v":88,"d":"88.0"},72.6,{"v":66,"d":"66.0"},96.3,36.25,0.0719,0.64,14.11]
["October",3,"2PM to 3PM",14,"October 3, 2019 14:00","2019-10-03T14:00:00",89.1,72.3,64.9,92.7,35.95,0.0717,0.62,14.13]
["October",3,"6PM to 7PM",18,"October 3, 2019 18:00","2019-10-03T18:00:00",{"v":79,"d":"79.0"},71.3,{"v":68,"d":"68.0"},103.3,35.13,{"v":0.073,"d":"0.0730"},0.69,{"v":13.9,"d":"13.90"}]
["October",3,"10PM to 11PM",22,"October 3, 2019 22:00","2019-10-03T22:00:00",{"v":75,"d":"75.0"},69.7,67.3,100.7,33.75,0.0736,0.67,13.79]
["October",4,"1AM to 2AM",1,"October 4, 2019 1:00","2019-10-04T01:00:00",{"v":73,"d":"73.0"},68.8,66.9,99.5,33.06,0.0738,0.67,13.73]
["October",4,"4AM to 5AM",4,"October 4, 2019 4:00","2019-10-04T04:00:00",71.1,68.2,66.9,99.5,32.58,0.0741,0.67,13.68]
["October",4,"8AM to 9AM",8,"October 4, 2019 8:00","2019-10-04T08:00:00",{"v":84,"d":"84.0"},71.5,{"v":66,"d":"66.0"},96.3,35.28,0.0724,0.64,14.01]
["October",4,"11AM to 12PM",11,"October 4, 2019 11:00","2019-10-04T11:00:00",{"v":88,"d":"88.0"},{"v":75,"d":"75.0"},{"v":70,"d":"70.0"},110.8,38.52,0.0718,0.74,14.15]
["October",4,"12PM to 1PM",12,"October 4, 2019 12:00","2019-10-04T12:00:00",{"v":88,"d":"88.0"},{"v":75,"d":"75.0"},{"v":70,"d":"70.0"},110.8,38.52,0.0718,0.74,14.15]
["October",4,"3PM to 4PM",15,"October 4, 2019 15:00","2019-10-04T15:00:00",{"v":88,"d":"88.0"},74.5,69.1,107.3,37.98,0.0718,0.72,14.14]
["October",4,"7PM to 8PM",19,"October 4, 2019 19:00","2019-10-04T19:00:00",{"v":79,"d":"79.0"},71.3,{"v":68,"d":"68.0"},103.3,35.13,{"v":0.073,"d":"0.0730"},0.69,{"v":13.9,"d":"13.90"}]
["October",4,"11PM to 12AM",23,"October 4, 2019 23:00","2019-10-04T23:00:00",78.1,71.7,69.1,107.3,35.54,0.0731,0.72,13.89]
["October",5,"2AM to 3AM",2,"October 5, 2019 2:00","2019-10-05T02:00:00",{"v":77,"d":"77.0"},71.4,69.1,107.3,35.27,0.0733,0.72,13.86]
["October",5,"5AM to 6AM",5,"October 5, 2019 5:00","2019-10-05T05:00:00",{"v":77,"d":"77.0"},70.7,{"v":68,"d":"68.0"},103.3,34.64,0.0733,0.69,13.85]
["October",5,"9AM to 10AM",9,{"$f":"A6665&\" \"&B6665&\", \"&$D$5&\" \"&D6665&\":00\"","v":"October 5, 2019 9:00"},{"$f":"DATEVALUE(E6665)+TIMEVALUE(E6665)","v":"2019-10-05T09:00:00"},{"v":86,"d":"86.0"},73.9,69.1,107.3,37.49,{"v":0.072,"d":"0.0720"},0.72,14.09]
["October",5,"12PM to 1PM",12,"October 5, 2019 12:00","2019-10-05T12:00:00",{"v":88,"d":"88.0"},{"v":72,"d":"72.0"},64.9,92.7,35.68,0.0719,0.62,{"v":14.1,"d":"14.10"}]
["October",5,"4PM to 5PM",16,"October 5, 2019 16:00","2019-10-05T16:00:00",{"v":84,"d":"84.0"},72.1,66.9,99.5,35.77,0.0724,0.67,14.02]
["October",5,"5PM to 6PM",17,"October 5, 2019 17:00","2019-10-05T17:00:00",{"v":82,"d":"82.0"},72.2,{"v":68,"d":"68.0"},103.3,35.89,0.0726,0.69,13.98]
["October",5,"8PM to 9PM",20,"October 5, 2019 20:00","2019-10-05T20:00:00",78.1,{"v":71,"d":"71.0"},{"v":68,"d":"68.0"},103.3,34.91,0.0731,0.69,13.88]
["October",6,"12AM to 1AM",0,"October 6, 2019 0:00","2019-10-06",78.1,{"v":71,"d":"71.0"},{"v":68,"d":"68.0"},103.3,34.91,0.0731,0.69,13.88]
["October",6,"3AM to 4AM",3,"October 6, 2019 3:00","2019-10-06T03:00:00",75.9,69.7,66.9,99.5,33.77,0.0734,0.67,13.81]
["October",6,"7AM to 8AM",7,"October 6, 2019 7:00","2019-10-06T07:00:00",{"v":82,"d":"82.0"},72.9,69.1,107.3,36.51,0.0726,0.72,13.99]
["October",6,"10AM to 11AM",10,"October 6, 2019 10:00","2019-10-06T10:00:00",87.1,74.8,{"v":70,"d":"70.0"},110.8,{"v":38.3,"d":"38.30"},0.0719,0.74,14.13]
["October",6,"1PM to 2PM",13,"October 6, 2019 13:00","2019-10-06T13:00:00",{"v":88,"d":"88.0"},73.8,{"v":68,"d":"68.0"},103.3,37.35,0.0718,0.69,14.13]
["October",6,"5PM to 6PM",17,"October 6, 2019 17:00","2019-10-06T17:00:00",{"v":81,"d":"81.0"},71.9,{"v":68,"d":"68.0"},103.3,35.62,0.0727,0.69,13.95]
["October",6,"6PM to 7PM",18,"October 6, 2019 18:00","2019-10-06T18:00:00",80.1,72.3,69.1,107.3,36.03,0.0728,0.72,13.94]
["October",6,"9PM to 10PM",21,"October 6, 2019 21:00","2019-10-06T21:00:00",80.1,72.3,69.1,107.3,36.03,0.0728,0.72,13.94]
["October",7,"1AM to 2AM",1,"October 7, 2019 1:00","2019-10-07T01:00:00",{"v":79,"d":"79.0"},71.3,{"v":68,"d":"68.0"},103.3,35.13,{"v":0.073,"d":"0.0730"},0.69,{"v":13.9,"d":"13.90"}]
["October",7,"4AM to 5AM",4,"October 7, 2019 4:00","2019-10-07T04:00:00",78.1,{"v":71,"d":"71.0"},{"v":68,"d":"68.0"},103.3,34.91,0.0731,0.69,13.88]
["October",7,"8AM to 9AM",8,"October 7, 2019 8:00","2019-10-07T08:00:00",{"v":84,"d":"84.0"},72.7,{"v":68,"d":"68.0"},103.3,36.38,0.0723,0.69,14.03]
["October",7,"11AM to 12PM",11,"October 7, 2019 11:00","2019-10-07T11:00:00",{"v":88,"d":"88.0"},74.5,69.1,107.3,37.98,0.0718,0.72,14.14]
["October",7,"2PM to 3PM",14,"October 7, 2019 14:00","2019-10-07T14:00:00",{"v":84,"d":"84.0"},{"v":74,"d":"74.0"},{"v":70,"d":"70.0"},110.8,37.54,0.0723,0.74,14.05]
["October",7,"4PM to 5PM",16,"October 7, 2019 16:00","2019-10-07T16:00:00",80.1,72.3,69.1,107.3,36.03,0.0728,0.72,13.94]
["October",7,"7PM to 8PM",19,"October 7, 2019 19:00","2019-10-07T19:00:00",78.1,71.7,69.1,107.3,35.54,0.0731,0.72,13.89]
["October",7,"11PM to 12AM",23,"October 7, 2019 23:00","2019-10-07T23:00:00",{"v":77,"d":"77.0"},71.4,69.1,107.3,35.27,0.0733,0.72,13.86]
["October",8,"2AM to 3AM",{"$f":"IF(D6729+1>23,0,D6729+1)","v":2},"October 8, 2019 2:00","2019-10-08T02:00:00",{"v":75,"d":"75.0"},70.1,{"v":68,"d":"68.0"},103.3,34.16,0.0735,0.69,{"v":13.8,"d":"13.80"}]
["October",8,"5AM to 6AM",5,"October 8, 2019 5:00","2019-10-08T05:00:00",{"v":75,"d":"75.0"},70.8,69.1,107.3,34.78,0.0735,0.72,13.81]
["October",8,"9AM to 10AM",9,"October 8, 2019 9:00","2019-10-08T09:00:00",{"v":86,"d":"86.0"},72.6,66.9,99.5,36.26,0.0721,0.67,14.07]
["October",8,"12PM to 1PM",12,"October 8, 2019 12:00","2019-10-08T12:00:00",{"v":91,"d":"91.0"},72.4,{"v":64,"d":"64.0"},89.8,35.97,0.0715,{"v":0.6,"d":"0.60"},14.17]
["October",8,"3PM to 4PM",15,"October 8, 2019 15:00","2019-10-08T15:00:00",87.1,70.6,{"v":63,"d":"63.0"},86.4,34.47,{"v":0.072,"d":"0.0720"},0.58,14.05]
["October",8,"5PM to 6PM",17,"October 8, 2019 17:00","2019-10-08T17:00:00",{"v":81,"d":"81.0"},{"v":70,"d":"70.0"},64.9,92.7,33.96,0.0728,0.62,13.92]
["October",8,"8PM to 9PM",20,"October 8, 2019 20:00","2019-10-08T20:00:00",78.1,{"v":71,"d":"71.0"},{"v":68,"d":"68.0"},103.3,34.91,0.0731,0.69,13.88]
["October",9,"12AM to 1AM",0,"October 9, 2019 0:00","2019-10-09",{"v":75,"d":"75.0"},70.8,69.1,107.3,34.78,0.0735,0.72,13.81]
["October",9,"3AM to 4AM",3,"October 9, 2019 3:00","2019-10-09T03:00:00",{"v":73,"d":"73.0"},70.3,69.1,107.3,34.29,0.0738,0.72,13.76]
["October",9,"6AM to 7AM",6,"October 9, 2019 6:00","2019-10-09T06:00:00",73.9,69.8,{"v":68,"d":"68.0"},103.3,33.89,0.0737,0.69,13.77]
["October",9,"10AM to 11AM",10,"October 9, 2019 10:00","2019-10-09T10:00:00",{"v":86,"d":"86.0"},74.5,{"v":70,"d":"70.0"},110.8,38.03,{"v":0.072,"d":"0.0720"},0.74,{"v":14.1,"d":"14.10"}]
["October",9,"12PM to 1PM",12,"October 9, 2019 12:00","2019-10-09T12:00:00",84.9,73.6,69.1,107.3,37.22,0.0722,0.72,14.06]
["October",9,"5PM to 6PM",17,"October 9, 2019 17:00","2019-10-09T17:00:00",{"v":81,"d":"81.0"},73.9,71.1,{"v":115,"d":"115.0"},37.45,0.0727,0.77,13.99]
["October",9,"6PM to 7PM",18,"October 9, 2019 18:00","2019-10-09T18:00:00",{"v":75,"d":"75.0"},72.8,{"v":72,"d":"72.0"},118.7,36.56,0.0735,0.79,13.84]
["October",9,"9PM to 10PM",21,"October 9, 2019 21:00","2019-10-09T21:00:00",{"v":75,"d":"75.0"},71.5,{"v":70,"d":"70.0"},110.8,35.32,0.0735,0.74,13.82]
["October",10,"1AM to 2AM",1,"October 10, 2019 1:00","2019-10-10T01:00:00",{"v":73,"d":"73.0"},70.3,69.1,107.3,34.29,0.0738,0.72,13.76]
["October",10,"4AM to 5AM",4,"October 10, 2019 4:00","2019-10-10T04:00:00",{"v":72,"d":"72.0"},69.2,{"v":68,"d":"68.0"},103.3,{"v":33.4,"d":"33.40"},{"v":0.074,"d":"0.0740"},0.69,13.72]
["October",10,"7AM to 8AM",7,"October 10, 2019 7:00","2019-10-10T07:00:00",78.1,72.3,{"v":70,"d":"70.0"},110.8,36.08,0.0731,0.74,{"v":13.9,"d":"13.90"}]
["October",10,"11AM to 12PM",11,"October 10, 2019 11:00","2019-10-10T11:00:00",{"v":86,"d":"86.0"},75.8,{"v":72,"d":"72.0"},118.7,39.28,{"v":0.072,"d":"0.0720"},0.79,14.13]
["October",10,"1PM to 2PM",13,"October 10, 2019 13:00","2019-10-10T13:00:00",84.9,74.9,71.1,{"v":115,"d":"115.0"},38.43,0.0721,0.77,14.09]
["October",10,"4PM to 5PM",16,"October 10, 2019 16:00","2019-10-10T16:00:00",82.9,74.4,71.1,{"v":115,"d":"115.0"},37.94,0.0724,0.77,14.04]
["October",10,"7PM to 8PM",19,"October 10, 2019 19:00","2019-10-10T19:00:00",80.1,73.6,71.1,{"v":115,"d":"115.0"},37.23,0.0728,0.77,13.96]
["October",10,"10PM to 11PM",22,"October 10, 2019 22:00","2019-10-10T22:00:00",{"v":77,"d":"77.0"},{"v":72,"d":"72.0"},{"v":70,"d":"70.0"},110.8,35.81,0.0732,0.74,13.87]
["October",11,"2AM to 3AM",2,"October 11, 2019 2:00","2019-10-11T02:00:00",{"v":73,"d":"73.0"},70.9,{"v":70,"d":"70.0"},110.8,34.83,0.0738,0.74,13.77]
["October",11,"5AM to 6AM",5,"October 11, 2019 5:00","2019-10-11T05:00:00",{"v":72,"d":"72.0"},69.2,{"v":68,"d":"68.0"},103.3,{"v":33.4,"d":"33.40"},{"v":0.074,"d":"0.0740"},0.69,13.72]
["October",11,"8AM to 9AM",8,"October 11, 2019 8:00","2019-10-11T08:00:00",{"v":84,"d":"84.0"},72.7,{"v":68,"d":"68.0"},103.3,36.38,0.0723,0.69,14.03]
["October",11,"10AM to 11AM",10,"October 11, 2019 10:00","2019-10-11T10:00:00",89.1,72.9,{"v":66,"d":"66.0"},96.3,36.52,0.0717,0.64,14.14]
["October",11,"4PM to 5PM",16,"October 11, 2019 16:00","2019-10-11T16:00:00",{"v":84,"d":"84.0"},73.4,69.1,107.3,{"v":37,"d":"37.00"},0.0723,0.72,14.04]
["October",11,"5PM to 6PM",17,"October 11, 2019 17:00","2019-10-11T17:00:00",80.1,71.6,{"v":68,"d":"68.0"},103.3,{"v":35.4,"d":"35.40"},0.0729,0.69,13.93]
["October",11,"8PM to 9PM",20,"October 11, 2019 20:00","2019-10-11T20:00:00",{"v":79,"d":"79.0"},71.3,{"v":68,"d":"68.0"},103.3,35.13,{"v":0.073,"d":"0.0730"},0.69,{"v":13.9,"d":"13.90"}]
["October",11,"11PM to 12AM",23,"October 11, 2019 23:00","2019-10-11T23:00:00",78.1,{"v":71,"d":"71.0"},{"v":68,"d":"68.0"},103.3,34.91,0.0731,0.69,13.88]
["October",12,"3AM to 4AM",3,"October 12, 2019 3:00","2019-10-12T03:00:00",75.9,70.4,{"v":68,"d":"68.0"},103.3,34.38,0.0734,0.69,13.82]
["October",12,"6AM to 7AM",6,"October 12, 2019 6:00","2019-10-12T06:00:00",{"v":77,"d":"77.0"},70.7,{"v":68,"d":"68.0"},103.3,34.64,0.0733,0.69,13.85]
["October",12,"9AM to 10AM",9,"October 12, 2019 9:00","2019-10-12T09:00:00",87.1,74.2,69.1,107.3,37.76,0.0719,0.72,14.12]
["October",12,"11AM to 12PM",11,"October 12, 2019 11:00","2019-10-12T11:00:00",{"v":88,"d":"88.0"},74.5,69.1,107.3,37.98,0.0718,0.72,14.14]
["October",12,"5PM to 6PM",17,"October 12, 2019 17:00","2019-10-12T17:00:00",{"v":81,"d":"81.0"},73.1,{"v":70,"d":"70.0"},110.8,36.79,0.0727,0.74,13.97]
["October",12,"6PM to 7PM",18,"October 12, 2019 18:00","2019-10-12T18:00:00",80.1,72.3,69.1,107.3,36.03,0.0728,0.72,13.94]
["October",12,"9PM to 10PM",21,"October 12, 2019 21:00","2019-10-12T21:00:00",{"v":79,"d":"79.0"},{"v":72,"d":"72.0"},69.1,107.3,35.76,{"v":0.073,"d":"0.0730"},0.72,13.91]
["October",13,"12AM to 1AM",0,"October 13, 2019 0:00","2019-10-13",{"v":79,"d":"79.0"},72.6,{"v":70,"d":"70.0"},110.8,{"v":36.3,"d":"36.30"},{"v":0.073,"d":"0.0730"},0.74,13.92]
["October",13,"4AM to 5AM",4,"October 13, 2019 4:00","2019-10-13T04:00:00",{"v":77,"d":"77.0"},{"v":72,"d":"72.0"},{"v":70,"d":"70.0"},110.8,35.81,0.0732,0.74,13.87]
["October",13,"7AM to 8AM",7,"October 13, 2019 7:00","2019-10-13T07:00:00",80.1,72.3,69.1,107.3,36.03,0.0728,0.72,13.94]
["October",13,"12PM to 1PM",12,"October 13, 2019 12:00","2019-10-13T12:00:00",{"v":88,"d":"88.0"},74.5,69.1,107.3,37.98,0.0718,0.72,14.14]
["October",13,"3PM to 4PM",15,"October 13, 2019 15:00","2019-10-13T15:00:00",{"v":86,"d":"86.0"},73.3,{"v":68,"d":"68.0"},103.3,36.86,0.0721,0.69,14.08]
["October",13,"6PM to 7PM",18,"October 13, 2019 18:00","2019-10-13T18:00:00",80.1,71.6,{"v":68,"d":"68.0"},103.3,{"v":35.4,"d":"35.40"},0.0729,0.69,13.93]
["October",13,"7PM to 8PM",19,"October 13, 2019 19:00","2019-10-13T19:00:00",{"v":79,"d":"79.0"},71.3,{"v":68,"d":"68.0"},103.3,35.13,{"v":0.073,"d":"0.0730"},0.69,{"v":13.9,"d":"13.90"}]
["October",13,"10PM to 11PM",22,"October 13, 2019 22:00","2019-10-13T22:00:00",{"v":77,"d":"77.0"},71.4,69.1,107.3,35.27,0.0733,0.72,13.86]
["October",14,"1AM to 2AM",1,"October 14, 2019 1:00","2019-10-14T01:00:00",{"v":75,"d":"75.0"},70.8,69.1,107.3,34.78,0.0735,0.72,13.81]
["October",14,"5AM to 6AM",5,"October 14, 2019 5:00","2019-10-14T05:00:00",73.9,70.5,69.1,107.3,34.52,0.0737,0.72,13.78]
["October",14,"8AM to 9AM",8,"October 14, 2019 8:00","2019-10-14T08:00:00",{"v":84,"d":"84.0"},{"v":74,"d":"74.0"},{"v":70,"d":"70.0"},110.8,37.54,0.0723,0.74,14.05]
["October",14,"1PM to 2PM",13,"October 14, 2019 13:00","2019-10-14T13:00:00",84.9,73.6,69.1,107.3,37.22,0.0722,0.72,14.06]
["October",14,"4PM to 5PM",16,"October 14, 2019 16:00","2019-10-14T16:00:00",{"v":84,"d":"84.0"},73.4,69.1,107.3,{"v":37,"d":"37.00"},0.0723,0.72,14.04]
["October",14,"7PM to 8PM",19,"October 14, 2019 19:00","2019-10-14T19:00:00",{"v":79,"d":"79.0"},72.6,{"v":70,"d":"70.0"},110.8,{"v":36.3,"d":"36.30"},{"v":0.073,"d":"0.0730"},0.74,13.92]
["October",14,"8PM to 9PM",20,"October 14, 2019 20:00","2019-10-14T20:00:00",{"v":79,"d":"79.0"},72.6,{"v":70,"d":"70.0"},110.8,{"v":36.3,"d":"36.30"},{"v":0.073,"d":"0.0730"},0.74,13.92]
["October",14,"11PM to 12AM",23,"October 14, 2019 23:00","2019-10-14T23:00:00",{"v":75,"d":"75.0"},71.5,{"v":70,"d":"70.0"},110.8,35.32,0.0735,0.74,13.82]
["October",15,"3AM to 4AM",3,"October 15, 2019 3:00","2019-10-15T03:00:00",{"v":72,"d":"72.0"},69.9,69.1,107.3,34.03,0.0739,0.72,13.73]
["October",15,"6AM to 7AM",6,"October 15, 2019 6:00","2019-10-15T06:00:00",{"v":72,"d":"72.0"},69.9,69.1,107.3,34.03,0.0739,0.72,13.73]
["October",15,"10AM to 11AM",10,"October 15, 2019 10:00","2019-10-15T10:00:00",87.1,75.5,71.1,{"v":115,"d":"115.0"},38.97,0.0719,0.77,14.15]
["October",15,"2PM to 3PM",14,"October 15, 2019 14:00","2019-10-15T14:00:00",{"v":88,"d":"88.0"},76.3,{"v":72,"d":"72.0"},118.7,39.77,0.0717,0.79,14.18]
["October",15,"5PM to 6PM",17,"October 15, 2019 17:00","2019-10-15T17:00:00",{"v":82,"d":"82.0"},72.9,69.1,107.3,36.51,0.0726,0.72,13.99]
["October",15,"8PM to 9PM",20,"October 15, 2019 20:00","2019-10-15T20:00:00",{"v":77,"d":"77.0"},{"v":72,"d":"72.0"},{"v":70,"d":"70.0"},110.8,35.81,0.0732,0.74,13.87]
["October",15,"9PM to 10PM",21,"October 15, 2019 21:00","2019-10-15T21:00:00",{"v":75,"d":"75.0"},70.8,69.1,107.3,34.78,0.0735,0.72,13.81]
["October",16,"12AM to 1AM",0,"October 16, 2019 0:00","2019-10-16",{"v":73,"d":"73.0"},69.5,{"v":68,"d":"68.0"},103.3,33.67,0.0738,0.69,13.75]
["October",16,"4AM to 5AM",4,"October 16, 2019 4:00","2019-10-16T04:00:00",{"v":73,"d":"73.0"},70.3,69.1,107.3,34.29,0.0738,0.72,13.76]
["October",16,"7AM to 8AM",7,"October 16, 2019 7:00","2019-10-16T07:00:00",{"v":79,"d":"79.0"},{"v":72,"d":"72.0"},69.1,107.3,35.76,{"v":0.073,"d":"0.0730"},0.72,13.91]
["October",16,"11AM to 12PM",11,"October 16, 2019 11:00","2019-10-16T11:00:00",{"v":88,"d":"88.0"},75.7,71.1,{"v":115,"d":"115.0"},39.19,0.0717,0.77,14.17]
["October",16,"3PM to 4PM",15,"October 16, 2019 15:00","2019-10-16T15:00:00",{"v":82,"d":"82.0"},73.4,{"v":70,"d":"70.0"},110.8,37.05,0.0726,0.74,{"v":14,"d":"14.00"}]
["October",16,"6PM to 7PM",18,"October 16, 2019 18:00","2019-10-16T18:00:00",{"v":77,"d":"77.0"},71.4,69.1,107.3,35.27,0.0733,0.72,13.86]
["October",16,"9PM to 10PM",21,"October 16, 2019 21:00","2019-10-16T21:00:00",75.9,71.1,69.1,107.3,{"v":35,"d":"35.00"},0.0734,0.72,13.83]
["October",16,"10PM to 11PM",22,"October 16, 2019 22:00","2019-10-16T22:00:00",{"v":77,"d":"77.0"},70.7,{"v":68,"d":"68.0"},103.3,34.64,0.0733,0.69,13.85]
["October",17,"1AM to 2AM",1,"October 17, 2019 1:00","2019-10-17T01:00:00",73.9,69.8,{"v":68,"d":"68.0"},103.3,33.89,0.0737,0.69,13.77]
["October",17,"5AM to 6AM",5,"October 17, 2019 5:00","2019-10-17T05:00:00",{"v":75,"d":"75.0"},66.9,{"v":63,"d":"63.0"},86.4,31.51,0.0737,0.58,13.74]
["October",17,"8AM to 9AM",8,"October 17, 2019 8:00","2019-10-17T08:00:00",{"v":79,"d":"79.0"},69.4,64.9,92.7,33.47,0.0731,0.62,13.87]
["October",17,"12PM to 1PM",12,"October 17, 2019 12:00","2019-10-17T12:00:00",82.9,{"v":70,"d":"70.0"},{"v":64,"d":"64.0"},89.8,33.98,0.0726,{"v":0.6,"d":"0.60"},13.96]
["October",17,"4PM to 5PM",16,"October 17, 2019 16:00","2019-10-17T16:00:00",80.1,{"v":68,"d":"68.0"},62.1,83.6,32.31,{"v":0.073,"d":"0.0730"},0.56,13.87]
["October",17,"7PM to 8PM",19,"October 17, 2019 19:00","2019-10-17T19:00:00",75.9,68.4,64.9,92.7,32.72,0.0735,0.62,13.79]
["October",17,"8PM to 9PM",20,"October 17, 2019 20:00","2019-10-17T20:00:00",75.9,67.9,{"v":64,"d":"64.0"},89.8,32.26,0.0735,{"v":0.6,"d":"0.60"},13.78]
["October",17,"11PM to 12AM",23,"October 17, 2019 23:00","2019-10-17T23:00:00",71.1,66.9,64.9,92.7,31.52,0.0742,0.62,13.66]
["October",18,"2AM to 3AM",2,"October 18, 2019 2:00","2019-10-18T02:00:00",71.1,66.9,64.9,92.7,31.52,0.0742,0.62,13.66]
["October",18,"6AM to 7AM",6,"October 18, 2019 6:00","2019-10-18T06:00:00",69.1,66.3,64.9,92.7,31.04,0.0744,0.62,13.61]
["October",18,"9AM to 10AM",9,"October 18, 2019 9:00","2019-10-18T09:00:00",{"v":84,"d":"84.0"},69.7,{"v":63,"d":"63.0"},86.4,33.72,0.0724,0.58,13.98]
["October",18,"1PM to 2PM",13,"October 18, 2019 13:00","2019-10-18T13:00:00",84.9,71.1,64.9,92.7,34.93,0.0723,0.62,14.02]
["October",18,"5PM to 6PM",17,{"$f":"A6985&\" \"&B6985&\", \"&$D$5&\" \"&D6985&\":00\"","v":"October 18, 2019 17:00"},{"$f":"DATEVALUE(E6985)+TIMEVALUE(E6985)","v":"2019-10-18T17:00:00"},{"v":79,"d":"79.0"},{"v":70,"d":"70.0"},{"v":66,"d":"66.0"},96.3,34.04,0.0731,0.64,13.88]
["October",18,"8PM to 9PM",20,"October 18, 2019 20:00","2019-10-18T20:00:00",{"v":75,"d":"75.0"},66.9,{"v":63,"d":"63.0"},86.4,31.51,0.0737,0.58,13.74]
["October",18,"9PM to 10PM",21,"October 18, 2019 21:00","2019-10-18T21:00:00",{"v":73,"d":"73.0"},66.3,{"v":63,"d":"63.0"},86.4,31.02,0.0739,0.58,13.69]
["October",19,"12AM to 1AM",0,"October 19, 2019 0:00","2019-10-19",{"v":70,"d":"70.0"},66.6,64.9,92.7,31.26,0.0743,0.62,13.63]
["October",19,"3AM to 4AM",3,"October 19, 2019 3:00","2019-10-19T03:00:00",{"v":68,"d":"68.0"},65.4,{"v":64,"d":"64.0"},89.8,30.31,0.0746,{"v":0.6,"d":"0.60"},13.57]
["October",19,"6AM to 7AM",6,"October 19, 2019 6:00","2019-10-19T06:00:00",66.9,64.3,{"v":63,"d":"63.0"},86.4,29.52,0.0748,0.58,13.54]
["October",19,"11AM to 12PM",11,"October 19, 2019 11:00","2019-10-19T11:00:00",84.9,{"v":70,"d":"70.0"},{"v":63,"d":"63.0"},86.4,33.94,0.0723,0.58,{"v":14,"d":"14.00"}]
["October",19,"2PM to 3PM",14,"October 19, 2019 14:00","2019-10-19T14:00:00",{"v":84,"d":"84.0"},70.9,64.9,92.7,34.71,0.0724,0.62,{"v":14,"d":"14.00"}]
["October",19,"6PM to 7PM",18,"October 19, 2019 18:00","2019-10-19T18:00:00",75.9,67.9,{"v":64,"d":"64.0"},89.8,32.26,0.0735,{"v":0.6,"d":"0.60"},13.78]
["October",19,"9PM to 10PM",21,"October 19, 2019 21:00","2019-10-19T21:00:00",{"v":72,"d":"72.0"},67.2,64.9,92.7,31.74,{"v":0.074,"d":"0.0740"},0.62,13.69]
["October",19,"10PM to 11PM",22,"October 19, 2019 22:00","2019-10-19T22:00:00",71.1,66.9,64.9,92.7,31.52,0.0742,0.62,13.66]
["October",20,"1AM to 2AM",1,"October 20, 2019 1:00","2019-10-20T01:00:00",69.1,66.3,64.9,92.7,31.04,0.0744,0.62,13.61]
["October",20,"7AM to 8AM",7,"October 20, 2019 7:00","2019-10-20T07:00:00",{"v":75,"d":"75.0"},68.8,{"v":66,"d":"66.0"},96.3,33.06,0.0736,0.64,13.78]
["October",20,"9AM to 10AM",9,"October 20, 2019 9:00","2019-10-20T09:00:00",{"v":84,"d":"84.0"},69.7,{"v":63,"d":"63.0"},86.4,33.72,0.0724,0.58,13.98]
["October",20,"12PM to 1PM",12,"October 20, 2019 12:00","2019-10-20T12:00:00",{"v":86,"d":"86.0"},72.1,{"v":66,"d":"66.0"},96.3,35.77,0.0721,0.64,14.06]
["October",20,"4PM to 5PM",16,"October 20, 2019 16:00","2019-10-20T16:00:00",{"v":81,"d":"81.0"},71.2,66.9,99.5,35.01,0.0728,0.67,13.94]
["October",20,"7PM to 8PM",19,"October 20, 2019 19:00","2019-10-20T19:00:00",78.1,69.8,{"v":66,"d":"66.0"},96.3,33.82,0.0732,0.64,13.85]
["October",20,"10PM to 11PM",22,"October 20, 2019 22:00","2019-10-20T22:00:00",73.9,69.1,66.9,99.5,33.29,0.0737,0.67,13.76]
["October",20,"11PM to 12AM",23,"October 20, 2019 23:00","2019-10-20T23:00:00",{"v":73,"d":"73.0"},68.8,66.9,99.5,33.06,0.0738,0.67,13.73]
["October",21,"2AM to 3AM",2,"October 21, 2019 2:00","2019-10-21T02:00:00",{"v":72,"d":"72.0"},68.5,66.9,99.5,{"v":32.8,"d":"32.80"},{"v":0.074,"d":"0.0740"},0.67,13.71]
["October",21,"8AM to 9AM",8,"October 21, 2019 8:00","2019-10-21T08:00:00",{"v":82,"d":"82.0"},72.9,69.1,107.3,36.51,0.0726,0.72,13.99]
["October",21,"10AM to 11AM",{"$f":"IF(D7049+1>23,0,D7049+1)","v":10},"October 21, 2019 10:00","2019-10-21T10:00:00",{"v":86,"d":"86.0"},73.3,{"v":68,"d":"68.0"},103.3,36.86,0.0721,0.69,14.08]
["October",21,"1PM to 2PM",13,"October 21, 2019 13:00","2019-10-21T13:00:00",{"v":86,"d":"86.0"},73.3,{"v":68,"d":"68.0"},103.3,36.86,0.0721,0.69,14.08]
["October",21,"5PM to 6PM",17,"October 21, 2019 17:00","2019-10-21T17:00:00",{"v":81,"d":"81.0"},71.2,66.9,99.5,35.01,0.0728,0.67,13.94]
["October",21,"8PM to 9PM",20,"October 21, 2019 20:00","2019-10-21T20:00:00",78.1,{"v":71,"d":"71.0"},{"v":68,"d":"68.0"},103.3,34.91,0.0731,0.69,13.88]
["October",21,"11PM to 12AM",23,"October 21, 2019 23:00","2019-10-21T23:00:00",73.9,69.8,{"v":68,"d":"68.0"},103.3,33.89,0.0737,0.69,13.77]
["October",22,"12AM to 1AM",0,"October 22, 2019 0:00","2019-10-22",{"v":73,"d":"73.0"},69.5,{"v":68,"d":"68.0"},103.3,33.67,0.0738,0.69,13.75]
["October",22,"5AM to 6AM",5,"October 22, 2019 5:00","2019-10-22T05:00:00",71.1,68.2,66.9,99.5,32.58,0.0741,0.67,13.68]
["October",22,"8AM to 9AM",8,"October 22, 2019 8:00","2019-10-22T08:00:00",{"v":84,"d":"84.0"},73.4,69.1,107.3,{"v":37,"d":"37.00"},0.0723,0.72,14.04]
["October",22,"11AM to 12PM",11,"October 22, 2019 11:00","2019-10-22T11:00:00",{"v":88,"d":"88.0"},74.5,69.1,107.3,37.98,0.0718,0.72,14.14]
["October",22,"2PM to 3PM",14,"October 22, 2019 14:00","2019-10-22T14:00:00",{"v":81,"d":"81.0"},73.9,71.1,{"v":115,"d":"115.0"},37.45,0.0727,0.77,13.99]
["October",22,"6PM to 7PM",18,"October 22, 2019 18:00","2019-10-22T18:00:00",75.9,69.7,66.9,99.5,33.77,0.0734,0.67,13.81]
["October",22,"9PM to 10PM",21,"October 22, 2019 21:00","2019-10-22T21:00:00",{"v":73,"d":"73.0"},70.3,69.1,107.3,34.29,0.0738,0.72,13.76]
["October",23,"12AM to 1AM",0,"October 23, 2019 0:00","2019-10-23",{"v":72,"d":"72.0"},69.2,{"v":68,"d":"68.0"},103.3,{"v":33.4,"d":"33.40"},{"v":0.074,"d":"0.0740"},0.69,13.72]
["October",23,"1AM to 2AM",1,"October 23, 2019 1:00","2019-10-23T01:00:00",71.1,68.9,{"v":68,"d":"68.0"},103.3,33.18,0.0741,0.69,13.69]
["October",23,"6AM to 7AM",6,"October 23, 2019 6:00","2019-10-23T06:00:00",{"v":70,"d":"70.0"},67.9,66.9,99.5,32.31,0.0743,0.67,13.66]
["October",23,"9AM to 10AM",9,"October 23, 2019 9:00","2019-10-23T09:00:00",{"v":88,"d":"88.0"},73.2,66.9,99.5,36.74,0.0718,0.67,14.12]
["October",23,"12PM to 1PM",12,"October 23, 2019 12:00","2019-10-23T12:00:00",{"v":88,"d":"88.0"},73.2,66.9,99.5,36.74,0.0718,0.67,14.12]
["October",23,"3PM to 4PM",15,"October 23, 2019 15:00","2019-10-23T15:00:00",{"v":81,"d":"81.0"},73.1,{"v":70,"d":"70.0"},110.8,36.79,0.0727,0.74,13.97]
["October",23,"7PM to 8PM",19,"October 23, 2019 19:00","2019-10-23T19:00:00",78.1,71.7,69.1,107.3,35.54,0.0731,0.72,13.89]
["October",23,"10PM to 11PM",22,"October 23, 2019 22:00","2019-10-23T22:00:00",73.9,70.5,69.1,107.3,34.52,0.0737,0.72,13.78]
["October",24,"1AM to 2AM",1,{"$f":"A7113&\" \"&B7113&\", \"&$D$5&\" \"&D7113&\":00\"","v":"October 24, 2019 1:00"},{"$f":"DATEVALUE(E7113)+TIMEVALUE(E7113)","v":"2019-10-24T01:00:00"},{"v":73,"d":"73.0"},70.3,69.1,107.3,34.29,0.0738,0.72,13.76]
["October",24,"3AM to 4AM",3,"October 24, 2019 3:00","2019-10-24T03:00:00",71.1,68.9,{"v":68,"d":"68.0"},103.3,33.18,0.0741,0.69,13.69]
["October",24,"6AM to 7AM",6,"October 24, 2019 6:00","2019-10-24T06:00:00",{"v":72,"d":"72.0"},69.9,69.1,107.3,34.03,0.0739,0.72,13.73]
["October",24,"10AM to 11AM",10,"October 24, 2019 10:00","2019-10-24T10:00:00",84.9,73.6,69.1,107.3,37.22,0.0722,0.72,14.06]
["October",24,"1PM to 2PM",13,"October 24, 2019 13:00","2019-10-24T13:00:00",{"v":81,"d":"81.0"},73.9,71.1,{"v":115,"d":"115.0"},37.45,0.0727,0.77,13.99]
["October",24,"4PM to 5PM",16,"October 24, 2019 16:00","2019-10-24T16:00:00",{"v":82,"d":"82.0"},72.2,{"v":68,"d":"68.0"},103.3,35.89,0.0726,0.69,13.98]
["October",24,"8PM to 9PM",20,"October 24, 2019 20:00","2019-10-24T20:00:00",75.9,69.7,66.9,99.5,33.77,0.0734,0.67,13.81]
["October",24,"11PM to 12AM",23,"October 24, 2019 23:00","2019-10-24T23:00:00",{"v":72,"d":"72.0"},68.5,66.9,99.5,{"v":32.8,"d":"32.80"},{"v":0.074,"d":"0.0740"},0.67,13.71]
["October",25,"12AM to 1AM",0,"October 25, 2019 0:00","2019-10-25",{"v":72,"d":"72.0"},69.2,{"v":68,"d":"68.0"},103.3,{"v":33.4,"d":"33.40"},{"v":0.074,"d":"0.0740"},0.69,13.72]
["October",25,"4AM to 5AM",4,"October 25, 2019 4:00","2019-10-25T04:00:00",{"v":70,"d":"70.0"},67.9,66.9,99.5,32.31,0.0743,0.67,13.66]
["October",25,"7AM to 8AM",7,"October 25, 2019 7:00","2019-10-25T07:00:00",{"v":79,"d":"79.0"},{"v":72,"d":"72.0"},69.1,107.3,35.76,{"v":0.073,"d":"0.0730"},0.72,13.91]
["October",25,"11AM to 12PM",11,"October 25, 2019 11:00","2019-10-25T11:00:00",{"v":88,"d":"88.0"},72.6,{"v":66,"d":"66.0"},96.3,36.25,0.0719,0.64,14.11]
["October",25,"2PM to 3PM",14,"October 25, 2019 14:00","2019-10-25T14:00:00",87.1,71.2,{"v":64,"d":"64.0"},89.8,{"v":35,"d":"35.00"},{"v":0.072,"d":"0.0720"},{"v":0.6,"d":"0.60"},14.07]
["October",25,"5PM to 6PM",17,"October 25, 2019 17:00","2019-10-25T17:00:00",{"v":79,"d":"79.0"},69.4,64.9,92.7,33.47,0.0731,0.62,13.87]
["October",25,"9PM to 10PM",21,"October 25, 2019 21:00","2019-10-25T21:00:00",73.9,67.3,{"v":64,"d":"64.0"},89.8,31.77,0.0738,{"v":0.6,"d":"0.60"},13.73]
["October",26,"12AM to 1AM",0,"October 26, 2019 0:00","2019-10-26",{"v":73,"d":"73.0"},{"v":67,"d":"67.0"},{"v":64,"d":"64.0"},89.8,31.55,0.0739,{"v":0.6,"d":"0.60"},{"v":13.7,"d":"13.70"}]
["October",26,"1AM to 2AM",1,"October 26, 2019 1:00","2019-10-26T01:00:00",{"v":70,"d":"70.0"},66.6,64.9,92.7,31.26,0.0743,0.62,13.63]
["October",26,"5AM to 6AM",5,"October 26, 2019 5:00","2019-10-26T05:00:00",69.1,66.3,64.9,92.7,31.04,0.0744,0.62,13.61]
["October",26,"8AM to 9AM",8,"October 26, 2019 8:00","2019-10-26T08:00:00",{"v":82,"d":"82.0"},70.3,64.9,92.7,34.22,0.0727,0.62,13.94]
["October",26,"12PM to 1PM",12,"October 26, 2019 12:00","2019-10-26T12:00:00",87.1,71.7,64.9,92.7,35.46,{"v":0.072,"d":"0.0720"},0.62,14.07]
["October",26,"3PM to 4PM",15,"October 26, 2019 15:00","2019-10-26T15:00:00",84.9,71.8,{"v":66,"d":"66.0"},96.3,{"v":35.5,"d":"35.50"},0.0723,0.64,14.03]
["October",26,"7PM to 8PM",19,"October 26, 2019 19:00","2019-10-26T19:00:00",{"v":77,"d":"77.0"},{"v":70,"d":"70.0"},66.9,99.5,34.04,0.0733,0.67,13.84]
["October",26,"10PM to 11PM",22,"October 26, 2019 22:00","2019-10-26T22:00:00",75.9,69.7,66.9,99.5,33.77,0.0734,0.67,13.81]
["October",27,"1AM to 2AM",1,"October 27, 2019 1:00","2019-10-27T01:00:00",{"v":75,"d":"75.0"},68.8,{"v":66,"d":"66.0"},96.3,33.06,0.0736,0.64,13.78]
["October",27,"2AM to 3AM",2,"October 27, 2019 2:00","2019-10-27T02:00:00",73.9,68.5,{"v":66,"d":"66.0"},96.3,{"v":32.8,"d":"32.80"},0.0737,0.64,13.75]
["October",27,"6AM to 7AM",6,"October 27, 2019 6:00","2019-10-27T06:00:00",71.1,66.9,64.9,92.7,31.52,0.0742,0.62,13.66]
["October",27,"9AM to 10AM",9,"October 27, 2019 9:00","2019-10-27T09:00:00",84.9,71.1,64.9,92.7,34.93,0.0723,0.62,14.02]
["October",27,"1PM to 2PM",13,"October 27, 2019 13:00","2019-10-27T13:00:00",{"v":86,"d":"86.0"},70.3,{"v":63,"d":"63.0"},86.4,{"v":34.2,"d":"34.20"},0.0722,0.58,14.03]
["October",27,"4PM to 5PM",16,"October 27, 2019 16:00","2019-10-27T16:00:00",{"v":82,"d":"82.0"},69.7,{"v":64,"d":"64.0"},89.8,33.76,0.0727,{"v":0.6,"d":"0.60"},13.94]
["October",27,"8PM to 9PM",20,"October 27, 2019 20:00","2019-10-27T20:00:00",75.9,68.4,64.9,92.7,32.72,0.0735,0.62,13.79]
["October",27,"11PM to 12AM",23,"October 27, 2019 23:00","2019-10-27T23:00:00",{"v":75,"d":"75.0"},68.2,64.9,92.7,{"v":32.5,"d":"32.50"},0.0736,0.62,13.76]
["October",28,"3AM to 4AM",3,"October 28, 2019 3:00","2019-10-28T03:00:00",71.1,67.6,{"v":66,"d":"66.0"},96.3,32.09,0.0741,0.64,13.67]
["October",28,"4AM to 5AM",4,"October 28, 2019 4:00","2019-10-28T04:00:00",71.1,67.6,{"v":66,"d":"66.0"},96.3,32.09,0.0741,0.64,13.67]
["October",28,"7AM to 8AM",7,"October 28, 2019 7:00","2019-10-28T07:00:00",{"v":79,"d":"79.0"},70.6,66.9,99.5,34.53,{"v":0.073,"d":"0.0730"},0.67,13.89]
["October",28,"10AM to 11AM",10,"October 28, 2019 10:00","2019-10-28T10:00:00",{"v":86,"d":"86.0"},71.4,64.9,92.7,{"v":35.2,"d":"35.20"},0.0721,0.62,14.05]
["October",28,"2PM to 3PM",14,"October 28, 2019 14:00","2019-10-28T14:00:00",87.1,72.4,{"v":66,"d":"66.0"},96.3,36.03,{"v":0.072,"d":"0.0720"},0.64,14.09]
["October",28,"5PM to 6PM",17,"October 28, 2019 17:00","2019-10-28T17:00:00",80.1,70.9,66.9,99.5,34.79,0.0729,0.67,13.91]
["October",28,"9PM to 10PM",21,"October 28, 2019 21:00","2019-10-28T21:00:00",78.1,{"v":71,"d":"71.0"},{"v":68,"d":"68.0"},103.3,34.91,0.0731,0.69,13.88]
["October",29,"12AM to 1AM",0,"October 29, 2019 0:00","2019-10-29",{"v":77,"d":"77.0"},69.4,{"v":66,"d":"66.0"},96.3,33.55,0.0733,0.64,13.83]
["October",29,"4AM to 5AM",4,"October 29, 2019 4:00","2019-10-29T04:00:00",{"v":73,"d":"73.0"},{"v":67,"d":"67.0"},{"v":64,"d":"64.0"},89.8,31.55,0.0739,{"v":0.6,"d":"0.60"},{"v":13.7,"d":"13.70"}]
["October",29,"5AM to 6AM",5,"October 29, 2019 5:00","2019-10-29T05:00:00",71.1,66.9,64.9,92.7,31.52,0.0742,0.62,13.66]
["October",29,"8AM to 9AM",8,"October 29, 2019 8:00","2019-10-29T08:00:00",{"v":79,"d":"79.0"},{"v":70,"d":"70.0"},{"v":66,"d":"66.0"},96.3,34.04,0.0731,0.64,13.88]
["October",29,"12PM to 1PM",12,"October 29, 2019 12:00","2019-10-29T12:00:00",{"v":86,"d":"86.0"},70.9,{"v":64,"d":"64.0"},89.8,34.74,0.0722,{"v":0.6,"d":"0.60"},14.04]
["October",29,"3PM to 4PM",15,"October 29, 2019 15:00","2019-10-29T15:00:00",84.9,71.1,64.9,92.7,34.93,0.0723,0.62,14.02]
["October",29,"6PM to 7PM",18,"October 29, 2019 18:00","2019-10-29T18:00:00",{"v":79,"d":"79.0"},{"v":70,"d":"70.0"},{"v":66,"d":"66.0"},96.3,34.04,0.0731,0.64,13.88]
["October",29,"10PM to 11PM",22,"October 29, 2019 22:00","2019-10-29T22:00:00",75.9,70.4,{"v":68,"d":"68.0"},103.3,34.38,0.0734,0.69,13.82]
["October",30,"1AM to 2AM",1,"October 30, 2019 1:00","2019-10-30T01:00:00",75.9,69.7,66.9,99.5,33.77,0.0734,0.67,13.81]
["October",30,"5AM to 6AM",5,"October 30, 2019 5:00","2019-10-30T05:00:00",{"v":75,"d":"75.0"},70.1,{"v":68,"d":"68.0"},103.3,34.16,0.0735,0.69,{"v":13.8,"d":"13.80"}]
["October",30,"6AM to 7AM",6,"October 30, 2019 6:00","2019-10-30T06:00:00",{"v":75,"d":"75.0"},70.8,69.1,107.3,34.78,0.0735,0.72,13.81]
["October",30,"9AM to 10AM",9,"October 30, 2019 9:00","2019-10-30T09:00:00",{"v":84,"d":"84.0"},72.1,66.9,99.5,35.77,0.0724,0.67,14.02]
["October",30,"1PM to 2PM",13,"October 30, 2019 13:00","2019-10-30T13:00:00",{"v":86,"d":"86.0"},72.6,66.9,99.5,36.26,0.0721,0.67,14.07]
["October",30,"4PM to 5PM",16,"October 30, 2019 16:00","2019-10-30T16:00:00",82.9,71.2,{"v":66,"d":"66.0"},96.3,35.01,0.0725,0.64,13.98]
["October",30,"7PM to 8PM",19,"October 30, 2019 19:00","2019-10-30T19:00:00",78.1,{"v":71,"d":"71.0"},{"v":68,"d":"68.0"},103.3,34.91,0.0731,0.69,13.88]
["October",30,"11PM to 12AM",23,"October 30, 2019 23:00","2019-10-30T23:00:00",78.1,70.3,66.9,99.5,34.31,0.0732,0.67,13.86]
["October",31,"2AM to 3AM",2,"October 31, 2019 2:00","2019-10-31T02:00:00",75.9,69.1,{"v":66,"d":"66.0"},96.3,33.29,0.0735,0.64,{"v":13.8,"d":"13.80"}]
["October",31,"6AM to 7AM",6,"October 31, 2019 6:00","2019-10-31T06:00:00",{"v":77,"d":"77.0"},69.4,{"v":66,"d":"66.0"},96.3,33.55,0.0733,0.64,13.83]
["October",31,"7AM to 8AM",7,"October 31, 2019 7:00","2019-10-31T07:00:00",{"v":79,"d":"79.0"},{"v":70,"d":"70.0"},{"v":66,"d":"66.0"},96.3,34.04,0.0731,0.64,13.88]
["October",31,"10AM to 11AM",10,"October 31, 2019 10:00","2019-10-31T10:00:00",87.1,72.4,{"v":66,"d":"66.0"},96.3,36.03,{"v":0.072,"d":"0.0720"},0.64,14.09]
["October",31,"2PM to 3PM",14,"October 31, 2019 14:00","2019-10-31T14:00:00",{"v":84,"d":"84.0"},72.1,66.9,99.5,35.77,0.0724,0.67,14.02]
["October",31,"5PM to 6PM",17,"October 31, 2019 17:00","2019-10-31T17:00:00",78.1,69.8,{"v":66,"d":"66.0"},96.3,33.82,0.0732,0.64,13.85]
["October",31,"8PM to 9PM",20,"October 31, 2019 20:00","2019-10-31T20:00:00",75.9,69.1,{"v":66,"d":"66.0"},96.3,33.29,0.0735,0.64,{"v":13.8,"d":"13.80"}]
["October",31,"11PM to 12AM",23,"October 31, 2019 23:00","2019-10-31T23:00:00",75.6,69.6,66.9,99.5,33.68,0.0735,0.67,{"v":13.8,"d":"13.80"}]
["November",1,"4AM to 5AM",4,"November 1, 2019 4:00","2019-11-01T04:00:00",75.9,71.1,69.1,107.3,{"v":35,"d":"35.00"},0.0734,0.72,13.83]
["November",1,"5AM to 6AM",5,"November 1, 2019 5:00","2019-11-01T05:00:00",{"v":75,"d":"75.0"},70.8,69.1,107.3,34.78,0.0735,0.72,13.81]
["November",1,"8AM to 9AM",8,"November 1, 2019 8:00","2019-11-01T08:00:00",78.1,71.7,69.1,107.3,35.54,0.0731,0.72,13.89]
["November",1,"11AM to 12PM",11,"November 1, 2019 11:00","2019-11-01T11:00:00",{"v":82,"d":"82.0"},73.4,{"v":70,"d":"70.0"},110.8,37.05,0.0726,0.74,{"v":14,"d":"14.00"}]
["November",1,"3PM to 4PM",15,"November 1, 2019 15:00","2019-11-01T15:00:00",{"v":79,"d":"79.0"},{"v":72,"d":"72.0"},69.1,107.3,35.76,{"v":0.073,"d":"0.0730"},0.72,13.91]
["November",1,"6PM to 7PM",18,"November 1, 2019 18:00","2019-11-01T18:00:00",{"v":75,"d":"75.0"},71.5,{"v":70,"d":"70.0"},110.8,35.32,0.0735,0.74,13.82]
["November",1,"9PM to 10PM",21,"November 1, 2019 21:00","2019-11-01T21:00:00",75.9,70.4,{"v":68,"d":"68.0"},103.3,34.38,0.0734,0.69,13.82]
["November",2,"12AM to 1AM",0,"November 2, 2019 0:00","2019-11-02",{"v":77,"d":"77.0"},70.7,{"v":68,"d":"68.0"},103.3,34.64,0.0733,0.69,13.85]
["November",2,"5AM to 6AM",5,"November 2, 2019 5:00","2019-11-02T05:00:00",71.1,68.2,66.9,99.5,32.58,0.0741,0.67,13.68]
["November",2,"6AM to 7AM",6,"November 2, 2019 6:00","2019-11-02T06:00:00",{"v":72,"d":"72.0"},68.5,66.9,99.5,{"v":32.8,"d":"32.80"},{"v":0.074,"d":"0.0740"},0.67,13.71]
["November",2,"9AM to 10AM",9,"November 2, 2019 9:00","2019-11-02T09:00:00",84.9,74.2,{"v":70,"d":"70.0"},110.8,37.76,0.0722,0.74,14.08]
["November",2,"12PM to 1PM",12,"November 2, 2019 12:00","2019-11-02T12:00:00",84.9,73.6,69.1,107.3,37.22,0.0722,0.72,14.06]
["November",2,"4PM to 5PM",16,"November 2, 2019 16:00","2019-11-02T16:00:00",{"v":82,"d":"82.0"},71.5,66.9,99.5,35.28,0.0726,0.67,13.97]
["November",2,"7PM to 8PM",19,"November 2, 2019 19:00","2019-11-02T19:00:00",78.1,{"v":71,"d":"71.0"},{"v":68,"d":"68.0"},103.3,34.91,0.0731,0.69,13.88]
["November",2,"9PM to 10PM",21,"November 2, 2019 21:00","2019-11-02T21:00:00",{"v":77,"d":"77.0"},70.7,{"v":68,"d":"68.0"},103.3,34.64,0.0733,0.69,13.85]
["November",3,"3AM to 4AM",3,"November 3, 2019 3:00","2019-11-03T03:00:00",{"v":75,"d":"75.0"},68.8,{"v":66,"d":"66.0"},96.3,33.06,0.0736,0.64,13.78]
["November",3,"6AM to 7AM",6,"November 3, 2019 6:00","2019-11-03T06:00:00",75.9,70.4,{"v":68,"d":"68.0"},103.3,34.38,0.0734,0.69,13.82]
["November",3,"7AM to 8AM",7,"November 3, 2019 7:00","2019-11-03T07:00:00",80.1,71.6,{"v":68,"d":"68.0"},103.3,{"v":35.4,"d":"35.40"},0.0729,0.69,13.93]
["November",3,"10AM to 11AM",10,"November 3, 2019 10:00","2019-11-03T10:00:00",84.9,73.6,69.1,107.3,37.22,0.0722,0.72,14.06]
["November",3,"1PM to 2PM",13,"November 3, 2019 13:00","2019-11-03T13:00:00",{"v":86,"d":"86.0"},72.1,{"v":66,"d":"66.0"},96.3,35.77,0.0721,0.64,14.06]
["November",3,"5PM to 6PM",17,{"$f":"A7369&\" \"&B7369&\", \"&$D$5&\" \"&D7369&\":00\"","v":"November 3, 2019 17:00"},{"$f":"DATEVALUE(E7369)+TIMEVALUE(E7369)","v":"2019-11-03T17:00:00"},80.1,70.9,66.9,99.5,34.79,0.0729,0.67,13.91]
["November",3,"8PM to 9PM",20,"November 3, 2019 20:00","2019-11-03T20:00:00",78.1,{"v":71,"d":"71.0"},{"v":68,"d":"68.0"},103.3,34.91,0.0731,0.69,13.88]
["November",3,"10PM to 11PM",22,"November 3, 2019 22:00","2019-11-03T22:00:00",{"v":77,"d":"77.0"},70.7,{"v":68,"d":"68.0"},103.3,34.64,0.0733,0.69,13.85]
["November",4,"4AM to 5AM",4,"November 4, 2019 4:00","2019-11-04T04:00:00",{"v":77,"d":"77.0"},{"v":70,"d":"70.0"},66.9,99.5,34.04,0.0733,0.67,13.84]
["November",4,"7AM to 8AM",7,"November 4, 2019 7:00","2019-11-04T07:00:00",80.1,70.9,66.9,99.5,34.79,0.0729,0.67,13.91]
["November",4,"8AM to 9AM",8,"November 4, 2019 8:00","2019-11-04T08:00:00",{"v":84,"d":"84.0"},71.5,{"v":66,"d":"66.0"},96.3,35.28,0.0724,0.64,14.01]
["November",4,"11AM to 12PM",11,"November 4, 2019 11:00","2019-11-04T11:00:00",87.1,71.7,64.9,92.7,35.46,{"v":0.072,"d":"0.0720"},0.62,14.07]
["November",4,"2PM to 3PM",14,"November 4, 2019 14:00","2019-11-04T14:00:00",84.9,71.1,64.9,92.7,34.93,0.0723,0.62,14.02]
["November",4,"6PM to 7PM",18,"November 4, 2019 18:00","2019-11-04T18:00:00",78.1,70.3,66.9,99.5,34.31,0.0732,0.67,13.86]
["November",4,"11PM to 12AM",23,"November 4, 2019 23:00","2019-11-04T23:00:00",78.1,69.1,64.9,92.7,33.25,0.0732,0.62,13.84]
["November",5,"2AM to 3AM",2,"November 5, 2019 2:00","2019-11-05T02:00:00",{"v":75,"d":"75.0"},68.2,64.9,92.7,{"v":32.5,"d":"32.50"},0.0736,0.62,13.76]
["November",5,"5AM to 6AM",5,"November 5, 2019 5:00","2019-11-05T05:00:00",75.9,68.4,64.9,92.7,32.72,0.0735,0.62,13.79]
["November",5,"8AM to 9AM",8,"November 5, 2019 8:00","2019-11-05T08:00:00",{"v":82,"d":"82.0"},71.5,66.9,99.5,35.28,0.0726,0.67,13.97]
["November",5,"9AM to 10AM",9,"November 5, 2019 9:00","2019-11-05T09:00:00",84.9,72.3,66.9,99.5,35.99,0.0722,0.67,14.04]
["November",5,"12PM to 1PM",12,"November 5, 2019 12:00","2019-11-05T12:00:00",87.1,72.4,{"v":66,"d":"66.0"},96.3,36.03,{"v":0.072,"d":"0.0720"},0.64,14.09]
["November",5,"4PM to 5PM",16,"November 5, 2019 16:00","2019-11-05T16:00:00",82.9,71.7,66.9,99.5,{"v":35.5,"d":"35.50"},0.0725,0.67,13.99]
["November",5,"7PM to 8PM",19,"November 5, 2019 19:00","2019-11-05T19:00:00",78.1,{"v":71,"d":"71.0"},{"v":68,"d":"68.0"},103.3,34.91,0.0731,0.69,13.88]
["November",6,"12AM to 1AM",0,"November 6, 2019 0:00","2019-11-06",75.9,71.1,69.1,107.3,{"v":35,"d":"35.00"},0.0734,0.72,13.83]
["November",6,"3AM to 4AM",3,"November 6, 2019 3:00","2019-11-06T03:00:00",{"v":75,"d":"75.0"},70.1,{"v":68,"d":"68.0"},103.3,34.16,0.0735,0.69,{"v":13.8,"d":"13.80"}]
["November",6,"6AM to 7AM",6,"November 6, 2019 6:00","2019-11-06T06:00:00",{"v":75,"d":"75.0"},69.4,66.9,99.5,33.55,0.0736,0.67,13.78]
["November",6,"9AM to 10AM",9,{"$f":"A7433&\" \"&B7433&\", \"&$D$5&\" \"&D7433&\":00\"","v":"November 6, 2019 9:00"},{"$f":"DATEVALUE(E7433)+TIMEVALUE(E7433)","v":"2019-11-06T09:00:00"},{"v":84,"d":"84.0"},72.1,66.9,99.5,35.77,0.0724,0.67,14.02]
["November",6,"10AM to 11AM",{"$f":"IF(D7433+1>23,0,D7433+1)","v":10},"November 6, 2019 10:00","2019-11-06T10:00:00",{"v":86,"d":"86.0"},72.6,66.9,99.5,36.26,0.0721,0.67,14.07]
["November",6,"1PM to 2PM",13,"November 6, 2019 13:00","2019-11-06T13:00:00",87.1,72.9,66.9,99.5,36.52,{"v":0.072,"d":"0.0720"},0.67,{"v":14.1,"d":"14.10"}]
["November",6,"5PM to 6PM",17,"November 6, 2019 17:00","2019-11-06T17:00:00",80.1,70.4,{"v":66,"d":"66.0"},96.3,{"v":34.3,"d":"34.30"},0.0729,0.64,13.91]
["November",6,"9PM to 10PM",21,"November 6, 2019 21:00","2019-11-06T21:00:00",{"v":77,"d":"77.0"},69.4,{"v":66,"d":"66.0"},96.3,33.55,0.0733,0.64,13.83]
["November",7,"12AM to 1AM",0,"November 7, 2019 0:00","2019-11-07",{"v":77,"d":"77.0"},69.4,{"v":66,"d":"66.0"},96.3,33.55,0.0733,0.64,13.83]
["November",7,"4AM to 5AM",4,"November 7, 2019 4:00","2019-11-07T04:00:00",75.9,70.4,{"v":68,"d":"68.0"},103.3,34.38,0.0734,0.69,13.82]
["November",7,"7AM to 8AM",7,"November 7, 2019 7:00","2019-11-07T07:00:00",78.1,{"v":71,"d":"71.0"},{"v":68,"d":"68.0"},103.3,34.91,0.0731,0.69,13.88]
["November",7,"8AM to 9AM",8,"November 7, 2019 8:00","2019-11-07T08:00:00",{"v":81,"d":"81.0"},71.2,66.9,99.5,35.01,0.0728,0.67,13.94]
["November",7,"11AM to 12PM",11,"November 7, 2019 11:00","2019-11-07T11:00:00",{"v":86,"d":"86.0"},72.6,66.9,99.5,36.26,0.0721,0.67,14.07]
["November",7,"2PM to 3PM",14,"November 7, 2019 14:00","2019-11-07T14:00:00",{"v":86,"d":"86.0"},71.4,64.9,92.7,{"v":35.2,"d":"35.20"},0.0721,0.62,14.05]
["November",7,"6PM to 7PM",18,"November 7, 2019 18:00","2019-11-07T18:00:00",78.1,70.3,66.9,99.5,34.31,0.0732,0.67,13.86]
["November",7,"10PM to 11PM",22,"November 7, 2019 22:00","2019-11-07T22:00:00",73.9,68.5,{"v":66,"d":"66.0"},96.3,{"v":32.8,"d":"32.80"},0.0737,0.64,13.75]
["November",8,"1AM to 2AM",1,"November 8, 2019 1:00","2019-11-08T01:00:00",{"v":73,"d":"73.0"},70.3,69.1,107.3,34.29,0.0738,0.72,13.76]
["November",8,"5AM to 6AM",5,"November 8, 2019 5:00","2019-11-08T05:00:00",{"v":73,"d":"73.0"},68.8,66.9,99.5,33.06,0.0738,0.67,13.73]
["November",8,"8AM to 9AM",8,"November 8, 2019 8:00","2019-11-08T08:00:00",75.9,68.4,64.9,92.7,32.72,0.0735,0.62,13.79]
["November",8,"9AM to 10AM",9,"November 8, 2019 9:00","2019-11-08T09:00:00",{"v":79,"d":"79.0"},69.4,64.9,92.7,33.47,0.0731,0.62,13.87]
["November",8,"12PM to 1PM",12,"November 8, 2019 12:00","2019-11-08T12:00:00",{"v":82,"d":"82.0"},67.5,60.1,77.8,31.89,0.0728,0.52,{"v":13.9,"d":"13.90"}]
["November",8,"3PM to 4PM",15,"November 8, 2019 15:00","2019-11-08T15:00:00",80.1,66.9,60.1,77.8,31.41,{"v":0.073,"d":"0.0730"},0.52,13.85]
["November",8,"7PM to 8PM",19,"November 8, 2019 19:00","2019-11-08T19:00:00",73.9,64.9,60.1,77.8,29.91,0.0739,0.52,13.69]
["November",8,"11PM to 12AM",23,"November 8, 2019 23:00","2019-11-08T23:00:00",{"v":70,"d":"70.0"},65.3,{"v":63,"d":"63.0"},86.4,30.27,0.0744,0.58,13.61]
["November",9,"2AM to 3AM",{"$f":"IF(D7497+1>23,0,D7497+1)","v":2},"November 9, 2019 2:00","2019-11-09T02:00:00",66.9,63.7,62.1,83.6,29.09,0.0748,0.56,13.53]
["November",9,"6AM to 7AM",6,"November 9, 2019 6:00","2019-11-09T06:00:00",64.9,63.1,62.1,83.6,{"v":28.6,"d":"28.60"},0.0751,0.56,13.48]
["November",9,"9AM to 10AM",9,"November 9, 2019 9:00","2019-11-09T09:00:00",{"v":75,"d":"75.0"},68.8,{"v":66,"d":"66.0"},96.3,33.06,0.0736,0.64,13.78]
["November",9,"10AM to 11AM",10,"November 9, 2019 10:00","2019-11-09T10:00:00",{"v":79,"d":"79.0"},69.4,64.9,92.7,33.47,0.0731,0.62,13.87]
["November",9,"1PM to 2PM",13,"November 9, 2019 13:00","2019-11-09T13:00:00",{"v":81,"d":"81.0"},68.3,62.1,83.6,32.53,0.0729,0.56,13.89]
["November",9,"4PM to 5PM",16,"November 9, 2019 16:00","2019-11-09T16:00:00",78.1,67.4,62.1,83.6,31.83,0.0733,0.56,13.81]
["November",9,"8PM to 9PM",20,"November 9, 2019 20:00","2019-11-09T20:00:00",71.1,66.3,{"v":64,"d":"64.0"},89.8,31.07,0.0742,{"v":0.6,"d":"0.60"},13.65]
["November",10,"12AM to 1AM",0,"November 10, 2019 0:00","2019-11-10",66.9,64.3,{"v":63,"d":"63.0"},86.4,29.52,0.0748,0.58,13.54]
["November",10,"4AM to 5AM",4,"November 10, 2019 4:00","2019-11-10T04:00:00",66.9,63.7,62.1,83.6,29.09,0.0748,0.56,13.53]
["November",10,"7AM to 8AM",7,"November 10, 2019 7:00","2019-11-10T07:00:00",73.9,67.8,64.9,92.7,32.23,0.0738,0.62,13.74]
["November",10,"10AM to 11AM",10,"November 10, 2019 10:00","2019-11-10T10:00:00",78.1,69.1,64.9,92.7,33.25,0.0732,0.62,13.84]
["November",10,"11AM to 12PM",11,"November 10, 2019 11:00","2019-11-10T11:00:00",82.9,{"v":70,"d":"70.0"},{"v":64,"d":"64.0"},89.8,33.98,0.0726,{"v":0.6,"d":"0.60"},13.96]
["November",10,"2PM to 3PM",14,"November 10, 2019 14:00","2019-11-10T14:00:00",{"v":75,"d":"75.0"},71.5,{"v":70,"d":"70.0"},110.8,35.32,0.0735,0.74,13.82]
["November",10,"5PM to 6PM",17,"November 10, 2019 17:00","2019-11-10T17:00:00",75.9,69.1,{"v":66,"d":"66.0"},96.3,33.29,0.0735,0.64,{"v":13.8,"d":"13.80"}]
["November",10,"10PM to 11PM",22,"November 10, 2019 22:00","2019-11-10T22:00:00",{"v":70,"d":"70.0"},67.3,{"v":66,"d":"66.0"},96.3,31.82,0.0743,0.64,13.65]
["November",11,"1AM to 2AM",1,"November 11, 2019 1:00","2019-11-11T01:00:00",71.1,68.2,66.9,99.5,32.58,0.0741,0.67,13.68]
["November",11,"5AM to 6AM",5,"November 11, 2019 5:00","2019-11-11T05:00:00",{"v":70,"d":"70.0"},68.6,{"v":68,"d":"68.0"},103.3,32.91,0.0742,0.69,13.67]
["November",11,"8AM to 9AM",8,"November 11, 2019 8:00","2019-11-11T08:00:00",{"v":72,"d":"72.0"},69.9,69.1,107.3,34.03,0.0739,0.72,13.73]
["November",11,"11AM to 12PM",11,"November 11, 2019 11:00","2019-11-11T11:00:00",80.1,69.7,64.9,92.7,33.74,0.0729,0.62,13.89]
["November",11,"12PM to 1PM",12,"November 11, 2019 12:00","2019-11-11T12:00:00",{"v":81,"d":"81.0"},{"v":70,"d":"70.0"},64.9,92.7,33.96,0.0728,0.62,13.92]
["November",11,"3PM to 4PM",15,"November 11, 2019 15:00","2019-11-11T15:00:00",{"v":79,"d":"79.0"},{"v":70,"d":"70.0"},{"v":66,"d":"66.0"},96.3,34.04,0.0731,0.64,13.88]
["November",11,"6PM to 7PM",{"$f":"IF(D7561+1>23,0,D7561+1)","v":18},"November 11, 2019 18:00","2019-11-11T18:00:00",75.9,67.9,{"v":64,"d":"64.0"},89.8,32.26,0.0735,{"v":0.6,"d":"0.60"},13.78]
["November",11,"11PM to 12AM",23,"November 11, 2019 23:00","2019-11-11T23:00:00",71.1,66.9,64.9,92.7,31.52,0.0742,0.62,13.66]
["November",12,"2AM to 3AM",2,"November 12, 2019 2:00","2019-11-12T02:00:00",{"v":68,"d":"68.0"},65.4,{"v":64,"d":"64.0"},89.8,30.31,0.0746,{"v":0.6,"d":"0.60"},13.57]
["November",12,"6AM to 7AM",6,"November 12, 2019 6:00","2019-11-12T06:00:00",{"v":66,"d":"66.0"},64.7,{"v":64,"d":"64.0"},89.8,29.83,0.0749,{"v":0.6,"d":"0.60"},13.52]
["November",12,"9AM to 10AM",9,"November 12, 2019 9:00","2019-11-12T09:00:00",{"v":81,"d":"81.0"},69.4,{"v":64,"d":"64.0"},89.8,{"v":33.5,"d":"33.50"},0.0728,{"v":0.6,"d":"0.60"},13.91]
["November",12,"12PM to 1PM",12,"November 12, 2019 12:00","2019-11-12T12:00:00",{"v":82,"d":"82.0"},70.3,64.9,92.7,34.22,0.0727,0.62,13.94]
["November",12,"1PM to 2PM",13,"November 12, 2019 13:00","2019-11-12T13:00:00",{"v":82,"d":"82.0"},70.3,64.9,92.7,34.22,0.0727,0.62,13.94]
["November",12,"7PM to 8PM",19,"November 12, 2019 19:00","2019-11-12T19:00:00",{"v":75,"d":"75.0"},66.9,{"v":63,"d":"63.0"},86.4,31.51,0.0737,0.58,13.74]
["November",12,"9PM to 10PM",21,"November 12, 2019 21:00","2019-11-12T21:00:00",{"v":72,"d":"72.0"},66.6,{"v":64,"d":"64.0"},89.8,31.29,0.0741,{"v":0.6,"d":"0.60"},13.68]
["November",13,"12AM to 1AM",0,"November 13, 2019 0:00","2019-11-13",69.1,{"v":65,"d":"65.0"},{"v":63,"d":"63.0"},86.4,30.05,0.0745,0.58,13.59]
["November",13,"3AM to 4AM",3,"November 13, 2019 3:00","2019-11-13T03:00:00",{"v":68,"d":"68.0"},65.4,{"v":64,"d":"64.0"},89.8,30.31,0.0746,{"v":0.6,"d":"0.60"},13.57]
["November",13,"7AM to 8AM",7,"November 13, 2019 7:00","2019-11-13T07:00:00",73.9,69.8,{"v":68,"d":"68.0"},103.3,33.89,0.0737,0.69,13.77]
["November",13,"10AM to 11AM",10,"November 13, 2019 10:00","2019-11-13T10:00:00",{"v":81,"d":"81.0"},70.6,{"v":66,"d":"66.0"},96.3,34.53,0.0728,0.64,13.93]
["November",13,"1PM to 2PM",13,"November 13, 2019 13:00","2019-11-13T13:00:00",{"v":81,"d":"81.0"},70.6,{"v":66,"d":"66.0"},96.3,34.53,0.0728,0.64,13.93]
["November",13,"2PM to 3PM",14,"November 13, 2019 14:00","2019-11-13T14:00:00",{"v":82,"d":"82.0"},69.7,{"v":64,"d":"64.0"},89.8,33.76,0.0727,{"v":0.6,"d":"0.60"},13.94]
["November",13,"8PM to 9PM",20,"November 13, 2019 20:00","2019-11-13T20:00:00",73.9,68.5,{"v":66,"d":"66.0"},96.3,{"v":32.8,"d":"32.80"},0.0737,0.64,13.75]
["November",13,"10PM to 11PM",22,"November 13, 2019 22:00","2019-11-13T22:00:00",73.9,68.5,{"v":66,"d":"66.0"},96.3,{"v":32.8,"d":"32.80"},0.0737,0.64,13.75]
["November",14,"1AM to 2AM",1,"November 14, 2019 1:00","2019-11-14T01:00:00",73.9,67.8,64.9,92.7,32.23,0.0738,0.62,13.74]
["November",14,"4AM to 5AM",4,"November 14, 2019 4:00","2019-11-14T04:00:00",71.1,65.7,{"v":63,"d":"63.0"},86.4,30.53,0.0742,0.58,13.64]
["November",14,"8AM to 9AM",8,"November 14, 2019 8:00","2019-11-14T08:00:00",73.9,69.8,{"v":68,"d":"68.0"},103.3,33.89,0.0737,0.69,13.77]
["November",14,"11AM to 12PM",11,"November 14, 2019 11:00","2019-11-14T11:00:00",75.9,69.7,66.9,99.5,33.77,0.0734,0.67,13.81]
["November",14,"12PM to 1PM",12,"November 14, 2019 12:00","2019-11-14T12:00:00",75.9,69.7,66.9,99.5,33.77,0.0734,0.67,13.81]
["November",14,"5PM to 6PM",17,"November 14, 2019 17:00","2019-11-14T17:00:00",{"v":75,"d":"75.0"},67.6,{"v":64,"d":"64.0"},89.8,32.04,0.0736,{"v":0.6,"d":"0.60"},13.76]
["November",14,"7PM to 8PM",19,"November 14, 2019 19:00","2019-11-14T19:00:00",73.9,66.1,62.1,83.6,30.81,0.0738,0.56,13.71]
["November",14,"11PM to 12AM",23,"November 14, 2019 23:00","2019-11-14T23:00:00",{"v":72,"d":"72.0"},{"v":66,"d":"66.0"},{"v":63,"d":"63.0"},86.4,30.76,0.0741,0.58,13.67]
["November",15,"2AM to 3AM",2,"November 15, 2019 2:00","2019-11-15T02:00:00",73.9,65.4,{"v":61,"d":"61.0"},80.4,30.31,0.0738,0.54,{"v":13.7,"d":"13.70"}]
["November",15,"5AM to 6AM",5,"November 15, 2019 5:00","2019-11-15T05:00:00",73.9,64.9,60.1,77.8,29.91,0.0739,0.52,13.69]
["November",15,"9AM to 10AM",9,"November 15, 2019 9:00","2019-11-15T09:00:00",{"v":79,"d":"79.0"},66.5,60.1,77.8,31.14,0.0732,0.52,13.82]
["November",15,"12PM to 1PM",12,"November 15, 2019 12:00","2019-11-15T12:00:00",{"v":82,"d":"82.0"},67.5,60.1,77.8,31.89,0.0728,0.52,{"v":13.9,"d":"13.90"}]
["November",15,"1PM to 2PM",13,"November 15, 2019 13:00","2019-11-15T13:00:00",{"v":81,"d":"81.0"},67.2,60.1,77.8,31.63,0.0729,0.52,13.87]
["November",15,"6PM to 7PM",18,"November 15, 2019 18:00","2019-11-15T18:00:00",{"v":75,"d":"75.0"},65.8,{"v":61,"d":"61.0"},80.4,30.58,0.0737,0.54,13.73]
["November",15,"8PM to 9PM",20,"November 15, 2019 20:00","2019-11-15T20:00:00",{"v":75,"d":"75.0"},65.8,{"v":61,"d":"61.0"},80.4,30.58,0.0737,0.54,13.73]
["November",16,"12AM to 1AM",0,"November 16, 2019 0:00","2019-11-16",{"v":73,"d":"73.0"},66.3,{"v":63,"d":"63.0"},86.4,31.02,0.0739,0.58,13.69]
["November",16,"3AM to 4AM",3,"November 16, 2019 3:00","2019-11-16T03:00:00",73.9,65.4,{"v":61,"d":"61.0"},80.4,30.31,0.0738,0.54,{"v":13.7,"d":"13.70"}]
["November",16,"6AM to 7AM",6,"November 16, 2019 6:00","2019-11-16T06:00:00",73.9,65.4,{"v":61,"d":"61.0"},80.4,30.31,0.0738,0.54,{"v":13.7,"d":"13.70"}]
["November",16,"10AM to 11AM",10,"November 16, 2019 10:00","2019-11-16T10:00:00",{"v":82,"d":"82.0"},68.6,62.1,83.6,{"v":32.8,"d":"32.80"},0.0727,0.56,13.92]
["November",16,"1PM to 2PM",13,"November 16, 2019 13:00","2019-11-16T13:00:00",82.9,68.9,62.1,83.6,33.02,0.0726,0.56,13.94]
["November",16,"3PM to 4PM",15,"November 16, 2019 15:00","2019-11-16T15:00:00",80.1,{"v":68,"d":"68.0"},62.1,83.6,32.31,{"v":0.073,"d":"0.0730"},0.56,13.87]
["November",16,"6PM to 7PM",18,"November 16, 2019 18:00","2019-11-16T18:00:00",{"v":75,"d":"75.0"},68.2,64.9,92.7,{"v":32.5,"d":"32.50"},0.0736,0.62,13.76]
["November",16,"9PM to 10PM",21,"November 16, 2019 21:00","2019-11-16T21:00:00",75.9,67.9,{"v":64,"d":"64.0"},89.8,32.26,0.0735,{"v":0.6,"d":"0.60"},13.78]
["November",17,"1AM to 2AM",1,{"$f":"A7689&\" \"&B7689&\", \"&$D$5&\" \"&D7689&\":00\"","v":"November 17, 2019 1:00"},{"$f":"DATEVALUE(E7689)+TIMEVALUE(E7689)","v":"2019-11-17T01:00:00"},{"v":75,"d":"75.0"},67.6,{"v":64,"d":"64.0"},89.8,32.04,0.0736,{"v":0.6,"d":"0.60"},13.76]
["November",17,"4AM to 5AM",4,"November 17, 2019 4:00","2019-11-17T04:00:00",{"v":73,"d":"73.0"},68.8,66.9,99.5,33.06,0.0738,0.67,13.73]
["November",17,"8AM to 9AM",8,"November 17, 2019 8:00","2019-11-17T08:00:00",{"v":79,"d":"79.0"},69.4,64.9,92.7,33.47,0.0731,0.62,13.87]
["November",17,"11AM to 12PM",11,"November 17, 2019 11:00","2019-11-17T11:00:00",{"v":82,"d":"82.0"},69.7,{"v":64,"d":"64.0"},89.8,33.76,0.0727,{"v":0.6,"d":"0.60"},13.94]
["November",17,"2PM to 3PM",14,"November 17, 2019 14:00","2019-11-17T14:00:00",82.9,71.2,{"v":66,"d":"66.0"},96.3,35.01,0.0725,0.64,13.98]
["November",17,"4PM to 5PM",16,"November 17, 2019 16:00","2019-11-17T16:00:00",{"v":77,"d":"77.0"},{"v":70,"d":"70.0"},66.9,99.5,34.04,0.0733,0.67,13.84]
["November",17,"7PM to 8PM",19,"November 17, 2019 19:00","2019-11-17T19:00:00",73.9,71.1,{"v":70,"d":"70.0"},110.8,35.05,0.0737,0.74,13.79]
["November",17,"10PM to 11PM",22,"November 17, 2019 22:00","2019-11-17T22:00:00",75.9,70.4,{"v":68,"d":"68.0"},103.3,34.38,0.0734,0.69,13.82]
["November",18,"2AM to 3AM",2,"November 18, 2019 2:00","2019-11-18T02:00:00",{"v":75,"d":"75.0"},70.8,69.1,107.3,34.78,0.0735,0.72,13.81]
["November",18,"5AM to 6AM",5,"November 18, 2019 5:00","2019-11-18T05:00:00",75.9,70.4,{"v":68,"d":"68.0"},103.3,34.38,0.0734,0.69,13.82]
["November",18,"9AM to 10AM",9,"November 18, 2019 9:00","2019-11-18T09:00:00",{"v":77,"d":"77.0"},{"v":72,"d":"72.0"},{"v":70,"d":"70.0"},110.8,35.81,0.0732,0.74,13.87]
["November",18,"12PM to 1PM",12,"November 18, 2019 12:00","2019-11-18T12:00:00",{"v":84,"d":"84.0"},72.7,{"v":68,"d":"68.0"},103.3,36.38,0.0723,0.69,14.03]
["November",18,"1PM to 2PM",13,"November 18, 2019 13:00","2019-11-18T13:00:00",82.9,71.2,{"v":66,"d":"66.0"},96.3,35.01,0.0725,0.64,13.98]
["November",18,"5PM to 6PM",17,"November 18, 2019 17:00","2019-11-18T17:00:00",78.1,69.1,64.9,92.7,33.25,0.0732,0.62,13.84]
["November",18,"8PM to 9PM",20,"November 18, 2019 20:00","2019-11-18T20:00:00",75.9,69.7,66.9,99.5,33.77,0.0734,0.67,13.81]
["November",18,"11PM to 12AM",23,"November 18, 2019 23:00","2019-11-18T23:00:00",75.9,70.4,{"v":68,"d":"68.0"},103.3,34.38,0.0734,0.69,13.82]
["November",19,"3AM to 4AM",3,"November 19, 2019 3:00","2019-11-19T03:00:00",75.9,70.4,{"v":68,"d":"68.0"},103.3,34.38,0.0734,0.69,13.82]
["November",19,"6AM to 7AM",6,"November 19, 2019 6:00","2019-11-19T06:00:00",75.9,69.7,66.9,99.5,33.77,0.0734,0.67,13.81]
["November",19,"10AM to 11AM",10,"November 19, 2019 10:00","2019-11-19T10:00:00",{"v":84,"d":"84.0"},71.5,{"v":66,"d":"66.0"},96.3,35.28,0.0724,0.64,14.01]
["November",19,"1PM to 2PM",13,"November 19, 2019 13:00","2019-11-19T13:00:00",{"v":84,"d":"84.0"},71.5,{"v":66,"d":"66.0"},96.3,35.28,0.0724,0.64,14.01]
["November",19,"2PM to 3PM",14,"November 19, 2019 14:00","2019-11-19T14:00:00",{"v":84,"d":"84.0"},71.5,{"v":66,"d":"66.0"},96.3,35.28,0.0724,0.64,14.01]
["November",19,"6PM to 7PM",{"$f":"IF(D7753+1>23,0,D7753+1)","v":18},"November 19, 2019 18:00","2019-11-19T18:00:00",75.9,69.7,66.9,99.5,33.77,0.0734,0.67,13.81]
["November",19,"9PM to 10PM",21,"November 19, 2019 21:00","2019-11-19T21:00:00",{"v":75,"d":"75.0"},70.1,{"v":68,"d":"68.0"},103.3,34.16,0.0735,0.69,{"v":13.8,"d":"13.80"}]
["November",20,"1AM to 2AM",1,"November 20, 2019 1:00","2019-11-20T01:00:00",{"v":75,"d":"75.0"},69.4,66.9,99.5,33.55,0.0736,0.67,13.78]
["November",20,"4AM to 5AM",4,"November 20, 2019 4:00","2019-11-20T04:00:00",{"v":73,"d":"73.0"},69.5,{"v":68,"d":"68.0"},103.3,33.67,0.0738,0.69,13.75]
["November",20,"7AM to 8AM",7,"November 20, 2019 7:00","2019-11-20T07:00:00",75.9,70.4,{"v":68,"d":"68.0"},103.3,34.38,0.0734,0.69,13.82]
["November",20,"11AM to 12PM",11,"November 20, 2019 11:00","2019-11-20T11:00:00",{"v":84,"d":"84.0"},71.5,{"v":66,"d":"66.0"},96.3,35.28,0.0724,0.64,14.01]
["November",20,"3PM to 4PM",15,"November 20, 2019 15:00","2019-11-20T15:00:00",{"v":82,"d":"82.0"},71.5,66.9,99.5,35.28,0.0726,0.67,13.97]
["November",20,"6PM to 7PM",18,"November 20, 2019 18:00","2019-11-20T18:00:00",75.9,68.4,64.9,92.7,32.72,0.0735,0.62,13.79]
["November",20,"7PM to 8PM",19,"November 20, 2019 19:00","2019-11-20T19:00:00",75.9,68.4,64.9,92.7,32.72,0.0735,0.62,13.79]
["November",20,"10PM to 11PM",22,"November 20, 2019 22:00","2019-11-20T22:00:00",{"v":75,"d":"75.0"},67.6,{"v":64,"d":"64.0"},89.8,32.04,0.0736,{"v":0.6,"d":"0.60"},13.76]
["November",21,"2AM to 3AM",2,"November 21, 2019 2:00","2019-11-21T02:00:00",{"v":73,"d":"73.0"},{"v":67,"d":"67.0"},{"v":64,"d":"64.0"},89.8,31.55,0.0739,{"v":0.6,"d":"0.60"},{"v":13.7,"d":"13.70"}]
["November",21,"5AM to 6AM",5,"November 21, 2019 5:00","2019-11-21T05:00:00",{"v":73,"d":"73.0"},{"v":67,"d":"67.0"},{"v":64,"d":"64.0"},89.8,31.55,0.0739,{"v":0.6,"d":"0.60"},{"v":13.7,"d":"13.70"}]
["November",21,"8AM to 9AM",8,"November 21, 2019 8:00","2019-11-21T08:00:00",{"v":79,"d":"79.0"},{"v":70,"d":"70.0"},{"v":66,"d":"66.0"},96.3,34.04,0.0731,0.64,13.88]
["November",21,"12PM to 1PM",12,"November 21, 2019 12:00","2019-11-21T12:00:00",{"v":86,"d":"86.0"},72.1,{"v":66,"d":"66.0"},96.3,35.77,0.0721,0.64,14.06]
["November",21,"4PM to 5PM",16,"November 21, 2019 16:00","2019-11-21T16:00:00",80.1,70.4,{"v":66,"d":"66.0"},96.3,{"v":34.3,"d":"34.30"},0.0729,0.64,13.91]
["November",21,"5PM to 6PM",17,"November 21, 2019 17:00","2019-11-21T17:00:00",78.1,70.3,66.9,99.5,34.31,0.0732,0.67,13.86]
["November",21,"8PM to 9PM",20,"November 21, 2019 20:00","2019-11-21T20:00:00",75.9,70.4,{"v":68,"d":"68.0"},103.3,34.38,0.0734,0.69,13.82]
["November",21,"11PM to 12AM",23,"November 21, 2019 23:00","2019-11-21T23:00:00",75.9,71.1,69.1,107.3,{"v":35,"d":"35.00"},0.0734,0.72,13.83]
["November",22,"3AM to 4AM",3,"November 22, 2019 3:00","2019-11-22T03:00:00",75.9,71.1,69.1,107.3,{"v":35,"d":"35.00"},0.0734,0.72,13.83]
["November",22,"6AM to 7AM",6,"November 22, 2019 6:00","2019-11-22T06:00:00",{"v":75,"d":"75.0"},70.8,69.1,107.3,34.78,0.0735,0.72,13.81]
["November",22,"9AM to 10AM",9,{"$f":"A7817&\" \"&B7817&\", \"&$D$5&\" \"&D7817&\":00\"","v":"November 22, 2019 9:00"},{"$f":"DATEVALUE(E7817)+TIMEVALUE(E7817)","v":"2019-11-22T09:00:00"},{"v":84,"d":"84.0"},{"v":74,"d":"74.0"},{"v":70,"d":"70.0"},110.8,37.54,0.0723,0.74,14.05]
["November",22,"1PM to 2PM",13,"November 22, 2019 13:00","2019-11-22T13:00:00",{"v":86,"d":"86.0"},73.3,{"v":68,"d":"68.0"},103.3,36.86,0.0721,0.69,14.08]
["November",22,"5PM to 6PM",17,"November 22, 2019 17:00","2019-11-22T17:00:00",{"v":79,"d":"79.0"},71.3,{"v":68,"d":"68.0"},103.3,35.13,{"v":0.073,"d":"0.0730"},0.69,{"v":13.9,"d":"13.90"}]
["November",22,"6PM to 7PM",18,"November 22, 2019 18:00","2019-11-22T18:00:00",78.1,71.7,69.1,107.3,35.54,0.0731,0.72,13.89]
["November",22,"9PM to 10PM",21,"November 22, 2019 21:00","2019-11-22T21:00:00",75.9,70.4,{"v":68,"d":"68.0"},103.3,34.38,0.0734,0.69,13.82]
["November",23,"12AM to 1AM",0,"November 23, 2019 0:00","2019-11-23",{"v":75,"d":"75.0"},70.8,69.1,107.3,34.78,0.0735,0.72,13.81]
["November",23,"4AM to 5AM",4,"November 23, 2019 4:00","2019-11-23T04:00:00",73.9,69.8,{"v":68,"d":"68.0"},103.3,33.89,0.0737,0.69,13.77]
["November",23,"7AM to 8AM",7,"November 23, 2019 7:00","2019-11-23T07:00:00",78.1,{"v":71,"d":"71.0"},{"v":68,"d":"68.0"},103.3,34.91,0.0731,0.69,13.88]
["November",23,"10AM to 11AM",10,"November 23, 2019 10:00","2019-11-23T10:00:00",{"v":84,"d":"84.0"},71.5,{"v":66,"d":"66.0"},96.3,35.28,0.0724,0.64,14.01]
["November",23,"2PM to 3PM",14,"November 23, 2019 14:00","2019-11-23T14:00:00",84.9,72.3,66.9,99.5,35.99,0.0722,0.67,14.04]
["November",23,"6PM to 7PM",18,"November 23, 2019 18:00","2019-11-23T18:00:00",{"v":77,"d":"77.0"},70.7,{"v":68,"d":"68.0"},103.3,34.64,0.0733,0.69,13.85]
["November",23,"7PM to 8PM",19,"November 23, 2019 19:00","2019-11-23T19:00:00",{"v":77,"d":"77.0"},71.4,69.1,107.3,35.27,0.0733,0.72,13.86]
["November",23,"10PM to 11PM",22,"November 23, 2019 22:00","2019-11-23T22:00:00",75.9,70.4,{"v":68,"d":"68.0"},103.3,34.38,0.0734,0.69,13.82]
["November",24,"1AM to 2AM",1,"November 24, 2019 1:00","2019-11-24T01:00:00",{"v":75,"d":"75.0"},70.8,69.1,107.3,34.78,0.0735,0.72,13.81]
["November",24,"5AM to 6AM",5,"November 24, 2019 5:00","2019-11-24T05:00:00",71.1,68.9,{"v":68,"d":"68.0"},103.3,33.18,0.0741,0.69,13.69]
["November",24,"8AM to 9AM",8,"November 24, 2019 8:00","2019-11-24T08:00:00",{"v":79,"d":"79.0"},{"v":72,"d":"72.0"},69.1,107.3,35.76,{"v":0.073,"d":"0.0730"},0.72,13.91]
["November",24,"11AM to 12PM",11,"November 24, 2019 11:00","2019-11-24T11:00:00",{"v":84,"d":"84.0"},72.7,{"v":68,"d":"68.0"},103.3,36.38,0.0723,0.69,14.03]
["November",24,"4PM to 5PM",16,"November 24, 2019 16:00","2019-11-24T16:00:00",{"v":82,"d":"82.0"},71.5,66.9,99.5,35.28,0.0726,0.67,13.97]
["November",24,"7PM to 8PM",19,"November 24, 2019 19:00","2019-11-24T19:00:00",75.9,70.4,{"v":68,"d":"68.0"},103.3,34.38,0.0734,0.69,13.82]
["November",24,"8PM to 9PM",20,"November 24, 2019 20:00","2019-11-24T20:00:00",{"v":75,"d":"75.0"},70.1,{"v":68,"d":"68.0"},103.3,34.16,0.0735,0.69,{"v":13.8,"d":"13.80"}]
["November",24,"11PM to 12AM",23,"November 24, 2019 23:00","2019-11-24T23:00:00",{"v":72,"d":"72.0"},68.5,66.9,99.5,{"v":32.8,"d":"32.80"},{"v":0.074,"d":"0.0740"},0.67,13.71]
["November",25,"2AM to 3AM",{"$f":"IF(D7881+1>23,0,D7881+1)","v":2},"November 25, 2019 2:00","2019-11-25T02:00:00",71.1,67.6,{"v":66,"d":"66.0"},96.3,32.09,0.0741,0.64,13.67]
["November",25,"6AM to 7AM",6,"November 25, 2019 6:00","2019-11-25T06:00:00",{"v":70,"d":"70.0"},67.3,{"v":66,"d":"66.0"},96.3,31.82,0.0743,0.64,13.65]
["November",25,"9AM to 10AM",9,"November 25, 2019 9:00","2019-11-25T09:00:00",{"v":81,"d":"81.0"},71.9,{"v":68,"d":"68.0"},103.3,35.62,0.0727,0.69,13.95]
["November",25,"12PM to 1PM",12,"November 25, 2019 12:00","2019-11-25T12:00:00",82.9,72.4,{"v":68,"d":"68.0"},103.3,36.11,0.0725,0.69,{"v":14,"d":"14.00"}]
["November",25,"5PM to 6PM",17,"November 25, 2019 17:00","2019-11-25T17:00:00",71.1,64.5,{"v":61,"d":"61.0"},80.4,29.61,0.0742,0.54,13.62]
["November",25,"8PM to 9PM",20,"November 25, 2019 20:00","2019-11-25T20:00:00",{"v":70,"d":"70.0"},62.3,57.9,{"v":72,"d":"72.0"},28.02,0.0744,0.48,13.57]
["November",25,"9PM to 10PM",21,"November 25, 2019 21:00","2019-11-25T21:00:00",{"v":70,"d":"70.0"},62.3,57.9,{"v":72,"d":"72.0"},28.02,0.0744,0.48,13.57]
["November",26,"12AM to 1AM",0,"November 26, 2019 0:00","2019-11-26",{"v":68,"d":"68.0"},60.5,55.9,66.9,26.75,0.0748,0.45,{"v":13.5,"d":"13.50"}]
["November",26,"4AM to 5AM",4,"November 26, 2019 4:00","2019-11-26T04:00:00",{"v":64,"d":"64.0"},59.7,{"v":57,"d":"57.0"},69.6,26.21,0.0753,0.47,13.41]
["November",26,"7AM to 8AM",7,"November 26, 2019 7:00","2019-11-26T07:00:00",{"v":70,"d":"70.0"},64.1,{"v":61,"d":"61.0"},80.4,29.34,0.0744,0.54,{"v":13.6,"d":"13.60"}]
["November",26,"9AM to 10AM",9,"November 26, 2019 9:00","2019-11-26T09:00:00",{"v":75,"d":"75.0"},65.8,{"v":61,"d":"61.0"},80.4,30.58,0.0737,0.54,13.73]
["November",26,"3PM to 4PM",15,"November 26, 2019 15:00","2019-11-26T15:00:00",75.9,66.7,62.1,83.6,{"v":31.3,"d":"31.30"},0.0735,0.56,13.76]
["November",26,"6PM to 7PM",18,"November 26, 2019 18:00","2019-11-26T18:00:00",{"v":72,"d":"72.0"},64.2,60.1,77.8,29.42,0.0741,0.52,13.64]
["November",26,"9PM to 10PM",21,"November 26, 2019 21:00","2019-11-26T21:00:00",{"v":72,"d":"72.0"},64.2,60.1,77.8,29.42,0.0741,0.52,13.64]
["November",26,"10PM to 11PM",22,"November 26, 2019 22:00","2019-11-26T22:00:00",{"v":68,"d":"68.0"},63.4,{"v":61,"d":"61.0"},80.4,28.86,0.0747,0.54,13.55]
["November",27,"1AM to 2AM",1,"November 27, 2019 1:00","2019-11-27T01:00:00",{"v":64,"d":"64.0"},62.1,{"v":61,"d":"61.0"},80.4,27.89,0.0752,0.54,13.44]
["November",27,"5AM to 6AM",5,"November 27, 2019 5:00","2019-11-27T05:00:00",64.9,62.4,{"v":61,"d":"61.0"},80.4,28.11,0.0751,0.54,13.47]
["November",27,"8AM to 9AM",8,"November 27, 2019 8:00","2019-11-27T08:00:00",71.1,64.5,{"v":61,"d":"61.0"},80.4,29.61,0.0742,0.54,13.62]
["November",27,"10AM to 11AM",10,"November 27, 2019 10:00","2019-11-27T10:00:00",{"v":79,"d":"79.0"},65.9,{"v":59,"d":"59.0"},74.9,30.68,0.0732,{"v":0.5,"d":"0.50"},13.81]
["November",27,"4PM to 5PM",16,"November 27, 2019 16:00","2019-11-27T16:00:00",75.9,65.5,60.1,77.8,30.39,0.0736,0.52,13.74]
["November",27,"7PM to 8PM",19,"November 27, 2019 19:00","2019-11-27T19:00:00",71.1,65.1,62.1,83.6,30.11,0.0742,0.56,13.63]
["November",27,"10PM to 11PM",22,"November 27, 2019 22:00","2019-11-27T22:00:00",{"v":66,"d":"66.0"},63.4,62.1,83.6,28.87,0.0749,0.56,{"v":13.5,"d":"13.50"}]
["November",27,"11PM to 12AM",23,"November 27, 2019 23:00","2019-11-27T23:00:00",{"v":66,"d":"66.0"},63.4,62.1,83.6,28.87,0.0749,0.56,{"v":13.5,"d":"13.50"}]
["November",28,"2AM to 3AM",2,"November 28, 2019 2:00","2019-11-28T02:00:00",{"v":64,"d":"64.0"},62.1,{"v":61,"d":"61.0"},80.4,27.89,0.0752,0.54,13.44]
["November",28,"6AM to 7AM",6,"November 28, 2019 6:00","2019-11-28T06:00:00",{"v":66,"d":"66.0"},63.4,62.1,83.6,28.87,0.0749,0.56,{"v":13.5,"d":"13.50"}]
["November",28,"11AM to 12PM",11,"November 28, 2019 11:00","2019-11-28T11:00:00",{"v":81,"d":"81.0"},69.4,{"v":64,"d":"64.0"},89.8,{"v":33.5,"d":"33.50"},0.0728,{"v":0.6,"d":"0.60"},13.91]
["November",28,"1PM to 2PM",13,"November 28, 2019 13:00","2019-11-28T13:00:00",{"v":82,"d":"82.0"},70.3,64.9,92.7,34.22,0.0727,0.62,13.94]
["November",28,"5PM to 6PM",17,"November 28, 2019 17:00","2019-11-28T17:00:00",75.9,69.1,{"v":66,"d":"66.0"},96.3,33.29,0.0735,0.64,{"v":13.8,"d":"13.80"}]
["November",28,"8PM to 9PM",20,"November 28, 2019 20:00","2019-11-28T20:00:00",75.9,69.1,{"v":66,"d":"66.0"},96.3,33.29,0.0735,0.64,{"v":13.8,"d":"13.80"}]
["November",28,"9PM to 10PM",21,"November 28, 2019 21:00","2019-11-28T21:00:00",75.9,69.7,66.9,99.5,33.77,0.0734,0.67,13.81]
["November",29,"12AM to 1AM",0,"November 29, 2019 0:00","2019-11-29",75.9,69.1,{"v":66,"d":"66.0"},96.3,33.29,0.0735,0.64,{"v":13.8,"d":"13.80"}]
["November",29,"3AM to 4AM",3,"November 29, 2019 3:00","2019-11-29T03:00:00",{"v":75,"d":"75.0"},69.4,66.9,99.5,33.55,0.0736,0.67,13.78]
["November",29,"7AM to 8AM",7,"November 29, 2019 7:00","2019-11-29T07:00:00",{"v":77,"d":"77.0"},70.7,{"v":68,"d":"68.0"},103.3,34.64,0.0733,0.69,13.85]
["November",29,"12PM to 1PM",12,"November 29, 2019 12:00","2019-11-29T12:00:00",{"v":82,"d":"82.0"},72.9,69.1,107.3,36.51,0.0726,0.72,13.99]
["November",29,"2PM to 3PM",14,"November 29, 2019 14:00","2019-11-29T14:00:00",{"v":82,"d":"82.0"},72.9,69.1,107.3,36.51,0.0726,0.72,13.99]
["November",29,"6PM to 7PM",18,"November 29, 2019 18:00","2019-11-29T18:00:00",78.1,72.3,{"v":70,"d":"70.0"},110.8,36.08,0.0731,0.74,{"v":13.9,"d":"13.90"}]
["November",29,"9PM to 10PM",21,"November 29, 2019 21:00","2019-11-29T21:00:00",{"v":73,"d":"73.0"},68.8,66.9,99.5,33.06,0.0738,0.67,13.73]
["November",29,"10PM to 11PM",22,"November 29, 2019 22:00","2019-11-29T22:00:00",{"v":73,"d":"73.0"},68.8,66.9,99.5,33.06,0.0738,0.67,13.73]
["November",30,"1AM to 2AM",1,"November 30, 2019 1:00","2019-11-30T01:00:00",{"v":70,"d":"70.0"},67.3,{"v":66,"d":"66.0"},96.3,31.82,0.0743,0.64,13.65]
["November",30,"4AM to 5AM",4,"November 30, 2019 4:00","2019-11-30T04:00:00",{"v":70,"d":"70.0"},66.6,64.9,92.7,31.26,0.0743,0.62,13.63]
["November",30,"9AM to 10AM",9,{"$f":"A8009&\" \"&B8009&\", \"&$D$5&\" \"&D8009&\":00\"","v":"November 30, 2019 9:00"},{"$f":"DATEVALUE(E8009)+TIMEVALUE(E8009)","v":"2019-11-30T09:00:00"},{"v":81,"d":"81.0"},{"v":70,"d":"70.0"},64.9,92.7,33.96,0.0728,0.62,13.92]
["November",30,"12PM to 1PM",12,"November 30, 2019 12:00","2019-11-30T12:00:00",82.9,73.1,69.1,107.3,36.74,0.0725,0.72,14.01]
["November",30,"3PM to 4PM",15,"November 30, 2019 15:00","2019-11-30T15:00:00",{"v":82,"d":"82.0"},71.5,66.9,99.5,35.28,0.0726,0.67,13.97]
["November",30,"7PM to 8PM",19,"November 30, 2019 19:00","2019-11-30T19:00:00",75.9,69.7,66.9,99.5,33.77,0.0734,0.67,13.81]
["November",30,"10PM to 11PM",22,"November 30, 2019 22:00","2019-11-30T22:00:00",76.3,70.1,67.5,101.4,34.16,0.0734,0.68,13.82]
["November",30,"11PM to 12AM",23,"November 30, 2019 23:00","2019-11-30T23:00:00",76.5,70.3,67.6,{"v":102,"d":"102.0"},34.31,0.0734,0.68,13.83]
["December",1,"2AM to 3AM",2,"December 1, 2019 2:00","2019-12-01T02:00:00",76.8,70.9,68.4,104.6,34.81,0.0733,{"v":0.7,"d":"0.70"},13.85]
["December",1,"5AM to 6AM",5,"December 1, 2019 5:00","2019-12-01T05:00:00",77.4,71.1,68.4,104.6,34.94,0.0732,{"v":0.7,"d":"0.70"},13.86]
["December",1,"10AM to 11AM",10,"December 1, 2019 10:00","2019-12-01T10:00:00",{"v":82,"d":"82.0"},73.4,{"v":70,"d":"70.0"},110.8,37.05,0.0726,0.74,{"v":14,"d":"14.00"}]
["December",1,"1PM to 2PM",13,"December 1, 2019 13:00","2019-12-01T13:00:00",82.9,73.1,69.1,107.3,36.74,0.0725,0.72,14.01]
["December",1,"5PM to 6PM",17,"December 1, 2019 17:00","2019-12-01T17:00:00",80.1,72.5,69.4,108.7,36.24,0.0728,0.73,13.94]
["December",1,"8PM to 9PM",20,"December 1, 2019 20:00","2019-12-01T20:00:00",{"v":77,"d":"77.0"},71.3,68.9,106.6,35.16,0.0733,0.71,13.86]
["December",1,"11PM to 12AM",23,"December 1, 2019 23:00","2019-12-01T23:00:00",{"v":75,"d":"75.0"},70.2,68.2,{"v":104,"d":"104.0"},34.26,0.0735,0.69,{"v":13.8,"d":"13.80"}]
["December",2,"12AM to 1AM",0,"December 2, 2019 0:00","2019-12-02",{"v":75,"d":"75.0"},70.2,68.2,{"v":104,"d":"104.0"},34.26,0.0735,0.69,{"v":13.8,"d":"13.80"}]
["December",2,"3AM to 4AM",3,"December 2, 2019 3:00","2019-12-02T03:00:00",74.3,{"v":70,"d":"70.0"},68.2,{"v":104,"d":"104.0"},34.08,0.0736,0.69,13.78]
["December",2,"7AM to 8AM",7,"December 2, 2019 7:00","2019-12-02T07:00:00",78.1,71.7,69.1,107.3,35.54,0.0731,0.72,13.89]
["December",2,"11AM to 12PM",11,"December 2, 2019 11:00","2019-12-02T11:00:00",81.7,72.6,68.9,106.6,36.32,0.0726,0.71,13.98]
["December",2,"2PM to 3PM",14,"December 2, 2019 14:00","2019-12-02T14:00:00",82.2,72.9,69.1,107.3,36.56,0.0725,0.72,{"v":14,"d":"14.00"}]
["December",2,"6PM to 7PM",18,"December 2, 2019 18:00","2019-12-02T18:00:00",{"v":79,"d":"79.0"},{"v":72,"d":"72.0"},69.1,107.3,35.76,{"v":0.073,"d":"0.0730"},0.72,13.91]
["December",2,"9PM to 10PM",21,"December 2, 2019 21:00","2019-12-02T21:00:00",78.1,71.8,69.3,{"v":108,"d":"108.0"},35.64,0.0731,0.72,13.89]
["December",3,"12AM to 1AM",0,"December 3, 2019 0:00","2019-12-03",78.1,71.8,69.3,{"v":108,"d":"108.0"},35.64,0.0731,0.72,13.89]
["December",3,"1AM to 2AM",1,{"$f":"A8073&\" \"&B8073&\", \"&$D$5&\" \"&D8073&\":00\"","v":"December 3, 2019 1:00"},{"$f":"DATEVALUE(E8073)+TIMEVALUE(E8073)","v":"2019-12-03T01:00:00"},78.1,71.7,69.1,107.3,35.54,0.0731,0.72,13.89]
["December",3,"4AM to 5AM",4,"December 3, 2019 4:00","2019-12-03T04:00:00",78.1,{"v":71,"d":"71.0"},{"v":68,"d":"68.0"},103.3,34.91,0.0731,0.69,13.88]
["December",3,"8AM to 9AM",8,"December 3, 2019 8:00","2019-12-03T08:00:00",{"v":79,"d":"79.0"},73.4,71.2,115.7,37.08,0.0729,0.77,13.94]
["December",3,"12PM to 1PM",12,"December 3, 2019 12:00","2019-12-03T12:00:00",76.3,72.8,71.4,116.5,36.52,0.0733,0.78,13.87]
["December",3,"3PM to 4PM",15,"December 3, 2019 15:00","2019-12-03T15:00:00",{"v":75,"d":"75.0"},70.4,68.4,104.6,34.36,0.0735,{"v":0.7,"d":"0.70"},{"v":13.8,"d":"13.80"}]
["December",3,"7PM to 8PM",19,"December 3, 2019 19:00","2019-12-03T19:00:00",{"v":72,"d":"72.0"},{"v":66,"d":"66.0"},{"v":63,"d":"63.0"},86.4,30.76,0.0741,0.58,13.67]
["December",3,"10PM to 11PM",22,"December 3, 2019 22:00","2019-12-03T22:00:00",{"v":70,"d":"70.0"},63.6,60.1,77.8,28.94,0.0744,0.52,13.59]
["December",4,"1AM to 2AM",1,"December 4, 2019 1:00","2019-12-04T01:00:00",69.1,62.6,{"v":59,"d":"59.0"},74.9,28.25,0.0746,{"v":0.5,"d":"0.50"},13.56]
["December",4,"2AM to 3AM",2,"December 4, 2019 2:00","2019-12-04T02:00:00",68.7,62.4,58.8,74.4,28.09,0.0746,{"v":0.5,"d":"0.50"},13.55]
["December",4,"5AM to 6AM",5,"December 4, 2019 5:00","2019-12-04T05:00:00",69.3,62.1,57.9,{"v":72,"d":"72.0"},27.85,0.0745,0.48,13.55]
["December",4,"10AM to 11AM",10,"December 4, 2019 10:00","2019-12-04T10:00:00",{"v":79,"d":"79.0"},65.3,57.9,{"v":72,"d":"72.0"},30.22,0.0732,0.48,{"v":13.8,"d":"13.80"}]
["December",4,"1PM to 2PM",13,"December 4, 2019 13:00","2019-12-04T13:00:00",{"v":81,"d":"81.0"},66.6,{"v":59,"d":"59.0"},74.9,31.16,0.0729,{"v":0.5,"d":"0.50"},13.86]
["December",4,"4PM to 5PM",16,"December 4, 2019 16:00","2019-12-04T16:00:00",78.1,66.2,60.1,77.8,30.92,0.0733,0.52,{"v":13.8,"d":"13.80"}]
["December",4,"8PM to 9PM",20,"December 4, 2019 20:00","2019-12-04T20:00:00",74.7,66.8,{"v":63,"d":"63.0"},86.4,31.42,0.0737,0.58,13.74]
["December",4,"11PM to 12AM",23,"December 4, 2019 23:00","2019-12-04T23:00:00",{"v":73,"d":"73.0"},67.3,64.6,91.5,31.83,0.0739,0.61,13.71]
["December",5,"2AM to 3AM",2,"December 5, 2019 2:00","2019-12-05T02:00:00",71.1,{"v":67,"d":"67.0"},65.1,93.3,31.62,0.0742,0.63,13.66]
["December",5,"3AM to 4AM",3,"December 5, 2019 3:00","2019-12-05T03:00:00",71.1,{"v":67,"d":"67.0"},65.1,93.3,31.62,0.0742,0.63,13.66]
["December",5,"6AM to 7AM",6,"December 5, 2019 6:00","2019-12-05T06:00:00",73.8,{"v":68,"d":"68.0"},65.3,93.9,32.37,0.0738,0.63,13.74]
["December",5,"11AM to 12PM",11,"December 5, 2019 11:00","2019-12-05T11:00:00",80.1,{"v":71,"d":"71.0"},67.1,100.1,34.89,0.0729,0.67,13.92]
["December",5,"2PM to 3PM",14,"December 5, 2019 14:00","2019-12-05T14:00:00",80.1,71.8,68.4,104.6,35.61,0.0729,{"v":0.7,"d":"0.70"},13.93]
["December",5,"5PM to 6PM",17,{"$f":"A8137&\" \"&B8137&\", \"&$D$5&\" \"&D8137&\":00\"","v":"December 5, 2019 17:00"},{"$f":"DATEVALUE(E8137)+TIMEVALUE(E8137)","v":"2019-12-05T17:00:00"},{"v":79,"d":"79.0"},71.8,68.7,{"v":106,"d":"106.0"},35.55,{"v":0.073,"d":"0.0730"},0.71,13.91]
["December",5,"9PM to 10PM",21,"December 5, 2019 21:00","2019-12-05T21:00:00",76.3,71.3,69.3,{"v":108,"d":"108.0"},{"v":35.2,"d":"35.20"},0.0733,0.72,13.84]
["December",6,"12AM to 1AM",0,"December 6, 2019 0:00","2019-12-06",72.7,68.9,67.3,100.7,33.17,0.0739,0.67,13.73]
["December",6,"1AM to 2AM",1,"December 6, 2019 1:00","2019-12-06T01:00:00",71.1,67.6,{"v":66,"d":"66.0"},96.3,32.09,0.0741,0.64,13.67]
["December",6,"7AM to 8AM",7,"December 6, 2019 7:00","2019-12-06T07:00:00",78.1,71.7,69.1,107.3,35.54,0.0731,0.72,13.89]
["December",6,"8AM to 9AM",8,"December 6, 2019 8:00","2019-12-06T08:00:00",79.3,72.7,{"v":70,"d":"70.0"},110.8,36.39,0.0729,0.74,13.93]
["December",6,"12PM to 1PM",12,"December 6, 2019 12:00","2019-12-06T12:00:00",83.3,73.5,69.6,109.4,37.15,0.0724,0.73,14.03]
["December",6,"3PM to 4PM",15,"December 6, 2019 15:00","2019-12-06T15:00:00",81.3,{"v":73,"d":"73.0"},69.6,109.4,36.66,0.0727,0.73,13.98]
["December",6,"6PM to 7PM",18,"December 6, 2019 18:00","2019-12-06T18:00:00",74.1,70.3,68.7,{"v":106,"d":"106.0"},34.35,0.0737,0.71,13.78]
["December",6,"10PM to 11PM",22,"December 6, 2019 22:00","2019-12-06T22:00:00",{"v":72,"d":"72.0"},67.9,{"v":66,"d":"66.0"},96.3,32.31,{"v":0.074,"d":"0.0740"},0.64,{"v":13.7,"d":"13.70"}]
["December",7,"1AM to 2AM",1,"December 7, 2019 1:00","2019-12-07T01:00:00",71.1,67.6,{"v":66,"d":"66.0"},96.3,32.09,0.0741,0.64,13.67]
["December",7,"2AM to 3AM",2,"December 7, 2019 2:00","2019-12-07T02:00:00",70.7,67.4,65.8,95.7,31.91,0.0742,0.64,13.66]
["December",7,"8AM to 9AM",8,"December 7, 2019 8:00","2019-12-07T08:00:00",72.1,68.1,66.2,96.9,32.45,{"v":0.074,"d":"0.0740"},0.65,{"v":13.7,"d":"13.70"}]
["December",7,"9AM to 10AM",9,"December 7, 2019 9:00","2019-12-07T09:00:00",{"v":75,"d":"75.0"},69.1,66.4,97.6,33.26,0.0736,0.65,13.78]
["December",7,"1PM to 2PM",13,"December 7, 2019 13:00","2019-12-07T13:00:00",80.1,70.9,66.9,99.5,34.79,0.0729,0.67,13.91]
["December",7,"4PM to 5PM",16,"December 7, 2019 16:00","2019-12-07T16:00:00",{"v":79,"d":"79.0"},{"v":70,"d":"70.0"},{"v":66,"d":"66.0"},96.3,34.04,0.0731,0.64,13.88]
["December",7,"8PM to 9PM",20,"December 7, 2019 20:00","2019-12-07T20:00:00",73.9,68.4,65.8,95.7,{"v":32.7,"d":"32.70"},0.0737,0.64,13.75]
["December",7,"11PM to 12AM",23,"December 7, 2019 23:00","2019-12-07T23:00:00",71.1,67.3,65.5,94.5,{"v":31.8,"d":"31.80"},0.0742,0.63,13.67]
["December",8,"2AM to 3AM",2,"December 8, 2019 2:00","2019-12-08T02:00:00",68.7,66.8,65.8,95.7,31.42,0.0745,0.64,13.61]
["December",8,"5AM to 6AM",5,"December 8, 2019 5:00","2019-12-08T05:00:00",68.7,66.4,65.3,93.9,31.13,0.0745,0.63,13.61]
["December",8,"7AM to 8AM",7,"December 8, 2019 7:00","2019-12-08T07:00:00",{"v":70,"d":"70.0"},67.3,{"v":66,"d":"66.0"},96.3,31.82,0.0743,0.64,13.65]
["December",8,"10AM to 11AM",{"$f":"IF(D8201+1>23,0,D8201+1)","v":10},"December 8, 2019 10:00","2019-12-08T10:00:00",80.1,72.3,69.1,107.3,36.03,0.0728,0.72,13.94]
["December",8,"2PM to 3PM",14,"December 8, 2019 14:00","2019-12-08T14:00:00",81.3,71.7,67.6,{"v":102,"d":"102.0"},35.51,0.0727,0.68,13.96]
["December",8,"5PM to 6PM",17,"December 8, 2019 17:00","2019-12-08T17:00:00",78.6,71.4,68.4,104.6,35.25,{"v":0.073,"d":"0.0730"},{"v":0.7,"d":"0.70"},13.89]
["December",8,"9PM to 10PM",21,"December 8, 2019 21:00","2019-12-08T21:00:00",73.9,69.4,67.5,101.4,33.59,0.0737,0.68,13.76]
["December",9,"12AM to 1AM",0,"December 9, 2019 0:00","2019-12-09",71.8,68.6,67.1,100.1,32.85,{"v":0.074,"d":"0.0740"},0.67,{"v":13.7,"d":"13.70"}]
["December",9,"3AM to 4AM",3,"December 9, 2019 3:00","2019-12-09T03:00:00",69.8,67.6,66.6,98.2,32.07,0.0743,0.66,13.65]
["December",9,"6AM to 7AM",6,"December 9, 2019 6:00","2019-12-09T06:00:00",70.3,{"v":68,"d":"68.0"},66.9,99.5,{"v":32.4,"d":"32.40"},0.0742,0.67,13.66]
["December",9,"8AM to 9AM",8,"December 9, 2019 8:00","2019-12-09T08:00:00",{"v":75,"d":"75.0"},70.7,68.9,106.6,34.68,0.0735,0.71,13.81]
["December",9,"11AM to 12PM",11,"December 9, 2019 11:00","2019-12-09T11:00:00",82.6,{"v":73,"d":"73.0"},69.1,107.3,36.65,0.0725,0.72,{"v":14,"d":"14.00"}]
["December",9,"3PM to 4PM",15,"December 9, 2019 15:00","2019-12-09T15:00:00",80.1,73.2,70.5,112.9,{"v":36.9,"d":"36.90"},0.0728,0.75,13.96]
["December",9,"6PM to 7PM",18,"December 9, 2019 18:00","2019-12-09T18:00:00",{"v":75,"d":"75.0"},71.7,70.3,112.2,35.54,0.0735,0.75,13.82]
["December",9,"10PM to 11PM",22,"December 9, 2019 22:00","2019-12-09T22:00:00",73.9,70.5,69.1,107.3,34.52,0.0737,0.72,13.78]
["December",10,"1AM to 2AM",1,"December 10, 2019 1:00","2019-12-10T01:00:00",{"v":72,"d":"72.0"},68.5,66.9,99.5,{"v":32.8,"d":"32.80"},{"v":0.074,"d":"0.0740"},0.67,13.71]
["December",10,"3AM to 4AM",3,"December 10, 2019 3:00","2019-12-10T03:00:00",70.7,68.2,67.1,100.1,32.59,0.0742,0.67,13.68]
["December",10,"6AM to 7AM",6,"December 10, 2019 6:00","2019-12-10T06:00:00",70.7,68.3,67.3,100.7,32.69,0.0742,0.67,13.68]
["December",10,"9AM to 10AM",9,"December 10, 2019 9:00","2019-12-10T09:00:00",78.4,70.7,67.3,100.7,34.59,0.0731,0.67,13.88]
["December",10,"1PM to 2PM",13,"December 10, 2019 13:00","2019-12-10T13:00:00",{"v":86,"d":"86.0"},71.4,64.9,92.7,{"v":35.2,"d":"35.20"},0.0721,0.62,14.05]
["December",10,"4PM to 5PM",16,"December 10, 2019 16:00","2019-12-10T16:00:00",{"v":81,"d":"81.0"},70.6,{"v":66,"d":"66.0"},96.3,34.53,0.0728,0.64,13.93]
["December",10,"7PM to 8PM",19,"December 10, 2019 19:00","2019-12-10T19:00:00",75.9,69.7,66.9,99.5,33.77,0.0734,0.67,13.81]
["December",10,"11PM to 12AM",23,"December 10, 2019 23:00","2019-12-10T23:00:00",71.2,67.8,66.2,96.9,32.23,0.0741,0.65,13.68]
["December",11,"12AM to 1AM",0,"December 11, 2019 0:00","2019-12-11",70.7,67.6,66.2,96.9,{"v":32.1,"d":"32.10"},0.0742,0.65,13.67]
["December",11,"4AM to 5AM",4,"December 11, 2019 4:00","2019-12-11T04:00:00",{"v":68,"d":"68.0"},65.9,64.9,92.7,30.77,0.0746,0.62,13.58]
["December",11,"5AM to 6AM",5,"December 11, 2019 5:00","2019-12-11T05:00:00",69.1,66.6,65.5,94.5,31.32,0.0744,0.63,13.62]
["December",11,"6AM to 7AM",6,"December 11, 2019 6:00","2019-12-11T06:00:00",{"v":70,"d":"70.0"},67.2,65.8,95.7,31.73,0.0743,0.64,13.64]
["December",11,"7AM to 8AM",7,"December 11, 2019 7:00","2019-12-11T07:00:00",71.1,68.2,66.9,99.5,32.58,0.0741,0.67,13.68]
["December",11,"8AM to 9AM",8,"December 11, 2019 8:00","2019-12-11T08:00:00",74.7,69.9,67.8,102.7,33.97,0.0736,0.69,13.79]
["December",11,"9AM to 10AM",9,"December 11, 2019 9:00","2019-12-11T09:00:00",78.4,70.9,67.6,{"v":102,"d":"102.0"},{"v":34.8,"d":"34.80"},0.0731,0.68,13.88]
["December",11,"10AM to 11AM",10,"December 11, 2019 10:00","2019-12-11T10:00:00",{"v":82,"d":"82.0"},71.5,66.9,99.5,35.28,0.0726,0.67,13.97]
["December",11,"11AM to 12PM",11,"December 11, 2019 11:00","2019-12-11T11:00:00",82.8,{"v":72,"d":"72.0"},67.5,101.4,35.76,0.0725,0.68,13.99]
["December",11,"12PM to 1PM",12,"December 11, 2019 12:00","2019-12-11T12:00:00",83.3,72.2,67.5,101.4,35.89,0.0724,0.68,{"v":14,"d":"14.00"}]
["December",11,"1PM to 2PM",13,"December 11, 2019 13:00","2019-12-11T13:00:00",{"v":84,"d":"84.0"},72.1,66.9,99.5,35.77,0.0724,0.67,14.02]
["December",11,"2PM to 3PM",14,"December 11, 2019 14:00","2019-12-11T14:00:00",83.3,72.3,67.6,{"v":102,"d":"102.0"},35.99,0.0724,0.68,14.01]
["December",11,"3PM to 4PM",15,"December 11, 2019 15:00","2019-12-11T15:00:00",82.8,72.5,68.2,{"v":104,"d":"104.0"},36.17,0.0725,0.69,{"v":14,"d":"14.00"}]
["December",11,"4PM to 5PM",16,"December 11, 2019 16:00","2019-12-11T16:00:00",{"v":82,"d":"82.0"},72.2,{"v":68,"d":"68.0"},103.3,35.89,0.0726,0.69,13.98]
["December",11,"5PM to 6PM",17,"December 11, 2019 17:00","2019-12-11T17:00:00",80.1,71.8,68.4,104.6,35.61,0.0729,{"v":0.7,"d":"0.70"},13.93]
["December",11,"6PM to 7PM",18,"December 11, 2019 18:00","2019-12-11T18:00:00",77.9,71.2,68.4,104.6,35.07,0.0731,{"v":0.7,"d":"0.70"},13.88]
["December",11,"7PM to 8PM",19,"December 11, 2019 19:00","2019-12-11T19:00:00",75.9,70.4,{"v":68,"d":"68.0"},103.3,34.38,0.0734,0.69,13.82]
["December",11,"8PM to 9PM",20,"December 11, 2019 20:00","2019-12-11T20:00:00",{"v":75,"d":"75.0"},{"v":70,"d":"70.0"},67.8,102.7,34.05,0.0736,0.69,13.79]
["December",11,"9PM to 10PM",21,"December 11, 2019 21:00","2019-12-11T21:00:00",73.9,69.4,67.5,101.4,33.59,0.0737,0.68,13.76]
["December",11,"10PM to 11PM",22,"December 11, 2019 22:00","2019-12-11T22:00:00",{"v":73,"d":"73.0"},68.8,66.9,99.5,33.06,0.0738,0.67,13.73]
["December",11,"11PM to 12AM",23,"December 11, 2019 23:00","2019-12-11T23:00:00",{"v":72,"d":"72.0"},68.5,66.9,99.5,{"v":32.8,"d":"32.80"},{"v":0.074,"d":"0.0740"},0.67,13.71]
["December",12,"12AM to 1AM",0,"December 12, 2019 0:00","2019-12-12",71.1,{"v":68,"d":"68.0"},66.6,98.2,32.38,0.0741,0.66,13.68]
["December",12,"1AM to 2AM",1,"December 12, 2019 1:00","2019-12-12T01:00:00",{"v":70,"d":"70.0"},67.3,{"v":66,"d":"66.0"},96.3,31.82,0.0743,0.64,13.65]
["December",12,"2AM to 3AM",2,"December 12, 2019 2:00","2019-12-12T02:00:00",69.6,67.3,66.2,96.9,31.83,0.0743,0.65,13.64]
["December",12,"3AM to 4AM",3,"December 12, 2019 3:00","2019-12-12T03:00:00",69.4,67.2,66.2,96.9,31.79,0.0744,0.65,13.63]
["December",12,"4AM to 5AM",4,"December 12, 2019 4:00","2019-12-12T04:00:00",69.1,{"v":67,"d":"67.0"},{"v":66,"d":"66.0"},96.3,{"v":31.6,"d":"31.60"},0.0744,0.64,13.62]
["December",12,"5AM to 6AM",5,"December 12, 2019 5:00","2019-12-12T05:00:00",69.8,67.2,{"v":66,"d":"66.0"},96.3,31.78,0.0743,0.64,13.64]
["December",12,"6AM to 7AM",6,"December 12, 2019 6:00","2019-12-12T06:00:00",70.3,67.2,65.7,95.1,31.72,0.0742,0.64,13.65]
["December",12,"7AM to 8AM",7,"December 12, 2019 7:00","2019-12-12T07:00:00",71.1,67.6,{"v":66,"d":"66.0"},96.3,32.09,0.0741,0.64,13.67]
["December",12,"8AM to 9AM",8,"December 12, 2019 8:00","2019-12-12T08:00:00",74.3,69.4,67.3,100.7,33.57,0.0737,0.67,13.77]
["December",12,"9AM to 10AM",9,"December 12, 2019 9:00","2019-12-12T09:00:00",77.7,70.5,67.3,100.7,34.42,0.0732,0.67,13.86]
["December",12,"10AM to 11AM",10,"December 12, 2019 10:00","2019-12-12T10:00:00",{"v":81,"d":"81.0"},71.2,66.9,99.5,35.01,0.0728,0.67,13.94]
["December",12,"11AM to 12PM",11,"December 12, 2019 11:00","2019-12-12T11:00:00",82.2,72.1,67.8,102.7,35.83,0.0726,0.69,13.98]
["December",12,"12PM to 1PM",12,"December 12, 2019 12:00","2019-12-12T12:00:00",83.7,72.7,68.2,{"v":104,"d":"104.0"},36.39,0.0724,0.69,14.02]
["December",12,"1PM to 2PM",13,"December 12, 2019 13:00","2019-12-12T13:00:00",84.9,{"v":73,"d":"73.0"},{"v":68,"d":"68.0"},103.3,{"v":36.6,"d":"36.60"},0.0722,0.69,14.05]
["December",12,"2PM to 3PM",14,"December 12, 2019 14:00","2019-12-12T14:00:00",84.2,73.2,68.7,{"v":106,"d":"106.0"},36.84,0.0723,0.71,14.04]
["December",12,"3PM to 4PM",15,"December 12, 2019 15:00","2019-12-12T15:00:00",83.7,73.4,69.3,{"v":108,"d":"108.0"},37.02,0.0724,0.72,14.03]
["December",12,"4PM to 5PM",16,"December 12, 2019 16:00","2019-12-12T16:00:00",82.9,73.1,69.1,107.3,36.74,0.0725,0.72,14.01]
["December",12,"5PM to 6PM",17,"December 12, 2019 17:00","2019-12-12T17:00:00",{"v":81,"d":"81.0"},72.3,68.7,{"v":106,"d":"106.0"},36.04,0.0727,0.71,13.96]
["December",12,"6PM to 7PM",18,"December 12, 2019 18:00","2019-12-12T18:00:00",{"v":79,"d":"79.0"},71.3,{"v":68,"d":"68.0"},103.3,35.13,{"v":0.073,"d":"0.0730"},0.69,{"v":13.9,"d":"13.90"}]
["December",12,"7PM to 8PM",19,"December 12, 2019 19:00","2019-12-12T19:00:00",{"v":77,"d":"77.0"},{"v":70,"d":"70.0"},66.9,99.5,34.04,0.0733,0.67,13.84]
["December",12,"8PM to 9PM",20,"December 12, 2019 20:00","2019-12-12T20:00:00",75.7,69.6,66.9,99.5,33.73,0.0735,0.67,{"v":13.8,"d":"13.80"}]
["December",12,"9PM to 10PM",21,"December 12, 2019 21:00","2019-12-12T21:00:00",74.3,{"v":69,"d":"69.0"},66.6,98.2,33.18,0.0737,0.66,13.76]
["December",12,"10PM to 11PM",22,"December 12, 2019 22:00","2019-12-12T22:00:00",{"v":73,"d":"73.0"},68.2,{"v":66,"d":"66.0"},96.3,32.58,0.0739,0.64,13.72]
["December",12,"11PM to 12AM",23,"December 12, 2019 23:00","2019-12-12T23:00:00",{"v":72,"d":"72.0"},{"v":68,"d":"68.0"},66.2,96.9,32.41,{"v":0.074,"d":"0.0740"},0.65,{"v":13.7,"d":"13.70"}]
["December",13,"12AM to 1AM",0,"December 13, 2019 0:00","2019-12-13",71.1,67.7,66.2,96.9,32.19,0.0741,0.65,13.68]
["December",13,"1AM to 2AM",1,"December 13, 2019 1:00","2019-12-13T01:00:00",{"v":70,"d":"70.0"},67.3,{"v":66,"d":"66.0"},96.3,31.82,0.0743,0.64,13.65]
["December",13,"2AM to 3AM",2,"December 13, 2019 2:00","2019-12-13T02:00:00",69.6,67.3,66.2,96.9,31.83,0.0743,0.65,13.64]
["December",13,"3AM to 4AM",3,"December 13, 2019 3:00","2019-12-13T03:00:00",69.4,67.2,66.2,96.9,31.79,0.0744,0.65,13.63]
["December",13,"4AM to 5AM",4,"December 13, 2019 4:00","2019-12-13T04:00:00",69.1,{"v":67,"d":"67.0"},{"v":66,"d":"66.0"},96.3,{"v":31.6,"d":"31.60"},0.0744,0.64,13.62]
["December",13,"5AM to 6AM",5,"December 13, 2019 5:00","2019-12-13T05:00:00",{"v":70,"d":"70.0"},67.6,66.6,98.2,32.11,0.0743,0.66,13.65]
["December",13,"6AM to 7AM",6,"December 13, 2019 6:00","2019-12-13T06:00:00",71.1,68.2,66.9,99.5,32.58,0.0741,0.67,13.68]
["December",13,"7AM to 8AM",7,"December 13, 2019 7:00","2019-12-13T07:00:00",{"v":72,"d":"72.0"},69.2,{"v":68,"d":"68.0"},103.3,{"v":33.4,"d":"33.40"},{"v":0.074,"d":"0.0740"},0.69,13.72]
["December",13,"8AM to 9AM",8,"December 13, 2019 8:00","2019-12-13T08:00:00",76.3,71.1,68.9,106.6,34.99,0.0734,0.71,13.84]
["December",13,"9AM to 10AM",9,"December 13, 2019 9:00","2019-12-13T09:00:00",80.6,72.2,68.7,{"v":106,"d":"106.0"},35.95,0.0728,0.71,13.95]
["December",13,"10AM to 11AM",10,"December 13, 2019 10:00","2019-12-13T10:00:00",84.9,{"v":73,"d":"73.0"},{"v":68,"d":"68.0"},103.3,{"v":36.6,"d":"36.60"},0.0722,0.69,14.05]
["December",13,"11AM to 12PM",11,"December 13, 2019 11:00","2019-12-13T11:00:00",85.6,72.8,67.5,101.4,36.47,0.0721,0.68,14.06]
["December",13,"12PM to 1PM",12,"December 13, 2019 12:00","2019-12-13T12:00:00",86.4,72.4,66.4,97.6,36.05,0.0721,0.65,14.07]
["December",13,"1PM to 2PM",13,"December 13, 2019 13:00","2019-12-13T13:00:00",87.1,71.7,64.9,92.7,35.46,{"v":0.072,"d":"0.0720"},0.62,14.07]
["December",13,"2PM to 3PM",14,"December 13, 2019 14:00","2019-12-13T14:00:00",85.6,71.4,65.1,93.3,{"v":35.2,"d":"35.20"},0.0722,0.63,14.04]
["December",13,"3PM to 4PM",15,"December 13, 2019 15:00","2019-12-13T15:00:00",84.4,70.9,64.8,92.1,34.71,0.0724,0.62,{"v":14,"d":"14.00"}]
["December",13,"4PM to 5PM",16,"December 13, 2019 16:00","2019-12-13T16:00:00",82.9,{"v":70,"d":"70.0"},{"v":64,"d":"64.0"},89.8,33.98,0.0726,{"v":0.6,"d":"0.60"},13.96]
["December",13,"5PM to 6PM",17,{"$f":"A8329&\" \"&B8329&\", \"&$D$5&\" \"&D8329&\":00\"","v":"December 13, 2019 17:00"},{"$f":"DATEVALUE(E8329)+TIMEVALUE(E8329)","v":"2019-12-13T17:00:00"},81.3,70.1,64.9,92.7,34.05,0.0728,0.62,13.93]
["December",13,"6PM to 7PM",{"$f":"IF(D8329+1>23,0,D8329+1)","v":18},"December 13, 2019 18:00","2019-12-13T18:00:00",79.7,{"v":70,"d":"70.0"},65.7,95.1,34.02,{"v":0.073,"d":"0.0730"},0.64,13.89]
["December",13,"7PM to 8PM",19,"December 13, 2019 19:00","2019-12-13T19:00:00",78.1,69.8,{"v":66,"d":"66.0"},96.3,33.82,0.0732,0.64,13.85]
["December",13,"8PM to 9PM",20,"December 13, 2019 20:00","2019-12-13T20:00:00",77.7,69.8,66.2,96.9,33.83,0.0732,0.65,13.85]
["December",13,"9PM to 10PM",21,"December 13, 2019 21:00","2019-12-13T21:00:00",77.4,69.7,66.2,96.9,33.74,0.0733,0.65,13.84]
["December",13,"10PM to 11PM",22,"December 13, 2019 22:00","2019-12-13T22:00:00",{"v":77,"d":"77.0"},69.4,{"v":66,"d":"66.0"},96.3,33.55,0.0733,0.64,13.83]
["December",13,"11PM to 12AM",23,"December 13, 2019 23:00","2019-12-13T23:00:00",75.4,69.1,66.2,96.9,33.25,0.0735,0.65,13.79]
["December",14,"12AM to 1AM",0,"December 14, 2019 0:00","2019-12-14",73.6,68.5,66.2,96.9,32.81,0.0738,0.65,13.74]
["December",14,"1AM to 2AM",1,"December 14, 2019 1:00","2019-12-14T01:00:00",{"v":72,"d":"72.0"},67.9,{"v":66,"d":"66.0"},96.3,32.31,{"v":0.074,"d":"0.0740"},0.64,{"v":13.7,"d":"13.70"}]
["December",14,"2AM to 3AM",2,"December 14, 2019 2:00","2019-12-14T02:00:00",72.3,68.4,66.6,98.2,32.69,{"v":0.074,"d":"0.0740"},0.66,13.71]
["December",14,"3AM to 4AM",3,"December 14, 2019 3:00","2019-12-14T03:00:00",72.7,68.7,66.9,99.5,32.98,0.0739,0.67,13.72]
["December",14,"4AM to 5AM",4,"December 14, 2019 4:00","2019-12-14T04:00:00",{"v":73,"d":"73.0"},68.8,66.9,99.5,33.06,0.0738,0.67,13.73]
["December",14,"5AM to 6AM",5,"December 14, 2019 5:00","2019-12-14T05:00:00",73.9,69.1,66.9,99.5,33.29,0.0737,0.67,13.76]
["December",14,"6AM to 7AM",6,"December 14, 2019 6:00","2019-12-14T06:00:00",{"v":75,"d":"75.0"},69.2,66.6,98.2,33.36,0.0736,0.66,13.78]
["December",14,"7AM to 8AM",7,"December 14, 2019 7:00","2019-12-14T07:00:00",75.9,69.7,66.9,99.5,33.77,0.0734,0.67,13.81]
["December",14,"8AM to 9AM",8,"December 14, 2019 8:00","2019-12-14T08:00:00",78.3,70.5,67.1,100.1,34.45,0.0731,0.67,13.87]
["December",14,"9AM to 10AM",9,"December 14, 2019 9:00","2019-12-14T09:00:00",80.6,70.6,66.2,96.9,34.53,0.0728,0.65,13.92]
["December",14,"10AM to 11AM",10,"December 14, 2019 10:00","2019-12-14T10:00:00",82.9,70.5,64.9,92.7,34.44,0.0725,0.62,13.97]
["December",14,"11AM to 12PM",11,"December 14, 2019 11:00","2019-12-14T11:00:00",82.6,70.8,65.5,94.5,34.64,0.0726,0.63,13.96]
["December",14,"12PM to 1PM",12,"December 14, 2019 12:00","2019-12-14T12:00:00",82.4,70.7,65.5,94.5,34.59,0.0726,0.63,13.96]
["December",14,"1PM to 2PM",13,"December 14, 2019 13:00","2019-12-14T13:00:00",{"v":82,"d":"82.0"},70.3,64.9,92.7,34.22,0.0727,0.62,13.94]
["December",14,"2PM to 3PM",14,"December 14, 2019 14:00","2019-12-14T14:00:00",81.7,70.3,65.1,93.3,34.23,0.0727,0.63,13.94]
["December",14,"3PM to 4PM",15,"December 14, 2019 15:00","2019-12-14T15:00:00",81.3,{"v":70,"d":"70.0"},64.8,92.1,33.95,0.0728,0.62,13.92]
["December",14,"4PM to 5PM",16,"December 14, 2019 16:00","2019-12-14T16:00:00",{"v":81,"d":"81.0"},69.4,{"v":64,"d":"64.0"},89.8,{"v":33.5,"d":"33.50"},0.0728,{"v":0.6,"d":"0.60"},13.91]
["December",14,"5PM to 6PM",17,"December 14, 2019 17:00","2019-12-14T17:00:00",79.3,69.5,64.9,92.7,33.56,{"v":0.073,"d":"0.0730"},0.62,13.88]
["December",14,"6PM to 7PM",18,"December 14, 2019 18:00","2019-12-14T18:00:00",77.5,69.4,65.7,95.1,33.49,0.0733,0.64,13.84]
["December",14,"7PM to 8PM",19,"December 14, 2019 19:00","2019-12-14T19:00:00",75.9,69.1,{"v":66,"d":"66.0"},96.3,33.29,0.0735,0.64,{"v":13.8,"d":"13.80"}]
["December",14,"8PM to 9PM",20,"December 14, 2019 20:00","2019-12-14T20:00:00",75.9,69.5,66.6,98.2,33.58,0.0735,0.66,{"v":13.8,"d":"13.80"}]
["December",14,"9PM to 10PM",21,"December 14, 2019 21:00","2019-12-14T21:00:00",75.9,69.7,66.9,99.5,33.77,0.0734,0.67,13.81]
["December",14,"10PM to 11PM",22,"December 14, 2019 22:00","2019-12-14T22:00:00",75.9,69.7,66.9,99.5,33.77,0.0734,0.67,13.81]
["December",14,"11PM to 12AM",23,"December 14, 2019 23:00","2019-12-14T23:00:00",75.6,69.4,66.6,98.2,33.49,0.0735,0.66,{"v":13.8,"d":"13.80"}]
["December",15,"12AM to 1AM",0,"December 15, 2019 0:00","2019-12-15",75.4,68.8,65.8,95.7,33.06,0.0735,0.64,13.78]
["December",15,"1AM to 2AM",1,"December 15, 2019 1:00","2019-12-15T01:00:00",{"v":75,"d":"75.0"},68.2,64.9,92.7,{"v":32.5,"d":"32.50"},0.0736,0.62,13.76]
["December",15,"2AM to 3AM",2,"December 15, 2019 2:00","2019-12-15T02:00:00",{"v":75,"d":"75.0"},67.8,64.4,90.9,32.22,0.0736,0.61,13.76]
["December",15,"3AM to 4AM",3,"December 15, 2019 3:00","2019-12-15T03:00:00",{"v":75,"d":"75.0"},67.5,63.9,89.2,31.95,0.0736,{"v":0.6,"d":"0.60"},13.75]
["December",15,"4AM to 5AM",4,"December 15, 2019 4:00","2019-12-15T04:00:00",{"v":75,"d":"75.0"},66.9,{"v":63,"d":"63.0"},86.4,31.51,0.0737,0.58,13.74]
["December",15,"5AM to 6AM",5,"December 15, 2019 5:00","2019-12-15T05:00:00",75.7,67.4,63.3,87.5,31.86,0.0735,0.59,13.77]
["December",15,"6AM to 7AM",6,"December 15, 2019 6:00","2019-12-15T06:00:00",76.3,67.6,63.3,87.5,31.99,0.0735,0.59,13.78]
["December",15,"7AM to 8AM",7,"December 15, 2019 7:00","2019-12-15T07:00:00",{"v":77,"d":"77.0"},68.2,{"v":64,"d":"64.0"},89.8,32.53,0.0734,{"v":0.6,"d":"0.60"},13.81]
["December",15,"8AM to 9AM",8,"December 15, 2019 8:00","2019-12-15T08:00:00",79.3,69.3,64.6,91.5,33.37,{"v":0.073,"d":"0.0730"},0.61,13.87]
["December",15,"9AM to 10AM",9,"December 15, 2019 9:00","2019-12-15T09:00:00",81.7,69.6,{"v":64,"d":"64.0"},89.8,33.68,0.0727,{"v":0.6,"d":"0.60"},13.93]
["December",15,"10AM to 11AM",10,"December 15, 2019 10:00","2019-12-15T10:00:00",{"v":84,"d":"84.0"},69.7,{"v":63,"d":"63.0"},86.4,33.72,0.0724,0.58,13.98]
["December",15,"11AM to 12PM",11,"December 15, 2019 11:00","2019-12-15T11:00:00",{"v":84,"d":"84.0"},70.3,{"v":64,"d":"64.0"},89.8,34.25,0.0724,{"v":0.6,"d":"0.60"},13.99]
["December",15,"12PM to 1PM",12,"December 15, 2019 12:00","2019-12-15T12:00:00",{"v":84,"d":"84.0"},70.8,64.8,92.1,34.62,0.0724,0.62,13.99]
["December",15,"1PM to 2PM",13,"December 15, 2019 13:00","2019-12-15T13:00:00",{"v":84,"d":"84.0"},70.9,64.9,92.7,34.71,0.0724,0.62,{"v":14,"d":"14.00"}]
["December",15,"2PM to 3PM",14,"December 15, 2019 14:00","2019-12-15T14:00:00",82.8,70.7,65.3,93.9,34.59,0.0726,0.63,13.97]
["December",15,"3PM to 4PM",15,"December 15, 2019 15:00","2019-12-15T15:00:00",81.3,70.4,65.5,94.5,34.33,0.0727,0.63,13.93]
["December",15,"4PM to 5PM",16,"December 15, 2019 16:00","2019-12-15T16:00:00",80.1,69.7,64.9,92.7,33.74,0.0729,0.62,13.89]
["December",15,"5PM to 6PM",17,"December 15, 2019 17:00","2019-12-15T17:00:00",78.6,69.7,65.7,95.1,33.76,0.0731,0.64,13.86]
["December",15,"6PM to 7PM",18,"December 15, 2019 18:00","2019-12-15T18:00:00",77.4,69.5,{"v":66,"d":"66.0"},96.3,33.64,0.0733,0.64,13.84]
["December",15,"7PM to 8PM",19,"December 15, 2019 19:00","2019-12-15T19:00:00",75.9,69.1,{"v":66,"d":"66.0"},96.3,33.29,0.0735,0.64,{"v":13.8,"d":"13.80"}]
["December",15,"8PM to 9PM",20,"December 15, 2019 20:00","2019-12-15T20:00:00",76.3,{"v":69,"d":"69.0"},65.7,95.1,33.18,0.0734,0.64,{"v":13.8,"d":"13.80"}]
["December",15,"9PM to 10PM",21,"December 15, 2019 21:00","2019-12-15T21:00:00",76.6,68.7,64.9,92.7,32.89,0.0734,0.62,13.81]
["December",15,"10PM to 11PM",22,"December 15, 2019 22:00","2019-12-15T22:00:00",{"v":77,"d":"77.0"},68.2,{"v":64,"d":"64.0"},89.8,32.53,0.0734,{"v":0.6,"d":"0.60"},13.81]
["December",15,"11PM to 12AM",23,"December 15, 2019 23:00","2019-12-15T23:00:00",{"v":75,"d":"75.0"},68.2,64.9,92.7,{"v":32.5,"d":"32.50"},0.0736,0.62,13.76]
["December",16,"12AM to 1AM",0,"December 16, 2019 0:00","2019-12-16",{"v":73,"d":"73.0"},{"v":68,"d":"68.0"},65.7,95.1,32.39,0.0739,0.64,13.72]
["December",16,"1AM to 2AM",1,"December 16, 2019 1:00","2019-12-16T01:00:00",71.1,67.6,{"v":66,"d":"66.0"},96.3,32.09,0.0741,0.64,13.67]
["December",16,"2AM to 3AM",2,"December 16, 2019 2:00","2019-12-16T02:00:00",71.4,67.9,66.2,96.9,32.27,0.0741,0.65,13.68]
["December",16,"3AM to 4AM",3,"December 16, 2019 3:00","2019-12-16T03:00:00",71.6,67.9,66.2,96.9,32.32,0.0741,0.65,13.69]
["December",16,"4AM to 5AM",4,"December 16, 2019 4:00","2019-12-16T04:00:00",{"v":72,"d":"72.0"},67.9,{"v":66,"d":"66.0"},96.3,32.31,{"v":0.074,"d":"0.0740"},0.64,{"v":13.7,"d":"13.70"}]
["December",16,"5AM to 6AM",5,"December 16, 2019 5:00","2019-12-16T05:00:00",{"v":73,"d":"73.0"},67.5,64.9,92.7,32.01,0.0739,0.62,13.71]
["December",16,"6AM to 7AM",6,"December 16, 2019 6:00","2019-12-16T06:00:00",73.9,{"v":67,"d":"67.0"},63.7,88.6,31.59,0.0738,0.59,13.72]
["December",16,"7AM to 8AM",7,"December 16, 2019 7:00","2019-12-16T07:00:00",{"v":75,"d":"75.0"},66.9,{"v":63,"d":"63.0"},86.4,31.51,0.0737,0.58,13.74]
["December",16,"8AM to 9AM",8,"December 16, 2019 8:00","2019-12-16T08:00:00",75.4,68.6,65.5,94.5,32.87,0.0736,0.63,13.78]
["December",16,"9AM to 10AM",9,{"$f":"A8393&\" \"&B8393&\", \"&$D$5&\" \"&D8393&\":00\"","v":"December 16, 2019 9:00"},{"$f":"DATEVALUE(E8393)+TIMEVALUE(E8393)","v":"2019-12-16T09:00:00"},75.6,69.6,66.9,99.5,33.68,0.0735,0.67,{"v":13.8,"d":"13.80"}]
["December",16,"10AM to 11AM",{"$f":"IF(D8393+1>23,0,D8393+1)","v":10},"December 16, 2019 10:00","2019-12-16T10:00:00",75.9,70.4,{"v":68,"d":"68.0"},103.3,34.38,0.0734,0.69,13.82]
["December",16,"11AM to 12PM",11,"December 16, 2019 11:00","2019-12-16T11:00:00",77.5,70.5,67.5,101.4,34.47,0.0732,0.68,13.86]
["December",16,"12PM to 1PM",12,"December 16, 2019 12:00","2019-12-16T12:00:00",79.3,70.4,66.4,97.6,34.32,{"v":0.073,"d":"0.0730"},0.65,13.89]
["December",16,"1PM to 2PM",13,"December 16, 2019 13:00","2019-12-16T13:00:00",{"v":81,"d":"81.0"},{"v":70,"d":"70.0"},64.9,92.7,33.96,0.0728,0.62,13.92]
["December",16,"2PM to 3PM",14,"December 16, 2019 14:00","2019-12-16T14:00:00",80.1,69.9,65.3,93.9,33.92,0.0729,0.63,{"v":13.9,"d":"13.90"}]
["December",16,"3PM to 4PM",15,"December 16, 2019 15:00","2019-12-16T15:00:00",{"v":79,"d":"79.0"},69.7,65.5,94.5,33.75,0.0731,0.63,13.87]
["December",16,"4PM to 5PM",16,"December 16, 2019 16:00","2019-12-16T16:00:00",78.1,69.1,64.9,92.7,33.25,0.0732,0.62,13.84]
["December",16,"5PM to 6PM",17,"December 16, 2019 17:00","2019-12-16T17:00:00",{"v":77,"d":"77.0"},69.3,65.8,95.7,33.46,0.0733,0.64,13.82]
["December",16,"6PM to 7PM",18,"December 16, 2019 18:00","2019-12-16T18:00:00",76.1,69.5,66.6,98.2,33.62,0.0734,0.66,13.81]
["December",16,"7PM to 8PM",19,"December 16, 2019 19:00","2019-12-16T19:00:00",{"v":75,"d":"75.0"},69.4,66.9,99.5,33.55,0.0736,0.67,13.78]
["December",16,"8PM to 9PM",20,"December 16, 2019 20:00","2019-12-16T20:00:00",74.7,69.3,66.9,99.5,33.46,0.0736,0.67,13.78]
["December",16,"9PM to 10PM",21,"December 16, 2019 21:00","2019-12-16T21:00:00",74.3,{"v":69,"d":"69.0"},66.6,98.2,33.18,0.0737,0.66,13.76]
["December",16,"10PM to 11PM",22,"December 16, 2019 22:00","2019-12-16T22:00:00",73.9,68.5,{"v":66,"d":"66.0"},96.3,{"v":32.8,"d":"32.80"},0.0737,0.64,13.75]
["December",16,"11PM to 12AM",23,"December 16, 2019 23:00","2019-12-16T23:00:00",73.6,68.5,66.2,96.9,32.81,0.0738,0.65,13.74]
["December",17,"12AM to 1AM",0,"December 17, 2019 0:00","2019-12-17",73.4,68.5,66.2,96.9,32.76,0.0738,0.65,13.74]
["December",17,"1AM to 2AM",1,"December 17, 2019 1:00","2019-12-17T01:00:00",{"v":73,"d":"73.0"},68.2,{"v":66,"d":"66.0"},96.3,32.58,0.0739,0.64,13.72]
["December",17,"2AM to 3AM",2,"December 17, 2019 2:00","2019-12-17T02:00:00",72.3,68.1,66.2,96.9,{"v":32.5,"d":"32.50"},{"v":0.074,"d":"0.0740"},0.65,13.71]
["December",17,"3AM to 4AM",3,"December 17, 2019 3:00","2019-12-17T03:00:00",71.8,{"v":68,"d":"68.0"},66.2,96.9,32.36,{"v":0.074,"d":"0.0740"},0.65,13.69]
["December",17,"4AM to 5AM",4,"December 17, 2019 4:00","2019-12-17T04:00:00",71.1,67.6,{"v":66,"d":"66.0"},96.3,32.09,0.0741,0.64,13.67]
["December",17,"5AM to 6AM",5,"December 17, 2019 5:00","2019-12-17T05:00:00",71.4,67.7,{"v":66,"d":"66.0"},96.3,32.18,0.0741,0.64,13.68]
["December",17,"6AM to 7AM",6,"December 17, 2019 6:00","2019-12-17T06:00:00",71.6,67.6,65.7,95.1,32.03,0.0741,0.64,13.68]
["December",17,"7AM to 8AM",7,"December 17, 2019 7:00","2019-12-17T07:00:00",{"v":72,"d":"72.0"},67.9,{"v":66,"d":"66.0"},96.3,32.31,{"v":0.074,"d":"0.0740"},0.64,{"v":13.7,"d":"13.70"}]
["December",17,"8AM to 9AM",8,"December 17, 2019 8:00","2019-12-17T08:00:00",72.7,68.9,67.3,100.7,33.17,0.0739,0.67,13.73]
["December",17,"9AM to 10AM",9,"December 17, 2019 9:00","2019-12-17T09:00:00",73.2,69.1,67.3,100.7,33.31,0.0738,0.67,13.74]
["December",17,"10AM to 11AM",10,"December 17, 2019 10:00","2019-12-17T10:00:00",73.9,69.1,66.9,99.5,33.29,0.0737,0.67,13.76]
["December",17,"11AM to 12PM",11,"December 17, 2019 11:00","2019-12-17T11:00:00",74.7,69.9,67.8,102.7,33.97,0.0736,0.69,13.79]
["December",17,"12PM to 1PM",12,"December 17, 2019 12:00","2019-12-17T12:00:00",75.2,70.3,68.2,{"v":104,"d":"104.0"},{"v":34.3,"d":"34.30"},0.0735,0.69,{"v":13.8,"d":"13.80"}]
["December",17,"1PM to 2PM",13,"December 17, 2019 13:00","2019-12-17T13:00:00",75.9,70.4,{"v":68,"d":"68.0"},103.3,34.38,0.0734,0.69,13.82]
["December",17,"2PM to 3PM",14,"December 17, 2019 14:00","2019-12-17T14:00:00",75.2,70.1,67.8,102.7,{"v":34.1,"d":"34.10"},0.0735,0.69,{"v":13.8,"d":"13.80"}]
["December",17,"3PM to 4PM",15,"December 17, 2019 15:00","2019-12-17T15:00:00",74.7,69.4,67.1,100.1,33.56,0.0736,0.67,13.78]
["December",17,"4PM to 5PM",16,"December 17, 2019 16:00","2019-12-17T16:00:00",73.9,68.5,{"v":66,"d":"66.0"},96.3,{"v":32.8,"d":"32.80"},0.0737,0.64,13.75]
["December",17,"5PM to 6PM",17,"December 17, 2019 17:00","2019-12-17T17:00:00",73.2,68.5,66.4,97.6,32.81,0.0738,0.65,13.73]
["December",17,"6PM to 7PM",18,"December 17, 2019 18:00","2019-12-17T18:00:00",72.7,68.4,66.4,97.6,32.68,0.0739,0.65,13.72]
["December",17,"7PM to 8PM",19,"December 17, 2019 19:00","2019-12-17T19:00:00",{"v":72,"d":"72.0"},67.9,{"v":66,"d":"66.0"},96.3,32.31,{"v":0.074,"d":"0.0740"},0.64,{"v":13.7,"d":"13.70"}]
["December",17,"8PM to 9PM",20,"December 17, 2019 20:00","2019-12-17T20:00:00",{"v":72,"d":"72.0"},67.8,65.8,95.7,32.22,{"v":0.074,"d":"0.0740"},0.64,13.69]
["December",17,"9PM to 10PM",21,"December 17, 2019 21:00","2019-12-17T21:00:00",{"v":72,"d":"72.0"},67.6,65.5,94.5,32.03,{"v":0.074,"d":"0.0740"},0.63,13.69]
["December",17,"10PM to 11PM",22,"December 17, 2019 22:00","2019-12-17T22:00:00",{"v":72,"d":"72.0"},67.2,64.9,92.7,31.74,{"v":0.074,"d":"0.0740"},0.62,13.69]
["December",17,"11PM to 12AM",23,"December 17, 2019 23:00","2019-12-17T23:00:00",71.6,67.2,65.1,93.3,31.75,0.0741,0.63,13.68]
["December",18,"12AM to 1AM",0,"December 18, 2019 0:00","2019-12-18",71.4,67.1,65.1,93.3,{"v":31.7,"d":"31.70"},0.0741,0.63,13.67]
["December",18,"1AM to 2AM",1,"December 18, 2019 1:00","2019-12-18T01:00:00",71.1,66.9,64.9,92.7,31.52,0.0742,0.62,13.66]
["December",18,"2AM to 3AM",2,"December 18, 2019 2:00","2019-12-18T02:00:00",71.1,67.3,65.5,94.5,{"v":31.8,"d":"31.80"},0.0742,0.63,13.67]
["December",18,"3AM to 4AM",3,"December 18, 2019 3:00","2019-12-18T03:00:00",71.1,67.5,65.8,95.7,31.99,0.0741,0.64,13.67]
["December",18,"4AM to 5AM",4,"December 18, 2019 4:00","2019-12-18T04:00:00",71.1,67.6,{"v":66,"d":"66.0"},96.3,32.09,0.0741,0.64,13.67]
["December",18,"5AM to 6AM",5,"December 18, 2019 5:00","2019-12-18T05:00:00",71.4,67.3,65.3,93.9,{"v":31.8,"d":"31.80"},0.0741,0.63,13.68]
["December",18,"6AM to 7AM",6,"December 18, 2019 6:00","2019-12-18T06:00:00",71.6,66.7,64.4,90.9,31.38,0.0741,0.61,13.67]
["December",18,"7AM to 8AM",7,"December 18, 2019 7:00","2019-12-18T07:00:00",{"v":72,"d":"72.0"},66.6,{"v":64,"d":"64.0"},89.8,31.29,0.0741,{"v":0.6,"d":"0.60"},13.68]
["December",18,"8AM to 9AM",8,"December 18, 2019 8:00","2019-12-18T08:00:00",74.3,67.5,64.2,90.4,31.95,0.0737,0.61,13.74]
["December",18,"9AM to 10AM",9,"December 18, 2019 9:00","2019-12-18T09:00:00",76.6,67.7,63.3,87.5,32.08,0.0734,0.59,13.79]
["December",18,"10AM to 11AM",10,"December 18, 2019 10:00","2019-12-18T10:00:00",{"v":79,"d":"79.0"},67.7,62.1,83.6,32.05,0.0731,0.56,13.84]
["December",18,"11AM to 12PM",11,"December 18, 2019 11:00","2019-12-18T11:00:00",{"v":79,"d":"79.0"},67.8,62.2,84.2,32.13,0.0731,0.57,13.84]
["December",18,"12PM to 1PM",12,"December 18, 2019 12:00","2019-12-18T12:00:00",{"v":79,"d":"79.0"},67.5,61.9,83.1,31.96,0.0731,0.56,13.84]
["December",18,"1PM to 2PM",13,"December 18, 2019 13:00","2019-12-18T13:00:00",{"v":79,"d":"79.0"},{"v":67,"d":"67.0"},{"v":61,"d":"61.0"},80.4,31.55,0.0731,0.54,13.83]
["December",18,"2PM to 3PM",14,"December 18, 2019 14:00","2019-12-18T14:00:00",77.4,67.8,63.1,86.9,32.17,0.0733,0.58,13.81]
["December",18,"3PM to 4PM",15,"December 18, 2019 15:00","2019-12-18T15:00:00",75.6,68.2,64.8,92.1,32.54,0.0735,0.62,13.78]
["December",18,"4PM to 5PM",16,"December 18, 2019 16:00","2019-12-18T16:00:00",73.9,68.5,{"v":66,"d":"66.0"},96.3,{"v":32.8,"d":"32.80"},0.0737,0.64,13.75]
["December",18,"5PM to 6PM",17,"December 18, 2019 17:00","2019-12-18T17:00:00",73.6,67.7,64.9,92.7,32.14,0.0738,0.62,13.73]
["December",18,"6PM to 7PM",18,"December 18, 2019 18:00","2019-12-18T18:00:00",73.4,66.9,63.7,88.6,31.46,0.0739,0.59,13.71]
["December",18,"7PM to 8PM",19,"December 18, 2019 19:00","2019-12-18T19:00:00",{"v":73,"d":"73.0"},65.8,62.1,83.6,30.59,0.0739,0.56,13.69]
["December",18,"8PM to 9PM",20,"December 18, 2019 20:00","2019-12-18T20:00:00",72.3,65.4,61.9,83.1,30.33,{"v":0.074,"d":"0.0740"},0.56,13.67]
["December",18,"9PM to 10PM",21,"December 18, 2019 21:00","2019-12-18T21:00:00",71.8,{"v":65,"d":"65.0"},61.5,{"v":82,"d":"82.0"},30.03,0.0741,0.55,13.65]
["December",18,"10PM to 11PM",22,"December 18, 2019 22:00","2019-12-18T22:00:00",71.1,64.5,{"v":61,"d":"61.0"},80.4,29.61,0.0742,0.54,13.62]
["December",18,"11PM to 12AM",23,"December 18, 2019 23:00","2019-12-18T23:00:00",71.4,64.4,60.6,79.4,29.53,0.0742,0.53,13.63]
["December",19,"12AM to 1AM",0,"December 19, 2019 0:00","2019-12-19",71.6,{"v":64,"d":"64.0"},59.9,77.3,29.26,0.0742,0.52,13.63]
["December",19,"1AM to 2AM",1,{"$f":"A8457&\" \"&B8457&\", \"&$D$5&\" \"&D8457&\":00\"","v":"December 19, 2019 1:00"},{"$f":"DATEVALUE(E8457)+TIMEVALUE(E8457)","v":"2019-12-19T01:00:00"},{"v":72,"d":"72.0"},63.6,{"v":59,"d":"59.0"},74.9,28.96,0.0741,{"v":0.5,"d":"0.50"},13.63]
["December",19,"2AM to 3AM",{"$f":"IF(D8457+1>23,0,D8457+1)","v":2},"December 19, 2019 2:00","2019-12-19T02:00:00",71.6,62.7,57.6,{"v":71,"d":"71.0"},28.27,0.0742,0.48,13.61]
["December",19,"3AM to 4AM",3,"December 19, 2019 3:00","2019-12-19T03:00:00",71.4,61.7,55.9,66.9,27.59,0.0743,0.45,13.59]
["December",19,"4AM to 5AM",4,"December 19, 2019 4:00","2019-12-19T04:00:00",71.1,60.5,{"v":54,"d":"54.0"},62.2,26.76,0.0744,0.42,13.57]
["December",19,"5AM to 6AM",5,"December 19, 2019 5:00","2019-12-19T05:00:00",71.4,60.7,{"v":54,"d":"54.0"},62.2,26.85,0.0743,0.42,13.58]
["December",19,"6AM to 7AM",6,"December 19, 2019 6:00","2019-12-19T06:00:00",71.6,60.5,53.6,61.4,26.76,0.0743,0.41,13.58]
["December",19,"7AM to 8AM",7,"December 19, 2019 7:00","2019-12-19T07:00:00",{"v":72,"d":"72.0"},60.9,{"v":54,"d":"54.0"},62.2,26.98,0.0742,0.42,13.59]
["December",19,"8AM to 9AM",8,"December 19, 2019 8:00","2019-12-19T08:00:00",73.6,62.3,55.6,{"v":66,"d":"66.0"},27.98,{"v":0.074,"d":"0.0740"},0.45,13.64]
["December",19,"9AM to 10AM",9,"December 19, 2019 9:00","2019-12-19T09:00:00",75.4,63.1,55.9,66.9,28.55,0.0737,0.45,13.69]
["December",19,"10AM to 11AM",10,"December 19, 2019 10:00","2019-12-19T10:00:00",{"v":77,"d":"77.0"},63.6,55.9,66.9,28.95,0.0735,0.45,13.74]
["December",19,"11AM to 12PM",11,"December 19, 2019 11:00","2019-12-19T11:00:00",{"v":77,"d":"77.0"},63.6,55.8,66.5,28.88,0.0735,0.45,13.73]
["December",19,"12PM to 1PM",12,"December 19, 2019 12:00","2019-12-19T12:00:00",{"v":77,"d":"77.0"},63.2,{"v":55,"d":"55.0"},64.7,28.61,0.0735,0.44,13.73]
["December",19,"1PM to 2PM",13,"December 19, 2019 13:00","2019-12-19T13:00:00",{"v":77,"d":"77.0"},62.6,{"v":54,"d":"54.0"},62.2,28.21,0.0735,0.42,13.72]
["December",19,"2PM to 3PM",14,"December 19, 2019 14:00","2019-12-19T14:00:00",75.9,62.4,54.1,62.6,28.01,0.0737,0.42,13.69]
["December",19,"3PM to 4PM",15,"December 19, 2019 15:00","2019-12-19T15:00:00",{"v":75,"d":"75.0"},61.9,53.8,61.8,27.66,0.0738,0.42,13.67]
["December",19,"4PM to 5PM",16,"December 19, 2019 16:00","2019-12-19T16:00:00",73.9,61.1,53.1,60.1,27.14,{"v":0.074,"d":"0.0740"},0.41,13.64]
["December",19,"5PM to 6PM",17,"December 19, 2019 17:00","2019-12-19T17:00:00",{"v":73,"d":"73.0"},60.6,52.7,59.3,{"v":26.8,"d":"26.80"},0.0741,{"v":0.4,"d":"0.40"},13.61]
["December",19,"6PM to 7PM",18,"December 19, 2019 18:00","2019-12-19T18:00:00",{"v":72,"d":"72.0"},{"v":60,"d":"60.0"},52.2,58.2,26.35,0.0743,0.39,13.58]
["December",19,"7PM to 8PM",19,"December 19, 2019 19:00","2019-12-19T19:00:00",71.1,59.1,51.1,55.9,25.77,0.0744,0.38,13.55]
["December",19,"8PM to 9PM",20,"December 19, 2019 20:00","2019-12-19T20:00:00",71.1,59.7,52.3,58.6,26.19,0.0744,{"v":0.4,"d":"0.40"},13.56]
["December",19,"9PM to 10PM",21,"December 19, 2019 21:00","2019-12-19T21:00:00",71.1,60.2,53.2,60.6,26.51,0.0744,0.41,13.56]
["December",19,"10PM to 11PM",22,"December 19, 2019 22:00","2019-12-19T22:00:00",71.1,60.5,{"v":54,"d":"54.0"},62.2,26.76,0.0744,0.42,13.57]
["December",19,"11PM to 12AM",23,"December 19, 2019 23:00","2019-12-19T23:00:00",70.7,60.7,54.5,63.5,26.87,0.0744,0.43,13.56]
["December",20,"12AM to 1AM",0,"December 20, 2019 0:00","2019-12-20",70.3,60.8,54.9,64.3,26.91,0.0744,0.43,13.56]
["December",20,"1AM to 2AM",1,"December 20, 2019 1:00","2019-12-20T01:00:00",{"v":70,"d":"70.0"},60.7,{"v":55,"d":"55.0"},64.7,26.89,0.0745,0.44,13.55]
["December",20,"2AM to 3AM",2,"December 20, 2019 2:00","2019-12-20T02:00:00",{"v":70,"d":"70.0"},60.2,54.1,62.6,26.56,0.0745,0.42,13.54]
["December",20,"3AM to 4AM",3,"December 20, 2019 3:00","2019-12-20T03:00:00",{"v":70,"d":"70.0"},59.8,53.2,60.6,26.24,0.0745,0.41,13.54]
["December",20,"4AM to 5AM",4,"December 20, 2019 4:00","2019-12-20T04:00:00",{"v":70,"d":"70.0"},59.1,{"v":52,"d":"52.0"},57.8,25.81,0.0745,0.39,13.53]
["December",20,"5AM to 6AM",5,"December 20, 2019 5:00","2019-12-20T05:00:00",{"v":70,"d":"70.0"},59.8,53.2,60.6,26.24,0.0745,0.41,13.54]
["December",20,"6AM to 7AM",6,"December 20, 2019 6:00","2019-12-20T06:00:00",{"v":70,"d":"70.0"},60.3,54.3,{"v":63,"d":"63.0"},26.63,0.0745,0.43,13.54]
["December",20,"7AM to 8AM",7,"December 20, 2019 7:00","2019-12-20T07:00:00",{"v":70,"d":"70.0"},61.2,55.9,66.9,27.23,0.0745,0.45,13.56]
["December",20,"8AM to 9AM",8,"December 20, 2019 8:00","2019-12-20T08:00:00",{"v":72,"d":"72.0"},62.2,56.5,68.3,27.93,0.0742,0.46,13.61]
["December",20,"9AM to 10AM",9,"December 20, 2019 9:00","2019-12-20T09:00:00",73.9,62.6,55.9,66.9,{"v":28.2,"d":"28.20"},0.0739,0.45,13.66]
["December",20,"10AM to 11AM",10,"December 20, 2019 10:00","2019-12-20T10:00:00",75.9,62.8,{"v":55,"d":"55.0"},64.7,28.34,0.0737,0.44,{"v":13.7,"d":"13.70"}]
["December",20,"11AM to 12PM",11,"December 20, 2019 11:00","2019-12-20T11:00:00",75.9,63.1,55.6,{"v":66,"d":"66.0"},28.55,0.0737,0.45,{"v":13.7,"d":"13.70"}]
["December",20,"12PM to 1PM",12,"December 20, 2019 12:00","2019-12-20T12:00:00",75.9,63.1,55.6,{"v":66,"d":"66.0"},28.55,0.0737,0.45,{"v":13.7,"d":"13.70"}]
["December",20,"1PM to 2PM",13,"December 20, 2019 13:00","2019-12-20T13:00:00",75.9,62.8,{"v":55,"d":"55.0"},64.7,28.34,0.0737,0.44,{"v":13.7,"d":"13.70"}]
["December",20,"2PM to 3PM",14,"December 20, 2019 14:00","2019-12-20T14:00:00",75.2,62.9,55.8,66.5,28.44,0.0738,0.45,13.69]
["December",20,"3PM to 4PM",15,"December 20, 2019 15:00","2019-12-20T15:00:00",74.7,62.9,56.1,67.4,28.45,0.0738,0.45,13.68]
["December",20,"4PM to 5PM",16,"December 20, 2019 16:00","2019-12-20T16:00:00",73.9,62.6,55.9,66.9,{"v":28.2,"d":"28.20"},0.0739,0.45,13.66]
["December",20,"5PM to 6PM",17,"December 20, 2019 17:00","2019-12-20T17:00:00",73.2,62.3,55.9,66.9,28.03,{"v":0.074,"d":"0.0740"},0.45,13.64]
["December",20,"6PM to 7PM",18,"December 20, 2019 18:00","2019-12-20T18:00:00",72.7,62.1,55.8,66.5,27.83,0.0741,0.45,13.62]
["December",20,"7PM to 8PM",19,"December 20, 2019 19:00","2019-12-20T19:00:00",{"v":72,"d":"72.0"},61.4,{"v":55,"d":"55.0"},64.7,27.38,0.0742,0.44,{"v":13.6,"d":"13.60"}]
["December",20,"8PM to 9PM",20,"December 20, 2019 20:00","2019-12-20T20:00:00",71.6,61.6,55.6,{"v":66,"d":"66.0"},27.49,0.0743,0.45,13.59]
["December",20,"9PM to 10PM",21,"December 20, 2019 21:00","2019-12-20T21:00:00",71.4,61.7,55.9,66.9,27.59,0.0743,0.45,13.59]
["December",20,"10PM to 11PM",22,"December 20, 2019 22:00","2019-12-20T22:00:00",71.1,61.6,55.9,66.9,{"v":27.5,"d":"27.50"},0.0743,0.45,13.58]
["December",20,"11PM to 12AM",23,"December 20, 2019 23:00","2019-12-20T23:00:00",70.3,61.6,56.5,68.3,27.53,0.0744,0.46,13.57]
["December",21,"12AM to 1AM",0,"December 21, 2019 0:00","2019-12-21",69.8,61.6,56.8,69.2,27.54,0.0745,0.47,13.56]
["December",21,"1AM to 2AM",1,"December 21, 2019 1:00","2019-12-21T01:00:00",69.1,61.5,{"v":57,"d":"57.0"},69.6,27.44,0.0746,0.47,13.54]
["December",21,"2AM to 3AM",2,"December 21, 2019 2:00","2019-12-21T02:00:00",67.1,61.3,57.9,{"v":72,"d":"72.0"},27.32,0.0749,0.48,{"v":13.5,"d":"13.50"}]
["December",21,"3AM to 4AM",3,"December 21, 2019 3:00","2019-12-21T03:00:00",64.9,60.9,58.6,73.9,27.09,0.0751,{"v":0.5,"d":"0.50"},13.45]
["December",21,"4AM to 5AM",4,"December 21, 2019 4:00","2019-12-21T04:00:00",{"v":63,"d":"63.0"},60.5,{"v":59,"d":"59.0"},74.9,26.75,0.0754,{"v":0.5,"d":"0.50"},{"v":13.4,"d":"13.40"}]
["December",21,"5AM to 6AM",5,"December 21, 2019 5:00","2019-12-21T05:00:00",63.7,{"v":61,"d":"61.0"},59.5,76.3,27.16,0.0753,0.51,13.42]
["December",21,"6AM to 7AM",6,"December 21, 2019 6:00","2019-12-21T06:00:00",64.2,61.5,59.9,77.3,27.45,0.0752,0.52,13.44]
["December",21,"7AM to 8AM",7,"December 21, 2019 7:00","2019-12-21T07:00:00",64.9,62.4,{"v":61,"d":"61.0"},80.4,28.11,0.0751,0.54,13.47]
["December",21,"8AM to 9AM",8,"December 21, 2019 8:00","2019-12-21T08:00:00",68.5,63.4,60.6,79.4,28.83,0.0746,0.53,13.56]
["December",21,"9AM to 10AM",9,"December 21, 2019 9:00","2019-12-21T09:00:00",72.3,63.7,{"v":59,"d":"59.0"},74.9,29.05,0.0741,{"v":0.5,"d":"0.50"},13.64]
["December",21,"10AM to 11AM",10,"December 21, 2019 10:00","2019-12-21T10:00:00",75.9,63.8,{"v":57,"d":"57.0"},69.6,29.11,0.0736,0.47,13.72]
["December",21,"11AM to 12PM",11,"December 21, 2019 11:00","2019-12-21T11:00:00",76.3,64.4,57.7,71.5,29.49,0.0736,0.48,13.73]
["December",21,"12PM to 1PM",12,"December 21, 2019 12:00","2019-12-21T12:00:00",76.6,64.7,58.1,72.4,29.72,0.0735,0.49,13.74]
["December",21,"1PM to 2PM",13,"December 21, 2019 13:00","2019-12-21T13:00:00",{"v":77,"d":"77.0"},64.7,57.9,{"v":72,"d":"72.0"},29.74,0.0735,0.48,13.75]
["December",21,"2PM to 3PM",14,"December 21, 2019 14:00","2019-12-21T14:00:00",76.3,64.2,57.4,70.6,29.34,0.0736,0.48,13.73]
["December",21,"3PM to 4PM",15,"December 21, 2019 15:00","2019-12-21T15:00:00",75.7,63.5,56.5,68.3,28.85,0.0737,0.46,13.71]
["December",21,"4PM to 5PM",16,"December 21, 2019 16:00","2019-12-21T16:00:00",{"v":75,"d":"75.0"},62.5,{"v":55,"d":"55.0"},64.7,28.12,0.0738,0.44,13.68]
["December",21,"5PM to 6PM",17,{"$f":"A8521&\" \"&B8521&\", \"&$D$5&\" \"&D8521&\":00\"","v":"December 21, 2019 17:00"},{"$f":"DATEVALUE(E8521)+TIMEVALUE(E8521)","v":"2019-12-21T17:00:00"},73.8,62.2,55.4,65.6,27.95,{"v":0.074,"d":"0.0740"},0.44,13.65]
["December",21,"6PM to 7PM",{"$f":"IF(D8521+1>23,0,D8521+1)","v":18},"December 21, 2019 18:00","2019-12-21T18:00:00",72.3,61.7,55.4,65.6,{"v":27.6,"d":"27.60"},0.0742,0.44,13.61]
["December",21,"7PM to 8PM",19,"December 21, 2019 19:00","2019-12-21T19:00:00",71.1,61.1,{"v":55,"d":"55.0"},64.7,27.16,0.0743,0.44,13.58]
["December",21,"8PM to 9PM",20,"December 21, 2019 20:00","2019-12-21T20:00:00",69.6,61.5,56.7,68.7,27.43,0.0745,0.46,13.55]
["December",21,"9PM to 10PM",21,"December 21, 2019 21:00","2019-12-21T21:00:00",68.4,61.7,57.9,{"v":72,"d":"72.0"},27.63,0.0747,0.48,13.53]
["December",21,"10PM to 11PM",22,"December 21, 2019 22:00","2019-12-21T22:00:00",66.9,61.9,{"v":59,"d":"59.0"},74.9,27.72,0.0749,{"v":0.5,"d":"0.50"},{"v":13.5,"d":"13.50"}]
["December",21,"11PM to 12AM",23,"December 21, 2019 23:00","2019-12-21T23:00:00",65.7,61.3,58.8,74.4,27.34,{"v":0.075,"d":"0.0750"},{"v":0.5,"d":"0.50"},13.47]
["December",22,"12AM to 1AM",0,"December 22, 2019 0:00","2019-12-22",64.2,60.6,58.5,73.4,26.84,0.0753,0.49,13.43]
["December",22,"1AM to 2AM",1,"December 22, 2019 1:00","2019-12-22T01:00:00",{"v":63,"d":"63.0"},59.8,57.9,{"v":72,"d":"72.0"},{"v":26.3,"d":"26.30"},0.0754,0.48,13.39]
["December",22,"2AM to 3AM",2,"December 22, 2019 2:00","2019-12-22T02:00:00",63.3,{"v":60,"d":"60.0"},58.1,72.4,26.47,0.0754,0.49,{"v":13.4,"d":"13.40"}]
["December",22,"3AM to 4AM",3,"December 22, 2019 3:00","2019-12-22T03:00:00",63.7,60.2,58.1,72.4,26.55,0.0753,0.49,13.41]
["December",22,"4AM to 5AM",4,"December 22, 2019 4:00","2019-12-22T04:00:00",{"v":64,"d":"64.0"},60.2,57.9,{"v":72,"d":"72.0"},26.57,0.0753,0.48,13.42]
["December",22,"5AM to 6AM",5,"December 22, 2019 5:00","2019-12-22T05:00:00",64.4,60.5,58.3,72.9,26.81,0.0752,0.49,13.43]
["December",22,"6AM to 7AM",6,"December 22, 2019 6:00","2019-12-22T06:00:00",64.6,60.6,58.3,72.9,26.85,0.0752,0.49,13.44]
["December",22,"7AM to 8AM",7,"December 22, 2019 7:00","2019-12-22T07:00:00",64.9,61.2,{"v":59,"d":"59.0"},74.9,27.24,0.0751,{"v":0.5,"d":"0.50"},13.45]
["December",22,"8AM to 9AM",8,"December 22, 2019 8:00","2019-12-22T08:00:00",68.9,62.3,58.6,73.9,28.06,0.0746,{"v":0.5,"d":"0.50"},13.55]
["December",22,"9AM to 10AM",9,"December 22, 2019 9:00","2019-12-22T09:00:00",{"v":73,"d":"73.0"},62.9,{"v":57,"d":"57.0"},69.6,28.41,{"v":0.074,"d":"0.0740"},0.47,13.64]
["December",22,"10AM to 11AM",10,"December 22, 2019 10:00","2019-12-22T10:00:00",{"v":77,"d":"77.0"},63.2,{"v":55,"d":"55.0"},64.7,28.61,0.0735,0.44,13.73]
["December",22,"11AM to 12PM",11,"December 22, 2019 11:00","2019-12-22T11:00:00",77.7,63.3,54.9,64.3,28.72,0.0734,0.43,13.75]
["December",22,"12PM to 1PM",12,"December 22, 2019 12:00","2019-12-22T12:00:00",78.3,63.2,54.1,62.6,28.58,0.0734,0.42,13.75]
["December",22,"1PM to 2PM",13,"December 22, 2019 13:00","2019-12-22T13:00:00",{"v":79,"d":"79.0"},62.9,53.1,60.1,28.37,0.0733,0.41,13.76]
["December",22,"2PM to 3PM",14,"December 22, 2019 14:00","2019-12-22T14:00:00",77.9,{"v":63,"d":"63.0"},54.1,62.6,{"v":28.5,"d":"28.50"},0.0734,0.42,13.74]
["December",22,"3PM to 4PM",15,"December 22, 2019 15:00","2019-12-22T15:00:00",{"v":77,"d":"77.0"},63.1,54.9,64.3,28.54,0.0735,0.43,13.73]
["December",22,"4PM to 5PM",16,"December 22, 2019 16:00","2019-12-22T16:00:00",75.9,62.8,{"v":55,"d":"55.0"},64.7,28.34,0.0737,0.44,{"v":13.7,"d":"13.70"}]
["December",22,"5PM to 6PM",17,"December 22, 2019 17:00","2019-12-22T17:00:00",{"v":75,"d":"75.0"},63.2,56.3,67.8,28.61,0.0738,0.46,13.69]
["December",22,"6PM to 7PM",18,"December 22, 2019 18:00","2019-12-22T18:00:00",73.9,63.4,57.4,70.6,28.77,0.0739,0.48,13.67]
["December",22,"7PM to 8PM",19,"December 22, 2019 19:00","2019-12-22T19:00:00",{"v":73,"d":"73.0"},63.4,57.9,{"v":72,"d":"72.0"},28.77,{"v":0.074,"d":"0.0740"},0.48,13.65]
["December",22,"8PM to 9PM",20,"December 22, 2019 20:00","2019-12-22T20:00:00",72.7,62.8,57.2,70.1,28.39,0.0741,0.47,13.63]
["December",22,"9PM to 10PM",21,"December 22, 2019 21:00","2019-12-22T21:00:00",72.3,62.2,56.3,67.8,27.95,0.0741,0.46,13.62]
["December",22,"10PM to 11PM",22,"December 22, 2019 22:00","2019-12-22T22:00:00",{"v":72,"d":"72.0"},61.4,{"v":55,"d":"55.0"},64.7,27.38,0.0742,0.44,{"v":13.6,"d":"13.60"}]
["December",22,"11PM to 12AM",23,"December 22, 2019 23:00","2019-12-22T23:00:00",71.2,{"v":61,"d":"61.0"},54.7,63.9,27.07,0.0743,0.43,13.58]
["December",23,"12AM to 1AM",0,"December 23, 2019 0:00","2019-12-23",70.7,60.4,{"v":54,"d":"54.0"},62.2,26.67,0.0744,0.42,13.56]
["December",23,"1AM to 2AM",1,"December 23, 2019 1:00","2019-12-23T01:00:00",{"v":70,"d":"70.0"},59.7,53.1,60.1,26.18,0.0745,0.41,13.53]
["December",23,"2AM to 3AM",2,"December 23, 2019 2:00","2019-12-23T02:00:00",{"v":68,"d":"68.0"},59.7,54.5,63.5,26.21,0.0748,0.43,13.49]
["December",23,"3AM to 4AM",3,"December 23, 2019 3:00","2019-12-23T03:00:00",{"v":66,"d":"66.0"},59.8,55.9,66.9,26.27,{"v":0.075,"d":"0.0750"},0.45,13.45]
["December",23,"4AM to 5AM",4,"December 23, 2019 4:00","2019-12-23T04:00:00",{"v":64,"d":"64.0"},59.7,{"v":57,"d":"57.0"},69.6,26.21,0.0753,0.47,13.41]
["December",23,"5AM to 6AM",5,"December 23, 2019 5:00","2019-12-23T05:00:00",64.8,60.5,57.9,{"v":72,"d":"72.0"},26.74,0.0752,0.48,13.44]
["December",23,"6AM to 7AM",6,"December 23, 2019 6:00","2019-12-23T06:00:00",65.3,61.1,58.6,73.9,27.18,0.0751,{"v":0.5,"d":"0.50"},13.46]
["December",23,"7AM to 8AM",7,"December 23, 2019 7:00","2019-12-23T07:00:00",{"v":66,"d":"66.0"},62.2,60.1,77.8,27.97,{"v":0.075,"d":"0.0750"},0.52,13.49]
["December",23,"8AM to 9AM",8,"December 23, 2019 8:00","2019-12-23T08:00:00",69.6,63.3,59.9,77.3,28.77,0.0745,0.52,13.58]
["December",23,"9AM to 10AM",9,"December 23, 2019 9:00","2019-12-23T09:00:00",73.4,63.9,58.6,73.9,29.16,{"v":0.074,"d":"0.0740"},{"v":0.5,"d":"0.50"},13.66]
["December",23,"10AM to 11AM",10,"December 23, 2019 10:00","2019-12-23T10:00:00",{"v":77,"d":"77.0"},64.2,{"v":57,"d":"57.0"},69.6,29.37,0.0735,0.47,13.74]
["December",23,"11AM to 12PM",11,"December 23, 2019 11:00","2019-12-23T11:00:00",77.7,64.4,56.8,69.2,29.48,0.0734,0.47,13.76]
["December",23,"12PM to 1PM",12,"December 23, 2019 12:00","2019-12-23T12:00:00",78.3,64.2,56.1,67.4,29.33,0.0733,0.45,13.77]
["December",23,"1PM to 2PM",13,"December 23, 2019 13:00","2019-12-23T13:00:00",{"v":79,"d":"79.0"},63.9,{"v":55,"d":"55.0"},64.7,29.09,0.0732,0.44,13.78]
["December",23,"2PM to 3PM",14,"December 23, 2019 14:00","2019-12-23T14:00:00",77.7,63.6,55.4,65.6,28.92,0.0734,0.44,13.75]
["December",23,"3PM to 4PM",15,"December 23, 2019 15:00","2019-12-23T15:00:00",76.3,63.2,55.6,{"v":66,"d":"66.0"},28.64,0.0736,0.45,13.71]
["December",23,"4PM to 5PM",16,"December 23, 2019 16:00","2019-12-23T16:00:00",{"v":75,"d":"75.0"},62.5,{"v":55,"d":"55.0"},64.7,28.12,0.0738,0.44,13.68]
["December",23,"5PM to 6PM",17,"December 23, 2019 17:00","2019-12-23T17:00:00",73.8,62.5,55.9,66.9,28.16,0.0739,0.45,13.65]
["December",23,"6PM to 7PM",18,"December 23, 2019 18:00","2019-12-23T18:00:00",72.3,62.4,56.7,68.7,28.09,0.0741,0.46,13.62]
["December",23,"7PM to 8PM",19,"December 23, 2019 19:00","2019-12-23T19:00:00",71.1,62.2,{"v":57,"d":"57.0"},69.6,27.92,0.0743,0.47,13.59]
["December",23,"8PM to 9PM",20,"December 23, 2019 20:00","2019-12-23T20:00:00",71.4,62.4,57.2,70.1,28.08,0.0743,0.47,{"v":13.6,"d":"13.60"}]
["December",23,"9PM to 10PM",21,"December 23, 2019 21:00","2019-12-23T21:00:00",71.6,62.5,57.2,70.1,28.13,0.0742,0.47,13.61]
["December",23,"10PM to 11PM",22,"December 23, 2019 22:00","2019-12-23T22:00:00",{"v":72,"d":"72.0"},62.5,{"v":57,"d":"57.0"},69.6,28.14,0.0742,0.47,13.61]
["December",23,"11PM to 12AM",23,"December 23, 2019 23:00","2019-12-23T23:00:00",71.2,61.7,55.9,66.9,27.54,0.0743,0.45,13.59]
["December",24,"12AM to 1AM",0,"December 24, 2019 0:00","2019-12-24",70.7,60.8,54.7,63.9,26.94,0.0744,0.43,13.56]
["December",24,"1AM to 2AM",1,"December 24, 2019 1:00","2019-12-24T01:00:00",{"v":70,"d":"70.0"},59.7,53.1,60.1,26.18,0.0745,0.41,13.53]
["December",24,"2AM to 3AM",2,"December 24, 2019 2:00","2019-12-24T02:00:00",{"v":70,"d":"70.0"},60.6,54.9,64.3,26.83,0.0745,0.43,13.55]
["December",24,"3AM to 4AM",3,"December 24, 2019 3:00","2019-12-24T03:00:00",{"v":70,"d":"70.0"},61.5,56.5,68.3,27.44,0.0745,0.46,13.56]
["December",24,"4AM to 5AM",4,"December 24, 2019 4:00","2019-12-24T04:00:00",{"v":70,"d":"70.0"},62.3,57.9,{"v":72,"d":"72.0"},28.02,0.0744,0.48,13.57]
["December",24,"5AM to 6AM",5,"December 24, 2019 5:00","2019-12-24T05:00:00",70.7,62.2,57.2,70.1,27.91,0.0744,0.47,13.58]
["December",24,"6AM to 7AM",6,"December 24, 2019 6:00","2019-12-24T06:00:00",71.2,61.8,56.3,67.8,27.68,0.0743,0.46,13.59]
["December",24,"7AM to 8AM",7,"December 24, 2019 7:00","2019-12-24T07:00:00",{"v":72,"d":"72.0"},61.9,55.9,66.9,27.72,0.0742,0.45,13.61]
["December",24,"8AM to 9AM",8,"December 24, 2019 8:00","2019-12-24T08:00:00",73.9,63.3,57.2,70.1,{"v":28.7,"d":"28.70"},0.0739,0.47,13.67]
["December",24,"9AM to 10AM",9,{"$f":"A8585&\" \"&B8585&\", \"&$D$5&\" \"&D8585&\":00\"","v":"December 24, 2019 9:00"},{"$f":"DATEVALUE(E8585)+TIMEVALUE(E8585)","v":"2019-12-24T09:00:00"},76.1,64.1,57.4,70.6,{"v":29.3,"d":"29.30"},0.0736,0.48,13.72]
["December",24,"10AM to 11AM",{"$f":"IF(D8585+1>23,0,D8585+1)","v":10},"December 24, 2019 10:00","2019-12-24T10:00:00",78.1,64.6,{"v":57,"d":"57.0"},69.6,29.64,0.0733,0.47,13.77]
["December",24,"11AM to 12PM",11,"December 24, 2019 11:00","2019-12-24T11:00:00",78.1,64.7,57.2,70.1,29.71,0.0733,0.47,13.77]
["December",24,"12PM to 1PM",12,"December 24, 2019 12:00","2019-12-24T12:00:00",78.1,64.5,56.8,69.2,29.57,0.0733,0.47,13.77]
["December",24,"1PM to 2PM",13,"December 24, 2019 13:00","2019-12-24T13:00:00",78.1,{"v":64,"d":"64.0"},55.9,66.9,29.21,0.0734,0.45,13.76]
["December",24,"2PM to 3PM",14,"December 24, 2019 14:00","2019-12-24T14:00:00",{"v":77,"d":"77.0"},63.6,55.8,66.5,28.88,0.0735,0.45,13.73]
["December",24,"3PM to 4PM",15,"December 24, 2019 15:00","2019-12-24T15:00:00",76.1,62.9,{"v":55,"d":"55.0"},64.7,28.39,0.0736,0.44,13.71]
["December",24,"4PM to 5PM",16,"December 24, 2019 16:00","2019-12-24T16:00:00",{"v":75,"d":"75.0"},61.9,{"v":54,"d":"54.0"},62.2,27.73,0.0738,0.42,13.67]
["December",24,"5PM to 6PM",17,"December 24, 2019 17:00","2019-12-24T17:00:00",73.9,61.9,54.7,63.9,27.73,0.0739,0.43,13.65]
["December",24,"6PM to 7PM",18,"December 24, 2019 18:00","2019-12-24T18:00:00",{"v":73,"d":"73.0"},61.8,{"v":55,"d":"55.0"},64.7,27.64,0.0741,0.44,13.63]
["December",24,"7PM to 8PM",19,"December 24, 2019 19:00","2019-12-24T19:00:00",{"v":72,"d":"72.0"},61.4,{"v":55,"d":"55.0"},64.7,27.38,0.0742,0.44,{"v":13.6,"d":"13.60"}]
["December",24,"8PM to 9PM",20,"December 24, 2019 20:00","2019-12-24T20:00:00",{"v":72,"d":"72.0"},61.5,55.2,65.2,27.44,0.0742,0.44,{"v":13.6,"d":"13.60"}]
["December",24,"9PM to 10PM",21,"December 24, 2019 21:00","2019-12-24T21:00:00",{"v":72,"d":"72.0"},61.5,55.2,65.2,27.44,0.0742,0.44,{"v":13.6,"d":"13.60"}]
["December",24,"10PM to 11PM",22,"December 24, 2019 22:00","2019-12-24T22:00:00",{"v":72,"d":"72.0"},61.4,{"v":55,"d":"55.0"},64.7,27.38,0.0742,0.44,{"v":13.6,"d":"13.60"}]
["December",24,"11PM to 12AM",23,"December 24, 2019 23:00","2019-12-24T23:00:00",71.2,61.1,54.9,64.3,27.13,0.0743,0.43,13.58]
["December",25,"12AM to 1AM",0,"December 25, 2019 0:00","2019-12-25",70.7,60.7,54.5,63.5,26.87,0.0744,0.43,13.56]
["December",25,"1AM to 2AM",1,"December 25, 2019 1:00","2019-12-25T01:00:00",{"v":70,"d":"70.0"},60.1,{"v":54,"d":"54.0"},62.2,{"v":26.5,"d":"26.50"},0.0745,0.42,13.54]
["December",25,"2AM to 3AM",2,"December 25, 2019 2:00","2019-12-25T02:00:00",{"v":70,"d":"70.0"},60.2,54.1,62.6,26.56,0.0745,0.42,13.54]
["December",25,"3AM to 4AM",3,"December 25, 2019 3:00","2019-12-25T03:00:00",{"v":70,"d":"70.0"},60.2,54.1,62.6,26.56,0.0745,0.42,13.54]
["December",25,"4AM to 5AM",4,"December 25, 2019 4:00","2019-12-25T04:00:00",{"v":70,"d":"70.0"},60.1,{"v":54,"d":"54.0"},62.2,{"v":26.5,"d":"26.50"},0.0745,0.42,13.54]
["December",25,"5AM to 6AM",5,"December 25, 2019 5:00","2019-12-25T05:00:00",70.3,60.5,54.3,{"v":63,"d":"63.0"},26.72,0.0745,0.43,13.55]
["December",25,"6AM to 7AM",6,"December 25, 2019 6:00","2019-12-25T06:00:00",70.7,60.6,54.3,{"v":63,"d":"63.0"},{"v":26.8,"d":"26.80"},0.0744,0.43,13.56]
["December",25,"7AM to 8AM",7,"December 25, 2019 7:00","2019-12-25T07:00:00",71.1,61.1,{"v":55,"d":"55.0"},64.7,27.16,0.0743,0.44,13.58]
["December",25,"8AM to 9AM",8,"December 25, 2019 8:00","2019-12-25T08:00:00",72.7,62.5,56.7,68.7,28.17,0.0741,0.46,13.63]
["December",25,"9AM to 10AM",9,"December 25, 2019 9:00","2019-12-25T09:00:00",74.3,63.3,{"v":57,"d":"57.0"},69.6,28.71,0.0739,0.47,13.67]
["December",25,"10AM to 11AM",10,"December 25, 2019 10:00","2019-12-25T10:00:00",75.9,63.8,{"v":57,"d":"57.0"},69.6,29.11,0.0736,0.47,13.72]
["December",25,"11AM to 12PM",11,"December 25, 2019 11:00","2019-12-25T11:00:00",77.4,64.2,56.8,69.2,29.39,0.0734,0.47,13.75]
["December",25,"12PM to 1PM",12,"December 25, 2019 12:00","2019-12-25T12:00:00",78.6,64.3,56.1,67.4,29.41,0.0733,0.45,13.78]
["December",25,"1PM to 2PM",13,"December 25, 2019 13:00","2019-12-25T13:00:00",80.1,64.2,{"v":55,"d":"55.0"},64.7,29.35,0.0731,0.44,13.81]
["December",25,"2PM to 3PM",14,"December 25, 2019 14:00","2019-12-25T14:00:00",78.6,64.1,55.8,66.5,29.28,0.0733,0.45,13.78]
["December",25,"3PM to 4PM",15,"December 25, 2019 15:00","2019-12-25T15:00:00",77.4,63.9,56.1,67.4,29.11,0.0735,0.45,13.75]
["December",25,"4PM to 5PM",16,"December 25, 2019 16:00","2019-12-25T16:00:00",75.9,63.3,55.9,66.9,28.69,0.0737,0.45,13.71]
["December",25,"5PM to 6PM",17,"December 25, 2019 17:00","2019-12-25T17:00:00",74.3,62.9,56.3,67.8,28.43,0.0739,0.46,13.67]
["December",25,"6PM to 7PM",18,"December 25, 2019 18:00","2019-12-25T18:00:00",72.7,62.4,56.3,67.8,28.03,0.0741,0.46,13.63]
["December",25,"7PM to 8PM",19,"December 25, 2019 19:00","2019-12-25T19:00:00",71.1,61.6,55.9,66.9,{"v":27.5,"d":"27.50"},0.0743,0.45,13.58]
["December",25,"8PM to 9PM",20,"December 25, 2019 20:00","2019-12-25T20:00:00",70.3,61.4,56.1,67.4,27.39,0.0744,0.45,13.57]
["December",25,"9PM to 10PM",21,"December 25, 2019 21:00","2019-12-25T21:00:00",69.8,61.2,56.1,67.4,27.26,0.0745,0.45,13.55]
["December",25,"10PM to 11PM",22,"December 25, 2019 22:00","2019-12-25T22:00:00",69.1,60.9,55.9,66.9,27.02,0.0746,0.45,13.53]
["December",25,"11PM to 12AM",23,"December 25, 2019 23:00","2019-12-25T23:00:00",66.7,60.3,56.5,68.3,26.65,0.0749,0.46,13.48]
["December",26,"12AM to 1AM",0,"December 26, 2019 0:00","2019-12-26",64.4,59.7,56.8,69.2,26.22,0.0753,0.47,13.42]
["December",26,"1AM to 2AM",1,"December 26, 2019 1:00","2019-12-26T01:00:00",62.1,58.9,{"v":57,"d":"57.0"},69.6,25.72,0.0756,0.47,13.36]
["December",26,"2AM to 3AM",2,"December 26, 2019 2:00","2019-12-26T02:00:00",62.8,59.5,57.6,{"v":71,"d":"71.0"},26.11,0.0755,0.48,13.38]
["December",26,"3AM to 4AM",3,"December 26, 2019 3:00","2019-12-26T03:00:00",63.3,59.9,57.9,{"v":72,"d":"72.0"},26.39,0.0754,0.48,{"v":13.4,"d":"13.40"}]
["December",26,"4AM to 5AM",4,"December 26, 2019 4:00","2019-12-26T04:00:00",{"v":64,"d":"64.0"},60.2,57.9,{"v":72,"d":"72.0"},26.57,0.0753,0.48,13.42]
["December",26,"5AM to 6AM",5,"December 26, 2019 5:00","2019-12-26T05:00:00",65.7,{"v":61,"d":"61.0"},58.3,72.9,27.11,0.0751,0.49,13.46]
["December",26,"6AM to 7AM",6,"December 26, 2019 6:00","2019-12-26T06:00:00",67.5,61.6,58.3,72.9,27.55,0.0748,0.49,13.51]
["December",26,"7AM to 8AM",7,"December 26, 2019 7:00","2019-12-26T07:00:00",69.1,62.6,{"v":59,"d":"59.0"},74.9,28.25,0.0746,{"v":0.5,"d":"0.50"},13.56]
["December",26,"8AM to 9AM",8,"December 26, 2019 8:00","2019-12-26T08:00:00",72.1,64.2,59.9,77.3,29.39,0.0741,0.52,13.64]
["December",26,"9AM to 10AM",9,"December 26, 2019 9:00","2019-12-26T09:00:00",{"v":75,"d":"75.0"},{"v":65,"d":"65.0"},59.7,76.8,30.02,0.0737,0.52,13.72]
["December",26,"10AM to 11AM",10,"December 26, 2019 10:00","2019-12-26T10:00:00",78.1,65.6,{"v":59,"d":"59.0"},74.9,30.46,0.0733,{"v":0.5,"d":"0.50"},13.79]
["December",26,"11AM to 12PM",11,"December 26, 2019 11:00","2019-12-26T11:00:00",78.1,66.1,59.9,77.3,30.84,0.0733,0.52,{"v":13.8,"d":"13.80"}]
["December",26,"12PM to 1PM",12,"December 26, 2019 12:00","2019-12-26T12:00:00",78.1,66.3,60.3,78.4,{"v":31,"d":"31.00"},0.0733,0.53,{"v":13.8,"d":"13.80"}]
["December",26,"1PM to 2PM",13,"December 26, 2019 13:00","2019-12-26T13:00:00",78.1,66.2,60.1,77.8,30.92,0.0733,0.52,{"v":13.8,"d":"13.80"}]
["December",26,"2PM to 3PM",14,"December 26, 2019 14:00","2019-12-26T14:00:00",77.4,{"v":66,"d":"66.0"},60.1,77.8,30.75,0.0734,0.52,13.78]
["December",26,"3PM to 4PM",15,"December 26, 2019 15:00","2019-12-26T15:00:00",76.6,65.7,59.9,77.3,30.49,0.0735,0.52,13.76]
["December",26,"4PM to 5PM",16,"December 26, 2019 16:00","2019-12-26T16:00:00",75.9,64.9,{"v":59,"d":"59.0"},74.9,29.93,0.0736,{"v":0.5,"d":"0.50"},13.73]
["December",26,"5PM to 6PM",17,"December 26, 2019 17:00","2019-12-26T17:00:00",74.3,65.5,{"v":61,"d":"61.0"},80.4,{"v":30.4,"d":"30.40"},0.0738,0.54,13.71]
["December",26,"6PM to 7PM",18,"December 26, 2019 18:00","2019-12-26T18:00:00",72.7,66.1,62.8,85.8,30.85,{"v":0.074,"d":"0.0740"},0.58,13.68]
["December",26,"7PM to 8PM",19,"December 26, 2019 19:00","2019-12-26T19:00:00",71.1,66.3,{"v":64,"d":"64.0"},89.8,31.07,0.0742,{"v":0.6,"d":"0.60"},13.65]
["December",26,"8PM to 9PM",20,"December 26, 2019 20:00","2019-12-26T20:00:00",70.7,66.6,64.6,91.5,31.25,0.0742,0.61,13.65]
["December",26,"9PM to 10PM",21,"December 26, 2019 21:00","2019-12-26T21:00:00",70.3,66.7,64.9,92.7,31.35,0.0743,0.62,13.64]
["December",26,"10PM to 11PM",22,"December 26, 2019 22:00","2019-12-26T22:00:00",{"v":70,"d":"70.0"},66.6,64.9,92.7,31.26,0.0743,0.62,13.63]
["December",26,"11PM to 12AM",23,"December 26, 2019 23:00","2019-12-26T23:00:00",{"v":70,"d":"70.0"},66.3,64.6,91.5,31.07,0.0743,0.61,13.63]
["December",27,"12AM to 1AM",0,"December 27, 2019 0:00","2019-12-27",{"v":70,"d":"70.0"},65.9,63.9,89.2,30.71,0.0743,{"v":0.6,"d":"0.60"},13.62]
["December",27,"1AM to 2AM",1,{"$f":"A8649&\" \"&B8649&\", \"&$D$5&\" \"&D8649&\":00\"","v":"December 27, 2019 1:00"},{"$f":"DATEVALUE(E8649)+TIMEVALUE(E8649)","v":"2019-12-27T01:00:00"},{"v":70,"d":"70.0"},65.3,{"v":63,"d":"63.0"},86.4,30.27,0.0744,0.58,13.61]
["December",27,"2AM to 3AM",{"$f":"IF(D8649+1>23,0,D8649+1)","v":2},"December 27, 2019 2:00","2019-12-27T02:00:00",71.1,66.2,63.9,89.2,30.98,0.0742,{"v":0.6,"d":"0.60"},13.65]
["December",27,"3AM to 4AM",3,"December 27, 2019 3:00","2019-12-27T03:00:00",{"v":72,"d":"72.0"},{"v":67,"d":"67.0"},64.6,91.5,31.56,{"v":0.074,"d":"0.0740"},0.61,13.68]
["December",27,"4AM to 5AM",4,"December 27, 2019 4:00","2019-12-27T04:00:00",{"v":73,"d":"73.0"},67.5,64.9,92.7,32.01,0.0739,0.62,13.71]
["December",27,"5AM to 6AM",5,"December 27, 2019 5:00","2019-12-27T05:00:00",{"v":73,"d":"73.0"},67.5,64.9,92.7,32.01,0.0739,0.62,13.71]
["December",27,"6AM to 7AM",6,"December 27, 2019 6:00","2019-12-27T06:00:00",{"v":73,"d":"73.0"},67.3,64.6,91.5,31.83,0.0739,0.61,13.71]
["December",27,"7AM to 8AM",7,"December 27, 2019 7:00","2019-12-27T07:00:00",{"v":73,"d":"73.0"},67.5,64.9,92.7,32.01,0.0739,0.62,13.71]
["December",27,"8AM to 9AM",8,"December 27, 2019 8:00","2019-12-27T08:00:00",74.3,67.9,64.9,92.7,32.32,0.0737,0.62,13.75]
["December",27,"9AM to 10AM",9,"December 27, 2019 9:00","2019-12-27T09:00:00",75.7,67.6,63.7,88.6,32.04,0.0735,0.59,13.77]
["December",27,"10AM to 11AM",10,"December 27, 2019 10:00","2019-12-27T10:00:00",{"v":77,"d":"77.0"},{"v":67,"d":"67.0"},62.1,83.6,31.56,0.0734,0.56,13.79]
["December",27,"11AM to 12PM",11,"December 27, 2019 11:00","2019-12-27T11:00:00",76.6,66.8,61.9,83.1,31.39,0.0735,0.56,13.78]
["December",27,"12PM to 1PM",12,"December 27, 2019 12:00","2019-12-27T12:00:00",76.3,66.3,61.2,80.9,30.97,0.0735,0.54,13.76]
["December",27,"1PM to 2PM",13,"December 27, 2019 13:00","2019-12-27T13:00:00",75.9,65.5,60.1,77.8,30.39,0.0736,0.52,13.74]
["December",27,"2PM to 3PM",14,"December 27, 2019 14:00","2019-12-27T14:00:00",76.3,{"v":67,"d":"67.0"},62.4,84.7,31.56,0.0735,0.57,13.77]
["December",27,"3PM to 4PM",15,"December 27, 2019 15:00","2019-12-27T15:00:00",76.6,68.4,64.6,91.5,32.71,0.0734,0.61,{"v":13.8,"d":"13.80"}]
["December",27,"4PM to 5PM",16,"December 27, 2019 16:00","2019-12-27T16:00:00",{"v":77,"d":"77.0"},69.4,{"v":66,"d":"66.0"},96.3,33.55,0.0733,0.64,13.83]
["December",27,"5PM to 6PM",17,"December 27, 2019 17:00","2019-12-27T17:00:00",76.6,69.6,66.4,97.6,33.66,0.0734,0.65,13.82]
["December",27,"6PM to 7PM",18,"December 27, 2019 18:00","2019-12-27T18:00:00",76.3,69.5,66.4,97.6,33.57,0.0734,0.65,13.81]
["December",27,"7PM to 8PM",19,"December 27, 2019 19:00","2019-12-27T19:00:00",75.9,69.1,{"v":66,"d":"66.0"},96.3,33.29,0.0735,0.64,{"v":13.8,"d":"13.80"}]
["December",27,"8PM to 9PM",20,"December 27, 2019 20:00","2019-12-27T20:00:00",75.9,{"v":69,"d":"69.0"},65.8,95.7,33.19,0.0735,0.64,{"v":13.8,"d":"13.80"}]
["December",27,"9PM to 10PM",21,"December 27, 2019 21:00","2019-12-27T21:00:00",75.9,68.8,65.5,94.5,{"v":33,"d":"33.00"},0.0735,0.63,13.79]
["December",27,"10PM to 11PM",22,"December 27, 2019 22:00","2019-12-27T22:00:00",75.9,68.4,64.9,92.7,32.72,0.0735,0.62,13.79]
["December",27,"11PM to 12AM",23,"December 27, 2019 23:00","2019-12-27T23:00:00",{"v":75,"d":"75.0"},68.2,64.9,92.7,{"v":32.5,"d":"32.50"},0.0736,0.62,13.76]
["December",28,"12AM to 1AM",0,"December 28, 2019 0:00","2019-12-28",73.9,67.6,64.6,91.5,32.05,0.0738,0.61,13.73]
["December",28,"1AM to 2AM",1,"December 28, 2019 1:00","2019-12-28T01:00:00",{"v":73,"d":"73.0"},{"v":67,"d":"67.0"},{"v":64,"d":"64.0"},89.8,31.55,0.0739,{"v":0.6,"d":"0.60"},{"v":13.7,"d":"13.70"}]
["December",28,"2AM to 3AM",2,"December 28, 2019 2:00","2019-12-28T02:00:00",72.3,66.9,64.2,90.4,31.47,{"v":0.074,"d":"0.0740"},0.61,13.69]
["December",28,"3AM to 4AM",3,"December 28, 2019 3:00","2019-12-28T03:00:00",71.8,66.7,64.2,90.4,31.33,0.0741,0.61,13.67]
["December",28,"4AM to 5AM",4,"December 28, 2019 4:00","2019-12-28T04:00:00",71.1,66.3,{"v":64,"d":"64.0"},89.8,31.07,0.0742,{"v":0.6,"d":"0.60"},13.65]
["December",28,"5AM to 6AM",5,"December 28, 2019 5:00","2019-12-28T05:00:00",{"v":72,"d":"72.0"},67.2,64.9,92.7,31.74,{"v":0.074,"d":"0.0740"},0.62,13.69]
["December",28,"6AM to 7AM",6,"December 28, 2019 6:00","2019-12-28T06:00:00",{"v":73,"d":"73.0"},{"v":68,"d":"68.0"},65.7,95.1,32.39,0.0739,0.64,13.72]
["December",28,"7AM to 8AM",7,"December 28, 2019 7:00","2019-12-28T07:00:00",73.9,69.1,66.9,99.5,33.29,0.0737,0.67,13.76]
["December",28,"8AM to 9AM",8,"December 28, 2019 8:00","2019-12-28T08:00:00",75.9,70.3,67.8,102.7,34.28,0.0734,0.69,13.82]
["December",28,"9AM to 10AM",9,"December 28, 2019 9:00","2019-12-28T09:00:00",78.1,70.8,67.6,{"v":102,"d":"102.0"},34.71,0.0731,0.68,13.87]
["December",28,"10AM to 11AM",10,"December 28, 2019 10:00","2019-12-28T10:00:00",80.1,70.9,66.9,99.5,34.79,0.0729,0.67,13.91]
["December",28,"11AM to 12PM",11,"December 28, 2019 11:00","2019-12-28T11:00:00",80.4,71.4,67.5,101.4,35.18,0.0728,0.68,13.93]
["December",28,"12PM to 1PM",12,"December 28, 2019 12:00","2019-12-28T12:00:00",80.6,71.4,67.5,101.4,35.23,0.0728,0.68,13.93]
["December",28,"1PM to 2PM",13,"December 28, 2019 13:00","2019-12-28T13:00:00",{"v":81,"d":"81.0"},71.2,66.9,99.5,35.01,0.0728,0.67,13.94]
["December",28,"2PM to 3PM",14,"December 28, 2019 14:00","2019-12-28T14:00:00",80.2,71.1,67.1,100.1,34.94,0.0729,0.67,13.92]
["December",28,"3PM to 4PM",15,"December 28, 2019 15:00","2019-12-28T15:00:00",79.7,70.7,66.7,98.8,34.61,0.0729,0.66,{"v":13.9,"d":"13.90"}]
["December",28,"4PM to 5PM",16,"December 28, 2019 16:00","2019-12-28T16:00:00",{"v":79,"d":"79.0"},{"v":70,"d":"70.0"},{"v":66,"d":"66.0"},96.3,34.04,0.0731,0.64,13.88]
["December",28,"5PM to 6PM",17,"December 28, 2019 17:00","2019-12-28T17:00:00",{"v":77,"d":"77.0"},69.7,66.4,97.6,33.74,0.0733,0.65,13.83]
["December",28,"6PM to 7PM",18,"December 28, 2019 18:00","2019-12-28T18:00:00",{"v":75,"d":"75.0"},69.1,66.4,97.6,33.26,0.0736,0.65,13.78]
["December",28,"7PM to 8PM",19,"December 28, 2019 19:00","2019-12-28T19:00:00",{"v":73,"d":"73.0"},68.2,{"v":66,"d":"66.0"},96.3,32.58,0.0739,0.64,13.72]
["December",28,"8PM to 9PM",20,"December 28, 2019 20:00","2019-12-28T20:00:00",{"v":72,"d":"72.0"},67.8,65.8,95.7,32.22,{"v":0.074,"d":"0.0740"},0.64,13.69]
["December",28,"9PM to 10PM",21,"December 28, 2019 21:00","2019-12-28T21:00:00",71.1,67.3,65.5,94.5,{"v":31.8,"d":"31.80"},0.0742,0.63,13.67]
["December",28,"10PM to 11PM",22,"December 28, 2019 22:00","2019-12-28T22:00:00",{"v":70,"d":"70.0"},66.6,64.9,92.7,31.26,0.0743,0.62,13.63]
["December",28,"11PM to 12AM",23,"December 28, 2019 23:00","2019-12-28T23:00:00",69.3,66.5,65.1,93.3,31.17,0.0744,0.63,13.62]
["December",29,"12AM to 1AM",0,"December 29, 2019 0:00","2019-12-29",68.7,66.3,65.1,93.3,31.04,0.0745,0.63,{"v":13.6,"d":"13.60"}]
["December",29,"1AM to 2AM",1,"December 29, 2019 1:00","2019-12-29T01:00:00",{"v":68,"d":"68.0"},65.9,64.9,92.7,30.77,0.0746,0.62,13.58]
["December",29,"2AM to 3AM",2,"December 29, 2019 2:00","2019-12-29T02:00:00",67.6,65.9,65.1,93.3,30.77,0.0746,0.63,13.58]
["December",29,"3AM to 4AM",3,"December 29, 2019 3:00","2019-12-29T03:00:00",67.3,65.8,65.1,93.3,30.69,0.0747,0.63,13.57]
["December",29,"4AM to 5AM",4,"December 29, 2019 4:00","2019-12-29T04:00:00",66.9,65.6,64.9,92.7,30.51,0.0747,0.62,13.56]
["December",29,"5AM to 6AM",5,"December 29, 2019 5:00","2019-12-29T05:00:00",66.9,65.6,64.9,92.7,30.51,0.0747,0.62,13.56]
["December",29,"6AM to 7AM",6,"December 29, 2019 6:00","2019-12-29T06:00:00",66.9,65.4,64.6,91.5,30.32,0.0748,0.61,13.55]
["December",29,"7AM to 8AM",7,"December 29, 2019 7:00","2019-12-29T07:00:00",66.9,65.6,64.9,92.7,30.51,0.0747,0.62,13.56]
["December",29,"8AM to 9AM",8,"December 29, 2019 8:00","2019-12-29T08:00:00",71.2,{"v":68,"d":"68.0"},66.6,98.2,32.42,0.0741,0.66,13.68]
["December",29,"9AM to 10AM",9,"December 29, 2019 9:00","2019-12-29T09:00:00",75.7,69.6,66.9,99.5,33.73,0.0735,0.67,{"v":13.8,"d":"13.80"}]
["December",29,"10AM to 11AM",10,"December 29, 2019 10:00","2019-12-29T10:00:00",80.1,70.9,66.9,99.5,34.79,0.0729,0.67,13.91]
["December",29,"11AM to 12PM",11,"December 29, 2019 11:00","2019-12-29T11:00:00",79.7,71.1,67.5,101.4,{"v":35,"d":"35.00"},0.0729,0.68,13.91]
["December",29,"12PM to 1PM",12,"December 29, 2019 12:00","2019-12-29T12:00:00",79.3,{"v":71,"d":"71.0"},67.5,101.4,34.92,{"v":0.073,"d":"0.0730"},0.68,{"v":13.9,"d":"13.90"}]
["December",29,"1PM to 2PM",13,"December 29, 2019 13:00","2019-12-29T13:00:00",{"v":79,"d":"79.0"},70.6,66.9,99.5,34.53,{"v":0.073,"d":"0.0730"},0.67,13.89]
["December",29,"2PM to 3PM",14,"December 29, 2019 14:00","2019-12-29T14:00:00",78.6,71.2,{"v":68,"d":"68.0"},103.3,35.04,0.0731,0.69,13.89]
["December",29,"3PM to 4PM",15,"December 29, 2019 15:00","2019-12-29T15:00:00",78.4,71.7,68.9,106.6,35.52,0.0731,0.71,{"v":13.9,"d":"13.90"}]
["December",29,"4PM to 5PM",16,"December 29, 2019 16:00","2019-12-29T16:00:00",78.1,71.7,69.1,107.3,35.54,0.0731,0.72,13.89]
["December",29,"5PM to 6PM",17,{"$f":"A8713&\" \"&B8713&\", \"&$D$5&\" \"&D8713&\":00\"","v":"December 29, 2019 17:00"},{"$f":"DATEVALUE(E8713)+TIMEVALUE(E8713)","v":"2019-12-29T17:00:00"},77.4,71.1,68.4,104.6,34.94,0.0732,{"v":0.7,"d":"0.70"},13.86]
["December",29,"6PM to 7PM",{"$f":"IF(D8713+1>23,0,D8713+1)","v":18},"December 29, 2019 18:00","2019-12-29T18:00:00",76.6,70.3,67.5,101.4,34.25,0.0733,0.68,13.83]
["December",29,"7PM to 8PM",19,"December 29, 2019 19:00","2019-12-29T19:00:00",75.9,69.1,{"v":66,"d":"66.0"},96.3,33.29,0.0735,0.64,{"v":13.8,"d":"13.80"}]
["December",29,"8PM to 9PM",20,"December 29, 2019 20:00","2019-12-29T20:00:00",{"v":75,"d":"75.0"},68.7,65.8,95.7,32.97,0.0736,0.64,13.77]
["December",29,"9PM to 10PM",21,"December 29, 2019 21:00","2019-12-29T21:00:00",73.9,68.2,65.5,94.5,32.51,0.0738,0.63,13.74]
["December",29,"10PM to 11PM",22,"December 29, 2019 22:00","2019-12-29T22:00:00",{"v":73,"d":"73.0"},67.5,64.9,92.7,32.01,0.0739,0.62,13.71]
["December",29,"11PM to 12AM",23,"December 29, 2019 23:00","2019-12-29T23:00:00",71.4,{"v":67,"d":"67.0"},64.9,92.7,31.61,0.0741,0.62,13.67]
["December",30,"12AM to 1AM",0,"December 30, 2019 0:00","2019-12-30",69.6,66.2,64.6,91.5,30.98,0.0744,0.61,13.62]
["December",30,"1AM to 2AM",1,"December 30, 2019 1:00","2019-12-30T01:00:00",{"v":68,"d":"68.0"},65.4,{"v":64,"d":"64.0"},89.8,30.31,0.0746,{"v":0.6,"d":"0.60"},13.57]
["December",30,"2AM to 3AM",2,"December 30, 2019 2:00","2019-12-30T02:00:00",67.6,65.4,64.2,90.4,30.32,0.0747,0.61,13.57]
["December",30,"3AM to 4AM",3,"December 30, 2019 3:00","2019-12-30T03:00:00",67.3,65.2,64.2,90.4,30.23,0.0747,0.61,13.56]
["December",30,"4AM to 5AM",4,"December 30, 2019 4:00","2019-12-30T04:00:00",66.9,{"v":65,"d":"65.0"},{"v":64,"d":"64.0"},89.8,30.05,0.0748,{"v":0.6,"d":"0.60"},13.55]
["December",30,"5AM to 6AM",5,"December 30, 2019 5:00","2019-12-30T05:00:00",67.3,65.2,64.2,90.4,30.23,0.0747,0.61,13.56]
["December",30,"6AM to 7AM",6,"December 30, 2019 6:00","2019-12-30T06:00:00",67.6,65.4,64.2,90.4,30.32,0.0747,0.61,13.57]
["December",30,"7AM to 8AM",7,"December 30, 2019 7:00","2019-12-30T07:00:00",{"v":68,"d":"68.0"},65.9,64.9,92.7,30.77,0.0746,0.62,13.58]
["December",30,"8AM to 9AM",8,"December 30, 2019 8:00","2019-12-30T08:00:00",71.6,68.1,66.6,98.2,32.51,0.0741,0.66,13.69]
["December",30,"9AM to 10AM",9,"December 30, 2019 9:00","2019-12-30T09:00:00",75.4,69.5,66.9,99.5,33.64,0.0735,0.67,13.79]
["December",30,"10AM to 11AM",10,"December 30, 2019 10:00","2019-12-30T10:00:00",{"v":79,"d":"79.0"},70.6,66.9,99.5,34.53,{"v":0.073,"d":"0.0730"},0.67,13.89]
["December",30,"11AM to 12PM",11,"December 30, 2019 11:00","2019-12-30T11:00:00",79.3,71.3,67.8,102.7,35.12,{"v":0.073,"d":"0.0730"},0.69,13.91]
["December",30,"12PM to 1PM",12,"December 30, 2019 12:00","2019-12-30T12:00:00",79.7,71.6,68.2,{"v":104,"d":"104.0"},35.41,0.0729,0.69,13.92]
["December",30,"1PM to 2PM",13,"December 30, 2019 13:00","2019-12-30T13:00:00",80.1,71.6,{"v":68,"d":"68.0"},103.3,{"v":35.4,"d":"35.40"},0.0729,0.69,13.93]
["December",30,"2PM to 3PM",14,"December 30, 2019 14:00","2019-12-30T14:00:00",79.3,71.4,{"v":68,"d":"68.0"},103.3,35.22,{"v":0.073,"d":"0.0730"},0.69,13.91]
["December",30,"3PM to 4PM",15,"December 30, 2019 15:00","2019-12-30T15:00:00",78.8,71.1,67.8,102.7,34.99,{"v":0.073,"d":"0.0730"},0.69,13.89]
["December",30,"4PM to 5PM",16,"December 30, 2019 16:00","2019-12-30T16:00:00",78.1,70.3,66.9,99.5,34.31,0.0732,0.67,13.86]
["December",30,"5PM to 6PM",17,"December 30, 2019 17:00","2019-12-30T17:00:00",{"v":77,"d":"77.0"},70.2,67.3,100.7,34.24,0.0733,0.67,13.84]
["December",30,"6PM to 7PM",18,"December 30, 2019 18:00","2019-12-30T18:00:00",76.1,{"v":70,"d":"70.0"},67.3,100.7,34.02,0.0734,0.67,13.82]
["December",30,"7PM to 8PM",19,"December 30, 2019 19:00","2019-12-30T19:00:00",{"v":75,"d":"75.0"},69.4,66.9,99.5,33.55,0.0736,0.67,13.78]
["December",30,"8PM to 9PM",20,"December 30, 2019 20:00","2019-12-30T20:00:00",74.3,69.3,67.1,100.1,33.47,0.0737,0.67,13.77]
["December",30,"9PM to 10PM",21,"December 30, 2019 21:00","2019-12-30T21:00:00",73.8,69.2,67.1,100.1,33.34,0.0737,0.67,13.75]
["December",30,"10PM to 11PM",22,"December 30, 2019 22:00","2019-12-30T22:00:00",{"v":73,"d":"73.0"},68.8,66.9,99.5,33.06,0.0738,0.67,13.73]
["December",30,"11PM to 12AM",23,"December 30, 2019 23:00","2019-12-30T23:00:00",{"v":73,"d":"73.0"},68.9,67.1,100.1,33.16,0.0738,0.67,13.74]
["December",31,"12AM to 1AM",0,"December 31, 2019 0:00","2019-12-31",{"v":73,"d":"73.0"},68.9,67.1,100.1,33.16,0.0738,0.67,13.74]
["December",31,"1AM to 2AM",1,"December 31, 2019 1:00","2019-12-31T01:00:00",{"v":73,"d":"73.0"},68.8,66.9,99.5,33.06,0.0738,0.67,13.73]
["December",31,"2AM to 3AM",2,"December 31, 2019 2:00","2019-12-31T02:00:00",{"v":72,"d":"72.0"},68.9,67.5,101.4,{"v":33.1,"d":"33.10"},{"v":0.074,"d":"0.0740"},0.68,13.71]
["December",31,"3AM to 4AM",3,"December 31, 2019 3:00","2019-12-31T03:00:00",71.1,68.8,67.8,102.7,33.08,0.0741,0.69,13.69]
["December",31,"4AM to 5AM",4,"December 31, 2019 4:00","2019-12-31T04:00:00",{"v":70,"d":"70.0"},68.6,{"v":68,"d":"68.0"},103.3,32.91,0.0742,0.69,13.67]
["December",31,"5AM to 6AM",5,"December 31, 2019 5:00","2019-12-31T05:00:00",{"v":70,"d":"70.0"},68.4,67.6,{"v":102,"d":"102.0"},32.71,0.0743,0.68,13.66]
["December",31,"6AM to 7AM",6,"December 31, 2019 6:00","2019-12-31T06:00:00",{"v":70,"d":"70.0"},67.9,66.9,99.5,32.31,0.0743,0.67,13.66]
["December",31,"7AM to 8AM",7,"December 31, 2019 7:00","2019-12-31T07:00:00",{"v":70,"d":"70.0"},67.9,66.9,99.5,32.31,0.0743,0.67,13.66]
["December",31,"8AM to 9AM",8,"December 31, 2019 8:00","2019-12-31T08:00:00",71.2,68.9,67.8,102.7,33.12,0.0741,0.69,{"v":13.7,"d":"13.70"}]
["December",31,"9AM to 10AM",9,"December 31, 2019 9:00","2019-12-31T09:00:00",72.7,69.2,67.6,{"v":102,"d":"102.0"},33.38,0.0739,0.68,13.73]
["December",31,"10AM to 11AM",10,"December 31, 2019 10:00","2019-12-31T10:00:00",73.9,69.1,66.9,99.5,33.29,0.0737,0.67,13.76]
["December",31,"11AM to 12PM",11,"December 31, 2019 11:00","2019-12-31T11:00:00",75.4,69.6,67.1,100.1,33.74,0.0735,0.67,{"v":13.8,"d":"13.80"}]
["December",31,"12PM to 1PM",12,"December 31, 2019 12:00","2019-12-31T12:00:00",76.6,69.8,66.7,98.8,33.85,0.0734,0.66,13.82]
["December",31,"1PM to 2PM",13,"December 31, 2019 13:00","2019-12-31T13:00:00",78.1,69.8,{"v":66,"d":"66.0"},96.3,33.82,0.0732,0.64,13.85]
["December",31,"2PM to 3PM",14,"December 31, 2019 14:00","2019-12-31T14:00:00",76.1,69.2,{"v":66,"d":"66.0"},96.3,33.33,0.0734,0.64,{"v":13.8,"d":"13.80"}]
["December",31,"3PM to 4PM",15,"December 31, 2019 15:00","2019-12-31T15:00:00",73.9,68.4,65.8,95.7,{"v":32.7,"d":"32.70"},0.0737,0.64,13.75]
["December",31,"4PM to 5PM",16,"December 31, 2019 16:00","2019-12-31T16:00:00",{"v":72,"d":"72.0"},67.2,64.9,92.7,31.74,{"v":0.074,"d":"0.0740"},0.62,13.69]
["December",31,"5PM to 6PM",17,"December 31, 2019 17:00","2019-12-31T17:00:00",71.2,67.4,65.7,95.1,31.94,0.0741,0.64,13.67]
["December",31,"6PM to 7PM",18,"December 31, 2019 18:00","2019-12-31T18:00:00",70.7,67.5,{"v":66,"d":"66.0"},96.3,{"v":32,"d":"32.00"},0.0742,0.64,13.66]
["December",31,"7PM to 8PM",19,"December 31, 2019 19:00","2019-12-31T19:00:00",{"v":70,"d":"70.0"},67.3,{"v":66,"d":"66.0"},96.3,31.82,0.0743,0.64,13.65]
["December",31,"8PM to 9PM",20,"December 31, 2019 20:00","2019-12-31T20:00:00",70.3,67.2,65.7,95.1,31.72,0.0742,0.64,13.65]
["December",31,"9PM to 10PM",21,"December 31, 2019 21:00","2019-12-31T21:00:00",70.7,66.8,64.9,92.7,31.43,0.0742,0.62,13.65]
["December",31,"10PM to 11PM",22,"December 31, 2019 22:00","2019-12-31T22:00:00",71.1,66.3,{"v":64,"d":"64.0"},89.8,31.07,0.0742,{"v":0.6,"d":"0.60"},13.65]
["December",31,"11PM to 12AM",23,"December 31, 2019 23:00","2019-12-31T23:00:00",{"v":72,"d":"72.0"},67.9,{"v":66,"d":"66.0"},96.3,32.31,{"v":0.074,"d":"0.0740"},0.64,{"v":13.7,"d":"13.70"}]

{"sheet":"Honolulu TMY 2","index":2,"n_rows":8767,"n_cols":14,"rows_kept":4500,"cut":true,"merged":[[5,4,6,4],[5,5,6,5]],"bounds":{"rows_first":2000,"rows_last":500,"rows_between":2000,"halvings":0}}
["Country: USA"]
["State: HI"]
["City: HONOLULU"]
["Altitude: 16 ft."]
[{"$nulls":3},{"v":2019,"d":"2,019"}]
["Month","Day","Hour","Hour as 0-23","Date and Time Text String","Excel Date and Time","Dry Bulb","Wet Bulb","Dew Point","Humidity Ratio","Enthalpy","Density","Vapor Pressure","Specific Volume"]
[{"$nulls":6},"°F","°F","°F","gr/lb","btu/lb","lb/cu.ft.","in. HG","cu.ft./lb"]
["January",1,"12AM to 1AM",0,{"$f":"A8&\" \"&B8&\", \"&$D$5&\" \"&D8&\":00\"","v":"January 1, 2019 0:00"},{"$f":"DATEVALUE(E8)+TIMEVALUE(E8)","v":"2019-01-01"},{"v":68,"d":"68.0"},65.9,64.9,92.7,30.78,0.0746,0.62,13.59]
["January",1,"1AM to 2AM",{"$f":"IF(D8+1>23,0,D8+1)","v":1},{"$f":"A9&\" \"&B9&\", \"&$D$5&\" \"&D9&\":00\"","v":"January 1, 2019 1:00"},{"$f":"DATEVALUE(E9)+TIMEVALUE(E9)","v":"2019-01-01T01:00:00"},{"v":68,"d":"68.0"},65.4,{"v":64,"d":"64.0"},89.8,30.32,0.0746,{"v":0.6,"d":"0.60"},13.58]
["January",1,"2AM to 3AM",{"$f":"IF(D9+1>23,0,D9+1)","v":2},"January 1, 2019 2:00","2019-01-01T02:00:00",{"v":66,"d":"66.0"},{"v":64,"d":"64.0"},{"v":63,"d":"63.0"},86.4,{"v":29.3,"d":"29.30"},0.0749,0.58,13.52]
["January",1,"3AM to 4AM",3,"January 1, 2019 3:00","2019-01-01T03:00:00",{"v":66,"d":"66.0"},64.7,{"v":64,"d":"64.0"},89.8,29.83,0.0749,{"v":0.6,"d":"0.60"},13.53]
["January",1,"4AM to 5AM",4,"January 1, 2019 4:00","2019-01-01T04:00:00",{"v":66,"d":"66.0"},64.7,{"v":64,"d":"64.0"},89.8,29.83,0.0749,{"v":0.6,"d":"0.60"},13.53]
["January",1,"5AM to 6AM",5,"January 1, 2019 5:00","2019-01-01T05:00:00",{"v":66,"d":"66.0"},64.7,{"v":64,"d":"64.0"},89.8,29.83,0.0749,{"v":0.6,"d":"0.60"},13.53]
["January",1,"6AM to 7AM",6,"January 1, 2019 6:00","2019-01-01T06:00:00",{"v":66,"d":"66.0"},64.7,{"v":64,"d":"64.0"},89.8,29.83,0.0749,{"v":0.6,"d":"0.60"},13.53]
["January",1,"7AM to 8AM",7,"January 1, 2019 7:00","2019-01-01T07:00:00",69.1,{"v":67,"d":"67.0"},{"v":66,"d":"66.0"},96.4,31.61,0.0744,0.64,13.63]
["January",1,"8AM to 9AM",8,"January 1, 2019 8:00","2019-01-01T08:00:00",75.9,70.4,{"v":68,"d":"68.0"},103.4,34.38,0.0734,0.69,13.83]
["January",1,"9AM to 10AM",9,"January 1, 2019 9:00","2019-01-01T09:00:00",80.1,70.9,66.9,99.5,{"v":34.8,"d":"34.80"},0.0729,0.67,13.92]
["January",1,"10AM to 11AM",10,"January 1, 2019 10:00","2019-01-01T10:00:00",{"v":82,"d":"82.0"},71.5,66.9,99.5,35.29,0.0726,0.67,13.97]
["January",1,"11AM to 12PM",11,"January 1, 2019 11:00","2019-01-01T11:00:00",82.9,72.4,{"v":68,"d":"68.0"},103.4,36.11,0.0724,0.69,14.01]
["January",1,"12PM to 1PM",12,"January 1, 2019 12:00","2019-01-01T12:00:00",82.9,72.4,{"v":68,"d":"68.0"},103.4,36.11,0.0724,0.69,14.01]
["January",1,"1PM to 2PM",13,"January 1, 2019 13:00","2019-01-01T13:00:00",{"v":84,"d":"84.0"},71.5,{"v":66,"d":"66.0"},96.4,35.28,0.0723,0.64,14.01]
["January",1,"2PM to 3PM",14,"January 1, 2019 14:00","2019-01-01T14:00:00",{"v":84,"d":"84.0"},72.1,66.9,99.5,35.77,0.0723,0.67,14.02]
["January",1,"3PM to 4PM",15,"January 1, 2019 15:00","2019-01-01T15:00:00",{"v":82,"d":"82.0"},73.4,{"v":70,"d":"70.0"},110.8,37.06,0.0725,0.74,14.01]
["January",1,"4PM to 5PM",16,"January 1, 2019 16:00","2019-01-01T16:00:00",{"v":79,"d":"79.0"},72.6,{"v":70,"d":"70.0"},110.8,{"v":36.3,"d":"36.30"},0.0729,0.74,13.93]
["January",1,"5PM to 6PM",17,"January 1, 2019 17:00","2019-01-01T17:00:00",{"v":77,"d":"77.0"},69.4,{"v":66,"d":"66.0"},96.4,33.56,0.0733,0.64,13.83]
["January",1,"6PM to 7PM",18,"January 1, 2019 18:00","2019-01-01T18:00:00",{"v":75,"d":"75.0"},68.8,{"v":66,"d":"66.0"},96.4,33.07,0.0736,0.64,13.78]
["January",1,"7PM to 8PM",19,"January 1, 2019 19:00","2019-01-01T19:00:00",73.9,67.8,64.9,92.7,32.24,0.0737,0.62,13.74]
["January",1,"8PM to 9PM",20,"January 1, 2019 20:00","2019-01-01T20:00:00",{"v":73,"d":"73.0"},68.2,{"v":66,"d":"66.0"},96.4,32.58,0.0738,0.64,13.73]
["January",1,"9PM to 10PM",21,"January 1, 2019 21:00","2019-01-01T21:00:00",73.9,69.8,{"v":68,"d":"68.0"},103.4,{"v":33.9,"d":"33.90"},0.0737,0.69,13.77]
["January",1,"10PM to 11PM",22,"January 1, 2019 22:00","2019-01-01T22:00:00",{"v":72,"d":"72.0"},69.2,{"v":68,"d":"68.0"},103.4,33.41,0.0739,0.69,13.72]
["January",1,"11PM to 12AM",23,"January 1, 2019 23:00","2019-01-01T23:00:00",73.9,67.8,64.9,92.7,32.24,0.0737,0.62,13.74]
["January",2,"12AM to 1AM",0,"January 2, 2019 0:00","2019-01-02",73.9,69.1,66.9,99.5,33.29,0.0737,0.67,13.76]
["January",2,"1AM to 2AM",1,"January 2, 2019 1:00","2019-01-02T01:00:00",71.1,68.2,66.9,99.5,32.58,0.0741,0.67,13.69]
["January",2,"2AM to 3AM",2,"January 2, 2019 2:00","2019-01-02T02:00:00",{"v":72,"d":"72.0"},68.5,66.9,99.5,{"v":32.8,"d":"32.80"},{"v":0.074,"d":"0.0740"},0.67,13.71]
["January",2,"3AM to 4AM",3,"January 2, 2019 3:00","2019-01-02T03:00:00",{"v":72,"d":"72.0"},67.9,{"v":66,"d":"66.0"},96.4,32.32,{"v":0.074,"d":"0.0740"},0.64,{"v":13.7,"d":"13.70"}]
["January",2,"4AM to 5AM",4,"January 2, 2019 4:00","2019-01-02T04:00:00",{"v":73,"d":"73.0"},67.5,64.9,92.7,32.02,0.0739,0.62,13.72]
["January",2,"5AM to 6AM",5,"January 2, 2019 5:00","2019-01-02T05:00:00",{"v":73,"d":"73.0"},67.5,64.9,92.7,32.02,0.0739,0.62,13.72]
["January",2,"6AM to 7AM",6,"January 2, 2019 6:00","2019-01-02T06:00:00",{"v":73,"d":"73.0"},68.2,{"v":66,"d":"66.0"},96.4,32.58,0.0738,0.64,13.73]
["January",2,"7AM to 8AM",7,"January 2, 2019 7:00","2019-01-02T07:00:00",73.9,68.5,{"v":66,"d":"66.0"},96.4,{"v":32.8,"d":"32.80"},0.0737,0.64,13.75]
["January",2,"8AM to 9AM",8,"January 2, 2019 8:00","2019-01-02T08:00:00",75.9,69.7,66.9,99.5,33.78,0.0734,0.67,13.81]
["January",2,"9AM to 10AM",9,"January 2, 2019 9:00","2019-01-02T09:00:00",80.1,70.4,{"v":66,"d":"66.0"},96.4,34.31,0.0729,0.64,13.91]
["January",2,"10AM to 11AM",10,"January 2, 2019 10:00","2019-01-02T10:00:00",78.1,69.8,{"v":66,"d":"66.0"},96.4,33.82,0.0731,0.64,13.86]
["January",2,"11AM to 12PM",11,"January 2, 2019 11:00","2019-01-02T11:00:00",{"v":82,"d":"82.0"},71.5,66.9,99.5,35.29,0.0726,0.67,13.97]
["January",2,"12PM to 1PM",12,"January 2, 2019 12:00","2019-01-02T12:00:00",82.9,70.5,64.9,92.7,34.45,0.0725,0.62,13.97]
["January",2,"1PM to 2PM",13,"January 2, 2019 13:00","2019-01-02T13:00:00",82.9,69.4,{"v":63,"d":"63.0"},86.4,33.46,0.0726,0.58,13.95]
["January",2,"2PM to 3PM",14,"January 2, 2019 14:00","2019-01-02T14:00:00",{"v":81,"d":"81.0"},68.8,{"v":63,"d":"63.0"},86.4,32.97,0.0728,0.58,{"v":13.9,"d":"13.90"}]
["January",2,"3PM to 4PM",15,"January 2, 2019 15:00","2019-01-02T15:00:00",80.1,68.5,{"v":63,"d":"63.0"},86.4,32.75,0.0729,0.58,13.88]
["January",2,"4PM to 5PM",16,"January 2, 2019 16:00","2019-01-02T16:00:00",78.1,68.5,{"v":64,"d":"64.0"},89.8,{"v":32.8,"d":"32.80"},0.0732,{"v":0.6,"d":"0.60"},13.84]
["January",2,"5PM to 6PM",17,"January 2, 2019 17:00","2019-01-02T17:00:00",75.9,67.2,{"v":63,"d":"63.0"},86.4,31.73,0.0735,0.58,13.77]
["January",2,"6PM to 7PM",18,"January 2, 2019 18:00","2019-01-02T18:00:00",{"v":75,"d":"75.0"},67.6,{"v":64,"d":"64.0"},89.8,32.04,0.0736,{"v":0.6,"d":"0.60"},13.76]
["January",2,"7PM to 8PM",19,"January 2, 2019 19:00","2019-01-02T19:00:00",75.9,68.4,64.9,92.7,32.72,0.0735,0.62,13.79]
["January",2,"8PM to 9PM",20,"January 2, 2019 20:00","2019-01-02T20:00:00",75.9,69.1,{"v":66,"d":"66.0"},96.4,33.29,0.0734,0.64,{"v":13.8,"d":"13.80"}]
["January",2,"9PM to 10PM",21,"January 2, 2019 21:00","2019-01-02T21:00:00",{"v":75,"d":"75.0"},69.4,66.9,99.5,33.56,0.0735,0.67,13.79]
["January",2,"10PM to 11PM",22,"January 2, 2019 22:00","2019-01-02T22:00:00",{"v":73,"d":"73.0"},69.5,{"v":68,"d":"68.0"},103.4,33.67,0.0738,0.69,13.75]
["January",2,"11PM to 12AM",23,"January 2, 2019 23:00","2019-01-02T23:00:00",{"v":73,"d":"73.0"},68.8,66.9,99.5,33.07,0.0738,0.67,13.74]
["January",3,"12AM to 1AM",0,"January 3, 2019 0:00","2019-01-03",{"v":73,"d":"73.0"},69.5,{"v":68,"d":"68.0"},103.4,33.67,0.0738,0.69,13.75]
["January",3,"1AM to 2AM",1,"January 3, 2019 1:00","2019-01-03T01:00:00",{"v":73,"d":"73.0"},70.3,69.1,107.4,{"v":34.3,"d":"34.30"},0.0738,0.72,13.76]
["January",3,"2AM to 3AM",2,"January 3, 2019 2:00","2019-01-03T02:00:00",{"v":73,"d":"73.0"},70.3,69.1,107.4,{"v":34.3,"d":"34.30"},0.0738,0.72,13.76]
["January",3,"3AM to 4AM",3,"January 3, 2019 3:00","2019-01-03T03:00:00",{"v":72,"d":"72.0"},69.9,69.1,107.4,34.03,0.0739,0.72,13.74]
["January",3,"4AM to 5AM",4,"January 3, 2019 4:00","2019-01-03T04:00:00",71.1,68.9,{"v":68,"d":"68.0"},103.4,33.19,0.0741,0.69,{"v":13.7,"d":"13.70"}]
["January",3,"5AM to 6AM",5,"January 3, 2019 5:00","2019-01-03T05:00:00",{"v":72,"d":"72.0"},69.9,69.1,107.4,34.03,0.0739,0.72,13.74]
["January",3,"6AM to 7AM",6,"January 3, 2019 6:00","2019-01-03T06:00:00",{"v":70,"d":"70.0"},68.6,{"v":68,"d":"68.0"},103.4,32.92,0.0742,0.69,13.67]
["January",3,"7AM to 8AM",7,"January 3, 2019 7:00","2019-01-03T07:00:00",{"v":73,"d":"73.0"},69.5,{"v":68,"d":"68.0"},103.4,33.67,0.0738,0.69,13.75]
["January",3,"8AM to 9AM",8,"January 3, 2019 8:00","2019-01-03T08:00:00",{"v":77,"d":"77.0"},{"v":70,"d":"70.0"},66.9,99.5,34.05,0.0733,0.67,13.84]
["January",3,"9AM to 10AM",9,"January 3, 2019 9:00","2019-01-03T09:00:00",{"v":82,"d":"82.0"},70.9,{"v":66,"d":"66.0"},96.4,{"v":34.8,"d":"34.80"},0.0726,0.64,13.96]
["January",3,"10AM to 11AM",10,"January 3, 2019 10:00","2019-01-03T10:00:00",82.9,71.2,{"v":66,"d":"66.0"},96.4,35.02,0.0725,0.64,13.98]
["January",3,"11AM to 12PM",11,"January 3, 2019 11:00","2019-01-03T11:00:00",{"v":84,"d":"84.0"},71.5,{"v":66,"d":"66.0"},96.4,35.28,0.0723,0.64,14.01]
["January",3,"12PM to 1PM",12,"January 3, 2019 12:00","2019-01-03T12:00:00",84.9,71.8,{"v":66,"d":"66.0"},96.4,35.51,0.0722,0.64,14.04]
["January",3,"1PM to 2PM",13,"January 3, 2019 13:00","2019-01-03T13:00:00",84.9,71.1,64.9,92.7,34.94,0.0723,0.62,14.02]
["January",3,"2PM to 3PM",14,"January 3, 2019 14:00","2019-01-03T14:00:00",{"v":84,"d":"84.0"},70.9,64.9,92.7,34.71,0.0724,0.62,{"v":14,"d":"14.00"}]
["January",3,"3PM to 4PM",15,"January 3, 2019 15:00","2019-01-03T15:00:00",{"v":84,"d":"84.0"},69.7,{"v":63,"d":"63.0"},86.4,33.72,0.0724,0.58,13.98]
["January",3,"4PM to 5PM",16,"January 3, 2019 16:00","2019-01-03T16:00:00",{"v":81,"d":"81.0"},{"v":70,"d":"70.0"},64.9,92.7,33.96,0.0728,0.62,13.92]
["January",3,"5PM to 6PM",17,{"$f":"A73&\" \"&B73&\", \"&$D$5&\" \"&D73&\":00\"","v":"January 3, 2019 17:00"},{"$f":"DATEVALUE(E73)+TIMEVALUE(E73)","v":"2019-01-03T17:00:00"},78.1,70.3,66.9,99.5,34.31,0.0731,0.67,13.87]
["January",3,"6PM to 7PM",{"$f":"IF(D73+1>23,0,D73+1)","v":18},"January 3, 2019 18:00","2019-01-03T18:00:00",{"v":75,"d":"75.0"},68.8,{"v":66,"d":"66.0"},96.4,33.07,0.0736,0.64,13.78]
["January",3,"7PM to 8PM",19,"January 3, 2019 19:00","2019-01-03T19:00:00",{"v":73,"d":"73.0"},68.2,{"v":66,"d":"66.0"},96.4,32.58,0.0738,0.64,13.73]
["January",3,"8PM to 9PM",20,"January 3, 2019 20:00","2019-01-03T20:00:00",{"v":72,"d":"72.0"},67.2,64.9,92.7,31.75,{"v":0.074,"d":"0.0740"},0.62,13.69]
["January",3,"9PM to 10PM",21,"January 3, 2019 21:00","2019-01-03T21:00:00",71.1,66.9,64.9,92.7,31.53,0.0741,0.62,13.67]
["January",3,"10PM to 11PM",22,"January 3, 2019 22:00","2019-01-03T22:00:00",{"v":70,"d":"70.0"},66.6,64.9,92.7,31.26,0.0743,0.62,13.64]
["January",3,"11PM to 12AM",23,"January 3, 2019 23:00","2019-01-03T23:00:00",71.1,68.2,66.9,99.5,32.58,0.0741,0.67,13.69]
["January",4,"12AM to 1AM",0,"January 4, 2019 0:00","2019-01-04",71.1,68.2,66.9,99.5,32.58,0.0741,0.67,13.69]
["January",4,"1AM to 2AM",1,"January 4, 2019 1:00","2019-01-04T01:00:00",{"v":73,"d":"73.0"},69.5,{"v":68,"d":"68.0"},103.4,33.67,0.0738,0.69,13.75]
["January",4,"2AM to 3AM",2,"January 4, 2019 2:00","2019-01-04T02:00:00",{"v":73,"d":"73.0"},68.8,66.9,99.5,33.07,0.0738,0.67,13.74]
["January",4,"3AM to 4AM",3,"January 4, 2019 3:00","2019-01-04T03:00:00",69.1,{"v":67,"d":"67.0"},{"v":66,"d":"66.0"},96.4,31.61,0.0744,0.64,13.63]
["January",4,"4AM to 5AM",4,"January 4, 2019 4:00","2019-01-04T04:00:00",66.9,65.6,64.9,92.7,30.51,0.0747,0.62,13.56]
["January",4,"5AM to 6AM",5,"January 4, 2019 5:00","2019-01-04T05:00:00",{"v":68,"d":"68.0"},66.7,{"v":66,"d":"66.0"},96.4,31.34,0.0745,0.64,{"v":13.6,"d":"13.60"}]
["January",4,"6AM to 7AM",6,"January 4, 2019 6:00","2019-01-04T06:00:00",{"v":66,"d":"66.0"},65.3,64.9,92.7,30.29,0.0748,0.62,13.54]
["January",4,"7AM to 8AM",7,"January 4, 2019 7:00","2019-01-04T07:00:00",{"v":70,"d":"70.0"},67.9,66.9,99.5,32.32,0.0742,0.67,13.66]
["January",4,"8AM to 9AM",8,"January 4, 2019 8:00","2019-01-04T08:00:00",78.1,{"v":71,"d":"71.0"},{"v":68,"d":"68.0"},103.4,34.92,0.0731,0.69,13.88]
["January",4,"9AM to 10AM",9,"January 4, 2019 9:00","2019-01-04T09:00:00",80.1,72.3,69.1,107.4,36.03,0.0728,0.72,13.94]
["January",4,"10AM to 11AM",10,"January 4, 2019 10:00","2019-01-04T10:00:00",{"v":82,"d":"82.0"},72.9,69.1,107.4,36.52,0.0725,0.72,{"v":14,"d":"14.00"}]
["January",4,"11AM to 12PM",11,"January 4, 2019 11:00","2019-01-04T11:00:00",80.1,72.3,69.1,107.4,36.03,0.0728,0.72,13.94]
["January",4,"12PM to 1PM",12,"January 4, 2019 12:00","2019-01-04T12:00:00",{"v":82,"d":"82.0"},71.5,66.9,99.5,35.29,0.0726,0.67,13.97]
["January",4,"1PM to 2PM",13,"January 4, 2019 13:00","2019-01-04T13:00:00",{"v":84,"d":"84.0"},71.5,{"v":66,"d":"66.0"},96.4,35.28,0.0723,0.64,14.01]
["January",4,"2PM to 3PM",14,"January 4, 2019 14:00","2019-01-04T14:00:00",82.9,71.7,66.9,99.5,35.51,0.0725,0.67,13.99]
["January",4,"3PM to 4PM",15,"January 4, 2019 15:00","2019-01-04T15:00:00",82.9,71.2,{"v":66,"d":"66.0"},96.4,35.02,0.0725,0.64,13.98]
["January",4,"4PM to 5PM",16,"January 4, 2019 16:00","2019-01-04T16:00:00",80.1,70.9,66.9,99.5,{"v":34.8,"d":"34.80"},0.0729,0.67,13.92]
["January",4,"5PM to 6PM",17,"January 4, 2019 17:00","2019-01-04T17:00:00",{"v":77,"d":"77.0"},{"v":70,"d":"70.0"},66.9,99.5,34.05,0.0733,0.67,13.84]
["January",4,"6PM to 7PM",18,"January 4, 2019 18:00","2019-01-04T18:00:00",75.9,69.1,{"v":66,"d":"66.0"},96.4,33.29,0.0734,0.64,{"v":13.8,"d":"13.80"}]
["January",4,"7PM to 8PM",19,"January 4, 2019 19:00","2019-01-04T19:00:00",{"v":75,"d":"75.0"},68.2,64.9,92.7,{"v":32.5,"d":"32.50"},0.0736,0.62,13.77]
["January",4,"8PM to 9PM",20,"January 4, 2019 20:00","2019-01-04T20:00:00",73.9,67.3,{"v":64,"d":"64.0"},89.8,31.78,0.0738,{"v":0.6,"d":"0.60"},13.73]
["January",4,"9PM to 10PM",21,"January 4, 2019 21:00","2019-01-04T21:00:00",73.9,67.3,{"v":64,"d":"64.0"},89.8,31.78,0.0738,{"v":0.6,"d":"0.60"},13.73]
["January",4,"10PM to 11PM",22,"January 4, 2019 22:00","2019-01-04T22:00:00",{"v":72,"d":"72.0"},{"v":66,"d":"66.0"},{"v":63,"d":"63.0"},86.4,30.76,0.0741,0.58,13.67]
["January",4,"11PM to 12AM",23,"January 4, 2019 23:00","2019-01-04T23:00:00",{"v":72,"d":"72.0"},65.4,62.1,83.6,30.33,0.0741,0.56,13.66]
["January",5,"12AM to 1AM",0,"January 5, 2019 0:00","2019-01-05",{"v":70,"d":"70.0"},64.8,62.1,83.6,29.85,0.0743,0.56,13.61]
["January",5,"1AM to 2AM",1,"January 5, 2019 1:00","2019-01-05T01:00:00",69.1,64.5,62.1,83.6,29.62,0.0745,0.56,13.59]
["January",5,"2AM to 3AM",2,"January 5, 2019 2:00","2019-01-05T02:00:00",{"v":68,"d":"68.0"},64.1,62.1,83.6,29.36,0.0746,0.56,13.56]
["January",5,"3AM to 4AM",3,"January 5, 2019 3:00","2019-01-05T03:00:00",{"v":66,"d":"66.0"},63.4,62.1,83.6,28.87,0.0749,0.56,13.51]
["January",5,"4AM to 5AM",4,"January 5, 2019 4:00","2019-01-05T04:00:00",{"v":64,"d":"64.0"},62.1,{"v":61,"d":"61.0"},80.5,27.89,0.0752,0.54,13.45]
["January",5,"5AM to 6AM",5,"January 5, 2019 5:00","2019-01-05T05:00:00",{"v":64,"d":"64.0"},63.3,{"v":63,"d":"63.0"},86.4,28.82,0.0752,0.58,13.47]
["January",5,"6AM to 7AM",6,"January 5, 2019 6:00","2019-01-05T06:00:00",64.9,63.1,62.1,83.6,28.61,0.0751,0.56,13.48]
["January",5,"7AM to 8AM",7,"January 5, 2019 7:00","2019-01-05T07:00:00",66.9,{"v":65,"d":"65.0"},{"v":64,"d":"64.0"},89.8,30.05,0.0747,{"v":0.6,"d":"0.60"},13.55]
["January",5,"8AM to 9AM",8,"January 5, 2019 8:00","2019-01-05T08:00:00",{"v":75,"d":"75.0"},68.8,{"v":66,"d":"66.0"},96.4,33.07,0.0736,0.64,13.78]
["January",5,"9AM to 10AM",9,"January 5, 2019 9:00","2019-01-05T09:00:00",{"v":79,"d":"79.0"},69.4,64.9,92.7,33.48,{"v":0.073,"d":"0.0730"},0.62,13.87]
["January",5,"10AM to 11AM",10,"January 5, 2019 10:00","2019-01-05T10:00:00",82.9,71.2,{"v":66,"d":"66.0"},96.4,35.02,0.0725,0.64,13.98]
["January",5,"11AM to 12PM",11,"January 5, 2019 11:00","2019-01-05T11:00:00",{"v":81,"d":"81.0"},69.4,{"v":64,"d":"64.0"},89.8,{"v":33.5,"d":"33.50"},0.0728,{"v":0.6,"d":"0.60"},13.91]
["January",5,"12PM to 1PM",12,"January 5, 2019 12:00","2019-01-05T12:00:00",{"v":82,"d":"82.0"},69.7,{"v":64,"d":"64.0"},89.8,33.77,0.0727,{"v":0.6,"d":"0.60"},13.94]
["January",5,"1PM to 2PM",13,"January 5, 2019 13:00","2019-01-05T13:00:00",{"v":82,"d":"82.0"},69.7,{"v":64,"d":"64.0"},89.8,33.77,0.0727,{"v":0.6,"d":"0.60"},13.94]
["January",5,"2PM to 3PM",14,"January 5, 2019 14:00","2019-01-05T14:00:00",80.1,69.7,64.9,92.7,33.74,0.0729,0.62,{"v":13.9,"d":"13.90"}]
["January",5,"3PM to 4PM",15,"January 5, 2019 15:00","2019-01-05T15:00:00",80.1,69.1,{"v":64,"d":"64.0"},89.8,33.28,0.0729,{"v":0.6,"d":"0.60"},13.89]
["January",5,"4PM to 5PM",16,"January 5, 2019 16:00","2019-01-05T16:00:00",78.1,69.1,64.9,92.7,33.25,0.0732,0.62,13.85]
["January",5,"5PM to 6PM",17,"January 5, 2019 17:00","2019-01-05T17:00:00",{"v":77,"d":"77.0"},69.4,{"v":66,"d":"66.0"},96.4,33.56,0.0733,0.64,13.83]
["January",5,"6PM to 7PM",18,"January 5, 2019 18:00","2019-01-05T18:00:00",{"v":75,"d":"75.0"},67.6,{"v":64,"d":"64.0"},89.8,32.04,0.0736,{"v":0.6,"d":"0.60"},13.76]
["January",5,"7PM to 8PM",19,"January 5, 2019 19:00","2019-01-05T19:00:00",73.9,67.8,64.9,92.7,32.24,0.0737,0.62,13.74]
["January",5,"8PM to 9PM",20,"January 5, 2019 20:00","2019-01-05T20:00:00",73.9,67.8,64.9,92.7,32.24,0.0737,0.62,13.74]
["January",5,"9PM to 10PM",21,"January 5, 2019 21:00","2019-01-05T21:00:00",{"v":72,"d":"72.0"},67.2,64.9,92.7,31.75,{"v":0.074,"d":"0.0740"},0.62,13.69]
["January",5,"10PM to 11PM",22,"January 5, 2019 22:00","2019-01-05T22:00:00",71.1,66.9,64.9,92.7,31.53,0.0741,0.62,13.67]
["January",5,"11PM to 12AM",23,"January 5, 2019 23:00","2019-01-05T23:00:00",69.1,66.3,64.9,92.7,31.04,0.0744,0.62,13.62]
["January",6,"12AM to 1AM",0,"January 6, 2019 0:00","2019-01-06",69.1,66.3,64.9,92.7,31.04,0.0744,0.62,13.62]
["January",6,"1AM to 2AM",1,"January 6, 2019 1:00","2019-01-06T01:00:00",{"v":68,"d":"68.0"},65.4,{"v":64,"d":"64.0"},89.8,30.32,0.0746,{"v":0.6,"d":"0.60"},13.58]
["January",6,"2AM to 3AM",2,"January 6, 2019 2:00","2019-01-06T02:00:00",69.1,66.3,64.9,92.7,31.04,0.0744,0.62,13.62]
["January",6,"3AM to 4AM",3,"January 6, 2019 3:00","2019-01-06T03:00:00",{"v":68,"d":"68.0"},65.4,{"v":64,"d":"64.0"},89.8,30.32,0.0746,{"v":0.6,"d":"0.60"},13.58]
["January",6,"4AM to 5AM",4,"January 6, 2019 4:00","2019-01-06T04:00:00",{"v":66,"d":"66.0"},{"v":64,"d":"64.0"},{"v":63,"d":"63.0"},86.4,{"v":29.3,"d":"29.30"},0.0749,0.58,13.52]
["January",6,"5AM to 6AM",5,"January 6, 2019 5:00","2019-01-06T05:00:00",64.9,63.6,{"v":63,"d":"63.0"},86.4,29.04,{"v":0.075,"d":"0.0750"},0.58,13.49]
["January",6,"6AM to 7AM",6,"January 6, 2019 6:00","2019-01-06T06:00:00",{"v":64,"d":"64.0"},63.3,{"v":63,"d":"63.0"},86.4,28.82,0.0752,0.58,13.47]
["January",6,"7AM to 8AM",7,"January 6, 2019 7:00","2019-01-06T07:00:00",{"v":70,"d":"70.0"},65.3,{"v":63,"d":"63.0"},86.4,30.27,0.0743,0.58,13.62]
["January",6,"8AM to 9AM",8,"January 6, 2019 8:00","2019-01-06T08:00:00",{"v":73,"d":"73.0"},{"v":67,"d":"67.0"},{"v":64,"d":"64.0"},89.8,31.56,0.0739,{"v":0.6,"d":"0.60"},13.71]
["January",6,"9AM to 10AM",9,{"$f":"A137&\" \"&B137&\", \"&$D$5&\" \"&D137&\":00\"","v":"January 6, 2019 9:00"},{"$f":"DATEVALUE(E137)+TIMEVALUE(E137)","v":"2019-01-06T09:00:00"},80.1,{"v":68,"d":"68.0"},62.1,83.6,32.32,{"v":0.073,"d":"0.0730"},0.56,13.87]
["January",6,"10AM to 11AM",{"$f":"IF(D137+1>23,0,D137+1)","v":10},"January 6, 2019 10:00","2019-01-06T10:00:00",{"v":82,"d":"82.0"},67.5,60.1,77.9,{"v":31.9,"d":"31.90"},0.0727,0.52,{"v":13.9,"d":"13.90"}]
["January",6,"11AM to 12PM",11,"January 6, 2019 11:00","2019-01-06T11:00:00",84.9,69.5,62.1,83.6,33.51,0.0723,0.56,{"v":14,"d":"14.00"}]
["January",6,"12PM to 1PM",12,"January 6, 2019 12:00","2019-01-06T12:00:00",84.9,68.9,{"v":61,"d":"61.0"},80.5,33.01,0.0723,0.54,13.99]
["January",6,"1PM to 2PM",13,"January 6, 2019 13:00","2019-01-06T13:00:00",82.9,{"v":70,"d":"70.0"},{"v":64,"d":"64.0"},89.8,33.99,0.0725,{"v":0.6,"d":"0.60"},13.96]
["January",6,"2PM to 3PM",14,"January 6, 2019 14:00","2019-01-06T14:00:00",{"v":82,"d":"82.0"},69.1,{"v":63,"d":"63.0"},86.4,33.23,0.0727,0.58,13.93]
["January",6,"3PM to 4PM",15,"January 6, 2019 15:00","2019-01-06T15:00:00",{"v":81,"d":"81.0"},70.6,{"v":66,"d":"66.0"},96.4,34.53,0.0728,0.64,13.93]
["January",6,"4PM to 5PM",16,"January 6, 2019 16:00","2019-01-06T16:00:00",{"v":79,"d":"79.0"},{"v":70,"d":"70.0"},{"v":66,"d":"66.0"},96.4,34.04,{"v":0.073,"d":"0.0730"},0.64,13.88]
["January",6,"5PM to 6PM",17,"January 6, 2019 17:00","2019-01-06T17:00:00",75.9,69.1,{"v":66,"d":"66.0"},96.4,33.29,0.0734,0.64,{"v":13.8,"d":"13.80"}]
["January",6,"6PM to 7PM",18,"January 6, 2019 18:00","2019-01-06T18:00:00",{"v":73,"d":"73.0"},67.5,64.9,92.7,32.02,0.0739,0.62,13.72]
["January",6,"7PM to 8PM",19,"January 6, 2019 19:00","2019-01-06T19:00:00",71.1,67.6,{"v":66,"d":"66.0"},96.4,32.09,0.0741,0.64,13.68]
["January",6,"8PM to 9PM",20,"January 6, 2019 20:00","2019-01-06T20:00:00",{"v":73,"d":"73.0"},68.2,{"v":66,"d":"66.0"},96.4,32.58,0.0738,0.64,13.73]
["January",6,"9PM to 10PM",21,"January 6, 2019 21:00","2019-01-06T21:00:00",71.1,67.6,{"v":66,"d":"66.0"},96.4,32.09,0.0741,0.64,13.68]
["January",6,"10PM to 11PM",22,"January 6, 2019 22:00","2019-01-06T22:00:00",{"v":70,"d":"70.0"},{"v":66,"d":"66.0"},{"v":64,"d":"64.0"},89.8,30.81,0.0743,{"v":0.6,"d":"0.60"},13.63]
["January",6,"11PM to 12AM",23,"January 6, 2019 23:00","2019-01-06T23:00:00",69.1,65.7,{"v":64,"d":"64.0"},89.8,30.58,0.0744,{"v":0.6,"d":"0.60"},13.61]
["January",7,"12AM to 1AM",0,"January 7, 2019 0:00","2019-01-07",66.9,64.3,{"v":63,"d":"63.0"},86.4,29.52,0.0748,0.58,13.54]
["January",7,"1AM to 2AM",1,"January 7, 2019 1:00","2019-01-07T01:00:00",{"v":66,"d":"66.0"},62.8,{"v":61,"d":"61.0"},80.5,28.38,0.0749,0.54,{"v":13.5,"d":"13.50"}]
["January",7,"2AM to 3AM",2,"January 7, 2019 2:00","2019-01-07T02:00:00",64.9,62.4,{"v":61,"d":"61.0"},80.5,28.11,0.0751,0.54,13.47]
["January",7,"3AM to 4AM",3,"January 7, 2019 3:00","2019-01-07T03:00:00",{"v":64,"d":"64.0"},61.5,60.1,77.9,27.49,0.0752,0.52,13.44]
["January",7,"4AM to 5AM",4,"January 7, 2019 4:00","2019-01-07T04:00:00",{"v":64,"d":"64.0"},61.5,60.1,77.9,27.49,0.0752,0.52,13.44]
["January",7,"5AM to 6AM",5,"January 7, 2019 5:00","2019-01-07T05:00:00",{"v":64,"d":"64.0"},61.5,60.1,77.9,27.49,0.0752,0.52,13.44]
["January",7,"6AM to 7AM",6,"January 7, 2019 6:00","2019-01-07T06:00:00",{"v":63,"d":"63.0"},60.5,{"v":59,"d":"59.0"},74.9,26.76,0.0754,{"v":0.5,"d":"0.50"},{"v":13.4,"d":"13.40"}]
["January",7,"7AM to 8AM",7,"January 7, 2019 7:00","2019-01-07T07:00:00",64.9,61.8,60.1,77.9,27.71,0.0751,0.52,13.46]
["January",7,"8AM to 9AM",8,"January 7, 2019 8:00","2019-01-07T08:00:00",73.9,65.4,{"v":61,"d":"61.0"},80.5,30.32,0.0738,0.54,{"v":13.7,"d":"13.70"}]
["January",7,"9AM to 10AM",9,"January 7, 2019 9:00","2019-01-07T09:00:00",{"v":79,"d":"79.0"},68.2,{"v":63,"d":"63.0"},86.4,32.48,0.0731,0.58,13.85]
["January",7,"10AM to 11AM",10,"January 7, 2019 10:00","2019-01-07T10:00:00",{"v":81,"d":"81.0"},67.7,{"v":61,"d":"61.0"},80.5,32.04,0.0729,0.54,13.88]
["January",7,"11AM to 12PM",11,"January 7, 2019 11:00","2019-01-07T11:00:00",{"v":84,"d":"84.0"},68.6,{"v":61,"d":"61.0"},80.5,32.79,0.0724,0.54,13.96]
["January",7,"12PM to 1PM",12,"January 7, 2019 12:00","2019-01-07T12:00:00",{"v":82,"d":"82.0"},68.6,62.1,83.6,{"v":32.8,"d":"32.80"},0.0727,0.56,13.92]
["January",7,"1PM to 2PM",13,"January 7, 2019 13:00","2019-01-07T13:00:00",82.9,71.2,{"v":66,"d":"66.0"},96.4,35.02,0.0725,0.64,13.98]
["January",7,"2PM to 3PM",14,"January 7, 2019 14:00","2019-01-07T14:00:00",{"v":82,"d":"82.0"},71.5,66.9,99.5,35.29,0.0726,0.67,13.97]
["January",7,"3PM to 4PM",15,"January 7, 2019 15:00","2019-01-07T15:00:00",{"v":81,"d":"81.0"},{"v":70,"d":"70.0"},64.9,92.7,33.96,0.0728,0.62,13.92]
["January",7,"4PM to 5PM",16,"January 7, 2019 16:00","2019-01-07T16:00:00",80.1,69.7,64.9,92.7,33.74,0.0729,0.62,{"v":13.9,"d":"13.90"}]
["January",7,"5PM to 6PM",17,"January 7, 2019 17:00","2019-01-07T17:00:00",{"v":77,"d":"77.0"},67.6,{"v":63,"d":"63.0"},86.4,{"v":32,"d":"32.00"},0.0734,0.58,{"v":13.8,"d":"13.80"}]
["January",7,"6PM to 7PM",18,"January 7, 2019 18:00","2019-01-07T18:00:00",{"v":75,"d":"75.0"},68.2,64.9,92.7,{"v":32.5,"d":"32.50"},0.0736,0.62,13.77]
["January",7,"7PM to 8PM",19,"January 7, 2019 19:00","2019-01-07T19:00:00",{"v":73,"d":"73.0"},{"v":67,"d":"67.0"},{"v":64,"d":"64.0"},89.8,31.56,0.0739,{"v":0.6,"d":"0.60"},13.71]
["January",7,"8PM to 9PM",20,"January 7, 2019 20:00","2019-01-07T20:00:00",{"v":72,"d":"72.0"},66.6,{"v":64,"d":"64.0"},89.8,31.29,{"v":0.074,"d":"0.0740"},{"v":0.6,"d":"0.60"},13.68]
["January",7,"9PM to 10PM",21,"January 7, 2019 21:00","2019-01-07T21:00:00",{"v":70,"d":"70.0"},66.6,64.9,92.7,31.26,0.0743,0.62,13.64]
["January",7,"10PM to 11PM",22,"January 7, 2019 22:00","2019-01-07T22:00:00",69.1,65.7,{"v":64,"d":"64.0"},89.8,30.58,0.0744,{"v":0.6,"d":"0.60"},13.61]
["January",7,"11PM to 12AM",23,"January 7, 2019 23:00","2019-01-07T23:00:00",66.9,{"v":65,"d":"65.0"},{"v":64,"d":"64.0"},89.8,30.05,0.0747,{"v":0.6,"d":"0.60"},13.55]
["January",8,"12AM to 1AM",0,"January 8, 2019 0:00","2019-01-08",66.9,{"v":65,"d":"65.0"},{"v":64,"d":"64.0"},89.8,30.05,0.0747,{"v":0.6,"d":"0.60"},13.55]
["January",8,"1AM to 2AM",1,"January 8, 2019 1:00","2019-01-08T01:00:00",{"v":68,"d":"68.0"},65.9,64.9,92.7,30.78,0.0746,0.62,13.59]
["January",8,"2AM to 3AM",2,"January 8, 2019 2:00","2019-01-08T02:00:00",69.1,66.3,64.9,92.7,31.04,0.0744,0.62,13.62]
["January",8,"3AM to 4AM",3,"January 8, 2019 3:00","2019-01-08T03:00:00",{"v":70,"d":"70.0"},67.3,{"v":66,"d":"66.0"},96.4,31.83,0.0743,0.64,13.65]
["January",8,"4AM to 5AM",4,"January 8, 2019 4:00","2019-01-08T04:00:00",{"v":70,"d":"70.0"},67.3,{"v":66,"d":"66.0"},96.4,31.83,0.0743,0.64,13.65]
["January",8,"5AM to 6AM",5,"January 8, 2019 5:00","2019-01-08T05:00:00",71.1,67.6,{"v":66,"d":"66.0"},96.4,32.09,0.0741,0.64,13.68]
["January",8,"6AM to 7AM",6,"January 8, 2019 6:00","2019-01-08T06:00:00",71.1,67.6,{"v":66,"d":"66.0"},96.4,32.09,0.0741,0.64,13.68]
["January",8,"7AM to 8AM",7,"January 8, 2019 7:00","2019-01-08T07:00:00",{"v":72,"d":"72.0"},68.5,66.9,99.5,{"v":32.8,"d":"32.80"},{"v":0.074,"d":"0.0740"},0.67,13.71]
["January",8,"8AM to 9AM",8,"January 8, 2019 8:00","2019-01-08T08:00:00",75.9,69.7,66.9,99.5,33.78,0.0734,0.67,13.81]
["January",8,"9AM to 10AM",9,"January 8, 2019 9:00","2019-01-08T09:00:00",{"v":81,"d":"81.0"},71.2,66.9,99.5,35.02,0.0727,0.67,13.94]
["January",8,"10AM to 11AM",10,"January 8, 2019 10:00","2019-01-08T10:00:00",80.1,70.9,66.9,99.5,{"v":34.8,"d":"34.80"},0.0729,0.67,13.92]
["January",8,"11AM to 12PM",11,"January 8, 2019 11:00","2019-01-08T11:00:00",{"v":81,"d":"81.0"},71.9,{"v":68,"d":"68.0"},103.4,35.63,0.0727,0.69,13.96]
["January",8,"12PM to 1PM",12,"January 8, 2019 12:00","2019-01-08T12:00:00",{"v":81,"d":"81.0"},71.9,{"v":68,"d":"68.0"},103.4,35.63,0.0727,0.69,13.96]
["January",8,"1PM to 2PM",13,"January 8, 2019 13:00","2019-01-08T13:00:00",80.1,71.6,{"v":68,"d":"68.0"},103.4,{"v":35.4,"d":"35.40"},0.0728,0.69,13.93]
["January",8,"2PM to 3PM",14,"January 8, 2019 14:00","2019-01-08T14:00:00",78.1,69.1,64.9,92.7,33.25,0.0732,0.62,13.85]
["January",8,"3PM to 4PM",15,"January 8, 2019 15:00","2019-01-08T15:00:00",{"v":75,"d":"75.0"},67.6,{"v":64,"d":"64.0"},89.8,32.04,0.0736,{"v":0.6,"d":"0.60"},13.76]
["January",8,"4PM to 5PM",16,"January 8, 2019 16:00","2019-01-08T16:00:00",73.9,67.3,{"v":64,"d":"64.0"},89.8,31.78,0.0738,{"v":0.6,"d":"0.60"},13.73]
["January",8,"5PM to 6PM",17,"January 8, 2019 17:00","2019-01-08T17:00:00",{"v":75,"d":"75.0"},66.9,{"v":63,"d":"63.0"},86.4,31.51,0.0736,0.58,13.75]
["January",8,"6PM to 7PM",18,"January 8, 2019 18:00","2019-01-08T18:00:00",{"v":75,"d":"75.0"},66.9,{"v":63,"d":"63.0"},86.4,31.51,0.0736,0.58,13.75]
["January",8,"7PM to 8PM",19,"January 8, 2019 19:00","2019-01-08T19:00:00",73.9,66.6,{"v":63,"d":"63.0"},86.4,31.25,0.0738,0.58,13.72]
["January",8,"8PM to 9PM",20,"January 8, 2019 20:00","2019-01-08T20:00:00",71.1,65.7,{"v":63,"d":"63.0"},86.4,30.54,0.0742,0.58,13.65]
["January",8,"9PM to 10PM",21,"January 8, 2019 21:00","2019-01-08T21:00:00",71.1,66.3,{"v":64,"d":"64.0"},89.8,31.07,0.0742,{"v":0.6,"d":"0.60"},13.66]
["January",8,"10PM to 11PM",22,"January 8, 2019 22:00","2019-01-08T22:00:00",{"v":72,"d":"72.0"},{"v":66,"d":"66.0"},{"v":63,"d":"63.0"},86.4,30.76,0.0741,0.58,13.67]
["January",8,"11PM to 12AM",23,"January 8, 2019 23:00","2019-01-08T23:00:00",{"v":70,"d":"70.0"},65.3,{"v":63,"d":"63.0"},86.4,30.27,0.0743,0.58,13.62]
["January",9,"12AM to 1AM",0,"January 9, 2019 0:00","2019-01-09",66.9,64.3,{"v":63,"d":"63.0"},86.4,29.52,0.0748,0.58,13.54]
["January",9,"1AM to 2AM",1,{"$f":"A201&\" \"&B201&\", \"&$D$5&\" \"&D201&\":00\"","v":"January 9, 2019 1:00"},{"$f":"DATEVALUE(E201)+TIMEVALUE(E201)","v":"2019-01-09T01:00:00"},64.9,63.1,62.1,83.6,28.61,0.0751,0.56,13.48]
["January",9,"2AM to 3AM",{"$f":"IF(D201+1>23,0,D201+1)","v":2},"January 9, 2019 2:00","2019-01-09T02:00:00",{"v":66,"d":"66.0"},{"v":64,"d":"64.0"},{"v":63,"d":"63.0"},86.4,{"v":29.3,"d":"29.30"},0.0749,0.58,13.52]
["January",9,"3AM to 4AM",3,"January 9, 2019 3:00","2019-01-09T03:00:00",{"v":68,"d":"68.0"},65.9,64.9,92.7,30.78,0.0746,0.62,13.59]
["January",9,"4AM to 5AM",4,"January 9, 2019 4:00","2019-01-09T04:00:00",{"v":68,"d":"68.0"},65.4,{"v":64,"d":"64.0"},89.8,30.32,0.0746,{"v":0.6,"d":"0.60"},13.58]
["January",9,"5AM to 6AM",5,"January 9, 2019 5:00","2019-01-09T05:00:00",{"v":66,"d":"66.0"},{"v":64,"d":"64.0"},{"v":63,"d":"63.0"},86.4,{"v":29.3,"d":"29.30"},0.0749,0.58,13.52]
["January",9,"6AM to 7AM",6,"January 9, 2019 6:00","2019-01-09T06:00:00",66.9,64.3,{"v":63,"d":"63.0"},86.4,29.52,0.0748,0.58,13.54]
["January",9,"7AM to 8AM",7,"January 9, 2019 7:00","2019-01-09T07:00:00",{"v":68,"d":"68.0"},65.4,{"v":64,"d":"64.0"},89.8,30.32,0.0746,{"v":0.6,"d":"0.60"},13.58]
["January",9,"8AM to 9AM",8,"January 9, 2019 8:00","2019-01-09T08:00:00",75.9,66.1,{"v":61,"d":"61.0"},80.5,{"v":30.8,"d":"30.80"},0.0735,0.54,13.75]
["January",9,"9AM to 10AM",9,"January 9, 2019 9:00","2019-01-09T09:00:00",{"v":81,"d":"81.0"},70.6,{"v":66,"d":"66.0"},96.4,34.53,0.0728,0.64,13.93]
["January",9,"10AM to 11AM",10,"January 9, 2019 10:00","2019-01-09T10:00:00",{"v":82,"d":"82.0"},70.9,{"v":66,"d":"66.0"},96.4,{"v":34.8,"d":"34.80"},0.0726,0.64,13.96]
["January",9,"11AM to 12PM",11,"January 9, 2019 11:00","2019-01-09T11:00:00",80.1,71.6,{"v":68,"d":"68.0"},103.4,{"v":35.4,"d":"35.40"},0.0728,0.69,13.93]
["January",9,"12PM to 1PM",12,"January 9, 2019 12:00","2019-01-09T12:00:00",{"v":75,"d":"75.0"},71.5,{"v":70,"d":"70.0"},110.8,35.33,0.0735,0.74,13.83]
["January",9,"1PM to 2PM",13,"January 9, 2019 13:00","2019-01-09T13:00:00",{"v":79,"d":"79.0"},{"v":70,"d":"70.0"},{"v":66,"d":"66.0"},96.4,34.04,{"v":0.073,"d":"0.0730"},0.64,13.88]
["January",9,"2PM to 3PM",14,"January 9, 2019 14:00","2019-01-09T14:00:00",80.1,69.7,64.9,92.7,33.74,0.0729,0.62,{"v":13.9,"d":"13.90"}]
["January",9,"3PM to 4PM",15,"January 9, 2019 15:00","2019-01-09T15:00:00",{"v":77,"d":"77.0"},{"v":70,"d":"70.0"},66.9,99.5,34.05,0.0733,0.67,13.84]
["January",9,"4PM to 5PM",16,"January 9, 2019 16:00","2019-01-09T16:00:00",75.9,69.1,{"v":66,"d":"66.0"},96.4,33.29,0.0734,0.64,{"v":13.8,"d":"13.80"}]
["January",9,"5PM to 6PM",17,"January 9, 2019 17:00","2019-01-09T17:00:00",{"v":73,"d":"73.0"},68.2,{"v":66,"d":"66.0"},96.4,32.58,0.0738,0.64,13.73]
["January",9,"6PM to 7PM",18,"January 9, 2019 18:00","2019-01-09T18:00:00",{"v":72,"d":"72.0"},{"v":66,"d":"66.0"},{"v":63,"d":"63.0"},86.4,30.76,0.0741,0.58,13.67]
["January",9,"7PM to 8PM",19,"January 9, 2019 19:00","2019-01-09T19:00:00",{"v":72,"d":"72.0"},{"v":66,"d":"66.0"},{"v":63,"d":"63.0"},86.4,30.76,0.0741,0.58,13.67]
["January",9,"8PM to 9PM",20,"January 9, 2019 20:00","2019-01-09T20:00:00",71.1,65.1,62.1,83.6,30.11,0.0742,0.56,13.64]
["January",9,"9PM to 10PM",21,"January 9, 2019 21:00","2019-01-09T21:00:00",{"v":70,"d":"70.0"},64.1,{"v":61,"d":"61.0"},80.5,29.35,0.0744,0.54,{"v":13.6,"d":"13.60"}]
["January",9,"10PM to 11PM",22,"January 9, 2019 22:00","2019-01-09T22:00:00",{"v":70,"d":"70.0"},64.1,{"v":61,"d":"61.0"},80.5,29.35,0.0744,0.54,{"v":13.6,"d":"13.60"}]
["January",9,"11PM to 12AM",23,"January 9, 2019 23:00","2019-01-09T23:00:00",69.1,63.3,60.1,77.9,28.72,0.0745,0.52,13.57]
["January",10,"12AM to 1AM",0,"January 10, 2019 0:00","2019-01-10",71.1,63.3,{"v":59,"d":"59.0"},74.9,28.74,0.0742,{"v":0.5,"d":"0.50"},13.61]
["January",10,"1AM to 2AM",1,"January 10, 2019 1:00","2019-01-10T01:00:00",71.1,62.2,{"v":57,"d":"57.0"},69.7,27.93,0.0743,0.47,{"v":13.6,"d":"13.60"}]
["January",10,"2AM to 3AM",2,"January 10, 2019 2:00","2019-01-10T02:00:00",{"v":70,"d":"70.0"},60.7,{"v":55,"d":"55.0"},64.8,{"v":26.9,"d":"26.90"},0.0745,0.44,13.55]
["January",10,"3AM to 4AM",3,"January 10, 2019 3:00","2019-01-10T03:00:00",{"v":70,"d":"70.0"},60.1,{"v":54,"d":"54.0"},62.2,{"v":26.5,"d":"26.50"},0.0745,0.42,13.55]
["January",10,"4AM to 5AM",4,"January 10, 2019 4:00","2019-01-10T04:00:00",{"v":70,"d":"70.0"},59.7,53.1,60.2,26.18,0.0745,0.41,13.54]
["January",10,"5AM to 6AM",5,"January 10, 2019 5:00","2019-01-10T05:00:00",69.1,58.4,51.1,55.9,25.29,0.0746,0.38,{"v":13.5,"d":"13.50"}]
["January",10,"6AM to 7AM",6,"January 10, 2019 6:00","2019-01-10T06:00:00",{"v":70,"d":"70.0"},59.7,53.1,60.2,26.18,0.0745,0.41,13.54]
["January",10,"7AM to 8AM",7,"January 10, 2019 7:00","2019-01-10T07:00:00",71.1,59.1,51.1,55.9,25.78,0.0744,0.38,13.55]
["January",10,"8AM to 9AM",8,"January 10, 2019 8:00","2019-01-10T08:00:00",{"v":72,"d":"72.0"},61.4,{"v":55,"d":"55.0"},64.8,27.38,0.0742,0.44,{"v":13.6,"d":"13.60"}]
["January",10,"9AM to 10AM",9,"January 10, 2019 9:00","2019-01-10T09:00:00",{"v":73,"d":"73.0"},61.8,{"v":55,"d":"55.0"},64.8,27.64,{"v":0.074,"d":"0.0740"},0.44,13.63]
["January",10,"10AM to 11AM",10,"January 10, 2019 10:00","2019-01-10T10:00:00",{"v":77,"d":"77.0"},62.6,{"v":54,"d":"54.0"},62.2,28.21,0.0735,0.42,13.73]
["January",10,"11AM to 12PM",11,"January 10, 2019 11:00","2019-01-10T11:00:00",78.1,{"v":63,"d":"63.0"},{"v":54,"d":"54.0"},62.2,28.48,0.0734,0.42,13.75]
["January",10,"12PM to 1PM",12,"January 10, 2019 12:00","2019-01-10T12:00:00",{"v":79,"d":"79.0"},63.9,{"v":55,"d":"55.0"},64.8,29.09,0.0732,0.44,13.78]
["January",10,"1PM to 2PM",13,"January 10, 2019 13:00","2019-01-10T13:00:00",{"v":79,"d":"79.0"},64.9,{"v":57,"d":"57.0"},69.7,29.86,0.0732,0.47,{"v":13.8,"d":"13.80"}]
["January",10,"2PM to 3PM",14,"January 10, 2019 14:00","2019-01-10T14:00:00",78.1,63.5,{"v":55,"d":"55.0"},64.8,28.88,0.0733,0.44,13.76]
["January",10,"3PM to 4PM",15,"January 10, 2019 15:00","2019-01-10T15:00:00",{"v":77,"d":"77.0"},63.2,{"v":55,"d":"55.0"},64.8,28.61,0.0735,0.44,13.73]
["January",10,"4PM to 5PM",16,"January 10, 2019 16:00","2019-01-10T16:00:00",73.9,62.1,{"v":55,"d":"55.0"},64.8,27.86,0.0739,0.44,13.66]
["January",10,"5PM to 6PM",17,"January 10, 2019 17:00","2019-01-10T17:00:00",{"v":72,"d":"72.0"},61.9,55.9,66.9,27.72,0.0742,0.45,13.61]
["January",10,"6PM to 7PM",18,"January 10, 2019 18:00","2019-01-10T18:00:00",{"v":72,"d":"72.0"},61.9,55.9,66.9,27.72,0.0742,0.45,13.61]
["January",10,"7PM to 8PM",19,"January 10, 2019 19:00","2019-01-10T19:00:00",{"v":72,"d":"72.0"},62.5,{"v":57,"d":"57.0"},69.7,28.15,0.0742,0.47,13.62]
["January",10,"8PM to 9PM",20,"January 10, 2019 20:00","2019-01-10T20:00:00",{"v":73,"d":"73.0"},61.2,{"v":54,"d":"54.0"},62.2,27.25,0.0741,0.42,13.62]
["January",10,"9PM to 10PM",21,"January 10, 2019 21:00","2019-01-10T21:00:00",{"v":72,"d":"72.0"},59.9,{"v":52,"d":"52.0"},57.8,26.29,0.0742,0.39,13.58]
["January",10,"10PM to 11PM",22,"January 10, 2019 22:00","2019-01-10T22:00:00",{"v":72,"d":"72.0"},60.4,53.1,60.2,26.67,0.0742,0.41,13.59]
["January",10,"11PM to 12AM",23,"January 10, 2019 23:00","2019-01-10T23:00:00",71.1,60.1,53.1,60.2,26.45,0.0743,0.41,13.57]
["January",11,"12AM to 1AM",0,"January 11, 2019 0:00","2019-01-11",{"v":72,"d":"72.0"},{"v":63,"d":"63.0"},57.9,{"v":72,"d":"72.0"},28.51,0.0741,0.48,13.63]
["January",11,"1AM to 2AM",1,"January 11, 2019 1:00","2019-01-11T01:00:00",71.1,61.1,{"v":55,"d":"55.0"},64.8,27.16,0.0743,0.44,13.58]
["January",11,"2AM to 3AM",2,"January 11, 2019 2:00","2019-01-11T02:00:00",71.1,59.1,51.1,55.9,25.78,0.0744,0.38,13.55]
["January",11,"3AM to 4AM",3,"January 11, 2019 3:00","2019-01-11T03:00:00",71.1,60.5,{"v":54,"d":"54.0"},62.2,26.77,0.0743,0.42,13.57]
["January",11,"4AM to 5AM",4,"January 11, 2019 4:00","2019-01-11T04:00:00",71.1,61.6,55.9,66.9,{"v":27.5,"d":"27.50"},0.0743,0.45,13.59]
["January",11,"5AM to 6AM",5,"January 11, 2019 5:00","2019-01-11T05:00:00",71.1,60.5,{"v":54,"d":"54.0"},62.2,26.77,0.0743,0.42,13.57]
["January",11,"6AM to 7AM",6,"January 11, 2019 6:00","2019-01-11T06:00:00",{"v":72,"d":"72.0"},61.4,{"v":55,"d":"55.0"},64.8,27.38,0.0742,0.44,{"v":13.6,"d":"13.60"}]
["January",11,"7AM to 8AM",7,"January 11, 2019 7:00","2019-01-11T07:00:00",71.1,61.6,55.9,66.9,{"v":27.5,"d":"27.50"},0.0743,0.45,13.59]
["January",11,"8AM to 9AM",8,"January 11, 2019 8:00","2019-01-11T08:00:00",73.9,62.6,55.9,66.9,28.21,0.0739,0.45,13.66]
["January",11,"9AM to 10AM",9,"January 11, 2019 9:00","2019-01-11T09:00:00",{"v":77,"d":"77.0"},63.6,55.9,66.9,28.95,0.0735,0.45,13.74]
["January",11,"10AM to 11AM",10,"January 11, 2019 10:00","2019-01-11T10:00:00",{"v":77,"d":"77.0"},64.7,57.9,{"v":72,"d":"72.0"},29.74,0.0734,0.48,13.76]
["January",11,"11AM to 12PM",11,"January 11, 2019 11:00","2019-01-11T11:00:00",{"v":79,"d":"79.0"},64.9,{"v":57,"d":"57.0"},69.7,29.86,0.0732,0.47,{"v":13.8,"d":"13.80"}]
["January",11,"12PM to 1PM",12,"January 11, 2019 12:00","2019-01-11T12:00:00",{"v":79,"d":"79.0"},63.3,{"v":54,"d":"54.0"},62.2,{"v":28.7,"d":"28.70"},0.0732,0.42,13.78]
["January",11,"1PM to 2PM",13,"January 11, 2019 13:00","2019-01-11T13:00:00",{"v":79,"d":"79.0"},63.9,{"v":55,"d":"55.0"},64.8,29.09,0.0732,0.44,13.78]
["January",11,"2PM to 3PM",14,"January 11, 2019 14:00","2019-01-11T14:00:00",{"v":79,"d":"79.0"},64.9,{"v":57,"d":"57.0"},69.7,29.86,0.0732,0.47,{"v":13.8,"d":"13.80"}]
["January",11,"3PM to 4PM",15,"January 11, 2019 15:00","2019-01-11T15:00:00",{"v":75,"d":"75.0"},64.6,{"v":59,"d":"59.0"},74.9,29.71,0.0737,{"v":0.5,"d":"0.50"},13.71]
["January",11,"4PM to 5PM",16,"January 11, 2019 16:00","2019-01-11T16:00:00",73.9,63.7,57.9,{"v":72,"d":"72.0"},28.99,0.0739,0.48,13.68]
["January",11,"5PM to 6PM",17,{"$f":"A265&\" \"&B265&\", \"&$D$5&\" \"&D265&\":00\"","v":"January 11, 2019 17:00"},{"$f":"DATEVALUE(E265)+TIMEVALUE(E265)","v":"2019-01-11T17:00:00"},{"v":73,"d":"73.0"},62.3,55.9,66.9,27.99,{"v":0.074,"d":"0.0740"},0.45,13.64]
["January",11,"6PM to 7PM",{"$f":"IF(D265+1>23,0,D265+1)","v":18},"January 11, 2019 18:00","2019-01-11T18:00:00",{"v":72,"d":"72.0"},61.4,{"v":55,"d":"55.0"},64.8,27.38,0.0742,0.44,{"v":13.6,"d":"13.60"}]
["January",11,"7PM to 8PM",19,"January 11, 2019 19:00","2019-01-11T19:00:00",{"v":72,"d":"72.0"},61.4,{"v":55,"d":"55.0"},64.8,27.38,0.0742,0.44,{"v":13.6,"d":"13.60"}]
["January",11,"8PM to 9PM",20,"January 11, 2019 20:00","2019-01-11T20:00:00",71.1,61.6,55.9,66.9,{"v":27.5,"d":"27.50"},0.0743,0.45,13.59]
["January",11,"9PM to 10PM",21,"January 11, 2019 21:00","2019-01-11T21:00:00",{"v":73,"d":"73.0"},63.4,57.9,{"v":72,"d":"72.0"},28.77,{"v":0.074,"d":"0.0740"},0.48,13.65]
["January",11,"10PM to 11PM",22,"January 11, 2019 22:00","2019-01-11T22:00:00",{"v":72,"d":"72.0"},63.6,{"v":59,"d":"59.0"},74.9,28.96,0.0741,{"v":0.5,"d":"0.50"},13.64]
["January",11,"11PM to 12AM",23,"January 11, 2019 23:00","2019-01-11T23:00:00",71.1,62.2,{"v":57,"d":"57.0"},69.7,27.93,0.0743,0.47,{"v":13.6,"d":"13.60"}]
["January",12,"12AM to 1AM",0,"January 12, 2019 0:00","2019-01-12",{"v":72,"d":"72.0"},62.5,{"v":57,"d":"57.0"},69.7,28.15,0.0742,0.47,13.62]
["January",12,"1AM to 2AM",1,"January 12, 2019 1:00","2019-01-12T01:00:00",{"v":72,"d":"72.0"},62.5,{"v":57,"d":"57.0"},69.7,28.15,0.0742,0.47,13.62]
["January",12,"2AM to 3AM",2,"January 12, 2019 2:00","2019-01-12T02:00:00",71.1,61.6,55.9,66.9,{"v":27.5,"d":"27.50"},0.0743,0.45,13.59]
["January",12,"3AM to 4AM",3,"January 12, 2019 3:00","2019-01-12T03:00:00",{"v":72,"d":"72.0"},61.9,55.9,66.9,27.72,0.0742,0.45,13.61]
["January",12,"4AM to 5AM",4,"January 12, 2019 4:00","2019-01-12T04:00:00",{"v":72,"d":"72.0"},62.5,{"v":57,"d":"57.0"},69.7,28.15,0.0742,0.47,13.62]
["January",12,"5AM to 6AM",5,"January 12, 2019 5:00","2019-01-12T05:00:00",{"v":72,"d":"72.0"},63.6,{"v":59,"d":"59.0"},74.9,28.96,0.0741,{"v":0.5,"d":"0.50"},13.64]
["January",12,"6AM to 7AM",6,"January 12, 2019 6:00","2019-01-12T06:00:00",{"v":72,"d":"72.0"},63.6,{"v":59,"d":"59.0"},74.9,28.96,0.0741,{"v":0.5,"d":"0.50"},13.64]
["January",12,"7AM to 8AM",7,"January 12, 2019 7:00","2019-01-12T07:00:00",{"v":73,"d":"73.0"},64.6,60.1,77.9,29.69,{"v":0.074,"d":"0.0740"},0.52,13.67]
["January",12,"8AM to 9AM",8,"January 12, 2019 8:00","2019-01-12T08:00:00",73.9,64.9,60.1,77.9,29.91,0.0738,0.52,{"v":13.7,"d":"13.70"}]
["January",12,"9AM to 10AM",9,"January 12, 2019 9:00","2019-01-12T09:00:00",73.9,66.1,62.1,83.6,30.82,0.0738,0.56,13.71]
["January",12,"10AM to 11AM",10,"January 12, 2019 10:00","2019-01-12T10:00:00",75.9,65.5,60.1,77.9,{"v":30.4,"d":"30.40"},0.0736,0.52,13.75]
["January",12,"11AM to 12PM",11,"January 12, 2019 11:00","2019-01-12T11:00:00",{"v":77,"d":"77.0"},65.9,60.1,77.9,30.66,0.0734,0.52,13.77]
["January",12,"12PM to 1PM",12,"January 12, 2019 12:00","2019-01-12T12:00:00",75.9,66.1,{"v":61,"d":"61.0"},80.5,{"v":30.8,"d":"30.80"},0.0735,0.54,13.75]
["January",12,"1PM to 2PM",13,"January 12, 2019 13:00","2019-01-12T13:00:00",{"v":77,"d":"77.0"},65.9,60.1,77.9,30.66,0.0734,0.52,13.77]
["January",12,"2PM to 3PM",14,"January 12, 2019 14:00","2019-01-12T14:00:00",{"v":79,"d":"79.0"},65.9,{"v":59,"d":"59.0"},74.9,30.68,0.0732,{"v":0.5,"d":"0.50"},13.82]
["January",12,"3PM to 4PM",15,"January 12, 2019 15:00","2019-01-12T15:00:00",78.1,65.6,{"v":59,"d":"59.0"},74.9,30.46,0.0733,{"v":0.5,"d":"0.50"},13.79]
["January",12,"4PM to 5PM",16,"January 12, 2019 16:00","2019-01-12T16:00:00",{"v":77,"d":"77.0"},65.3,{"v":59,"d":"59.0"},74.9,{"v":30.2,"d":"30.20"},0.0734,{"v":0.5,"d":"0.50"},13.76]
["January",12,"5PM to 6PM",17,"January 12, 2019 17:00","2019-01-12T17:00:00",{"v":75,"d":"75.0"},65.8,{"v":61,"d":"61.0"},80.5,30.58,0.0737,0.54,13.73]
["January",12,"6PM to 7PM",18,"January 12, 2019 18:00","2019-01-12T18:00:00",71.1,65.7,{"v":63,"d":"63.0"},86.4,30.54,0.0742,0.58,13.65]
["January",12,"7PM to 8PM",19,"January 12, 2019 19:00","2019-01-12T19:00:00",71.1,65.1,62.1,83.6,30.11,0.0742,0.56,13.64]
["January",12,"8PM to 9PM",20,"January 12, 2019 20:00","2019-01-12T20:00:00",{"v":72,"d":"72.0"},64.8,{"v":61,"d":"61.0"},80.5,29.83,0.0741,0.54,13.65]
["January",12,"9PM to 10PM",21,"January 12, 2019 21:00","2019-01-12T21:00:00",{"v":72,"d":"72.0"},64.8,{"v":61,"d":"61.0"},80.5,29.83,0.0741,0.54,13.65]
["January",12,"10PM to 11PM",22,"January 12, 2019 22:00","2019-01-12T22:00:00",71.1,65.1,62.1,83.6,30.11,0.0742,0.56,13.64]
["January",12,"11PM to 12AM",23,"January 12, 2019 23:00","2019-01-12T23:00:00",71.1,65.1,62.1,83.6,30.11,0.0742,0.56,13.64]
["January",13,"12AM to 1AM",0,"January 13, 2019 0:00","2019-01-13",71.1,64.5,{"v":61,"d":"61.0"},80.5,29.61,0.0742,0.54,13.63]
["January",13,"1AM to 2AM",1,"January 13, 2019 1:00","2019-01-13T01:00:00",{"v":70,"d":"70.0"},64.1,{"v":61,"d":"61.0"},80.5,29.35,0.0744,0.54,{"v":13.6,"d":"13.60"}]
["January",13,"2AM to 3AM",2,"January 13, 2019 2:00","2019-01-13T02:00:00",71.1,65.1,62.1,83.6,30.11,0.0742,0.56,13.64]
["January",13,"3AM to 4AM",3,"January 13, 2019 3:00","2019-01-13T03:00:00",69.1,63.3,60.1,77.9,28.72,0.0745,0.52,13.57]
["January",13,"4AM to 5AM",4,"January 13, 2019 4:00","2019-01-13T04:00:00",{"v":70,"d":"70.0"},64.1,{"v":61,"d":"61.0"},80.5,29.35,0.0744,0.54,{"v":13.6,"d":"13.60"}]
["January",13,"5AM to 6AM",5,"January 13, 2019 5:00","2019-01-13T05:00:00",69.1,63.8,{"v":61,"d":"61.0"},80.5,29.13,0.0745,0.54,13.58]
["January",13,"6AM to 7AM",6,"January 13, 2019 6:00","2019-01-13T06:00:00",71.1,64.5,{"v":61,"d":"61.0"},80.5,29.61,0.0742,0.54,13.63]
["January",13,"7AM to 8AM",7,"January 13, 2019 7:00","2019-01-13T07:00:00",{"v":70,"d":"70.0"},64.8,62.1,83.6,29.85,0.0743,0.56,13.61]
["January",13,"8AM to 9AM",8,"January 13, 2019 8:00","2019-01-13T08:00:00",{"v":75,"d":"75.0"},66.4,62.1,83.6,31.08,0.0736,0.56,13.74]
["January",13,"9AM to 10AM",9,"January 13, 2019 9:00","2019-01-13T09:00:00",{"v":77,"d":"77.0"},66.4,{"v":61,"d":"61.0"},80.5,31.07,0.0734,0.54,13.78]
["January",13,"10AM to 11AM",10,"January 13, 2019 10:00","2019-01-13T10:00:00",80.1,66.3,{"v":59,"d":"59.0"},74.9,30.94,{"v":0.073,"d":"0.0730"},{"v":0.5,"d":"0.50"},13.84]
["January",13,"11AM to 12PM",11,"January 13, 2019 11:00","2019-01-13T11:00:00",{"v":82,"d":"82.0"},66.9,{"v":59,"d":"59.0"},74.9,31.43,0.0727,{"v":0.5,"d":"0.50"},13.89]
["January",13,"12PM to 1PM",12,"January 13, 2019 12:00","2019-01-13T12:00:00",82.9,{"v":70,"d":"70.0"},{"v":64,"d":"64.0"},89.8,33.99,0.0725,{"v":0.6,"d":"0.60"},13.96]
["January",13,"1PM to 2PM",13,"January 13, 2019 13:00","2019-01-13T13:00:00",80.1,68.5,{"v":63,"d":"63.0"},86.4,32.75,0.0729,0.58,13.88]
["January",13,"2PM to 3PM",14,"January 13, 2019 14:00","2019-01-13T14:00:00",80.1,68.5,{"v":63,"d":"63.0"},86.4,32.75,0.0729,0.58,13.88]
["January",13,"3PM to 4PM",15,"January 13, 2019 15:00","2019-01-13T15:00:00",{"v":77,"d":"77.0"},{"v":67,"d":"67.0"},62.1,83.6,31.57,0.0734,0.56,13.79]
["January",13,"4PM to 5PM",16,"January 13, 2019 16:00","2019-01-13T16:00:00",75.9,66.7,62.1,83.6,{"v":31.3,"d":"31.30"},0.0735,0.56,13.76]
["January",13,"5PM to 6PM",17,"January 13, 2019 17:00","2019-01-13T17:00:00",{"v":72,"d":"72.0"},65.4,62.1,83.6,30.33,0.0741,0.56,13.66]
["January",13,"6PM to 7PM",18,"January 13, 2019 18:00","2019-01-13T18:00:00",{"v":72,"d":"72.0"},65.4,62.1,83.6,30.33,0.0741,0.56,13.66]
["January",13,"7PM to 8PM",19,"January 13, 2019 19:00","2019-01-13T19:00:00",71.1,64.5,{"v":61,"d":"61.0"},80.5,29.61,0.0742,0.54,13.63]
["January",13,"8PM to 9PM",20,"January 13, 2019 20:00","2019-01-13T20:00:00",71.1,64.5,{"v":61,"d":"61.0"},80.5,29.61,0.0742,0.54,13.63]
["January",13,"9PM to 10PM",21,"January 13, 2019 21:00","2019-01-13T21:00:00",{"v":68,"d":"68.0"},64.7,{"v":63,"d":"63.0"},86.4,29.79,0.0746,0.58,13.57]
["January",13,"10PM to 11PM",22,"January 13, 2019 22:00","2019-01-13T22:00:00",66.9,63.7,62.1,83.6,29.09,0.0748,0.56,13.53]
["January",13,"11PM to 12AM",23,"January 13, 2019 23:00","2019-01-13T23:00:00",{"v":66,"d":"66.0"},62.2,60.1,77.9,27.97,0.0749,0.52,13.49]
["January",14,"12AM to 1AM",0,"January 14, 2019 0:00","2019-01-14",66.9,62.5,60.1,77.9,28.19,0.0748,0.52,13.52]
["January",14,"1AM to 2AM",1,"January 14, 2019 1:00","2019-01-14T01:00:00",64.9,60.5,57.9,{"v":72,"d":"72.0"},26.79,0.0751,0.48,13.45]
["January",14,"2AM to 3AM",2,"January 14, 2019 2:00","2019-01-14T02:00:00",64.9,62.4,{"v":61,"d":"61.0"},80.5,28.11,0.0751,0.54,13.47]
["January",14,"3AM to 4AM",3,"January 14, 2019 3:00","2019-01-14T03:00:00",64.9,62.4,{"v":61,"d":"61.0"},80.5,28.11,0.0751,0.54,13.47]
["January",14,"4AM to 5AM",4,"January 14, 2019 4:00","2019-01-14T04:00:00",{"v":66,"d":"66.0"},61.5,{"v":59,"d":"59.0"},74.9,27.51,{"v":0.075,"d":"0.0750"},{"v":0.5,"d":"0.50"},13.48]
["January",14,"5AM to 6AM",5,"January 14, 2019 5:00","2019-01-14T05:00:00",64.9,62.4,{"v":61,"d":"61.0"},80.5,28.11,0.0751,0.54,13.47]
["January",14,"6AM to 7AM",6,"January 14, 2019 6:00","2019-01-14T06:00:00",64.9,62.4,{"v":61,"d":"61.0"},80.5,28.11,0.0751,0.54,13.47]
["January",14,"7AM to 8AM",7,"January 14, 2019 7:00","2019-01-14T07:00:00",{"v":68,"d":"68.0"},61.6,57.9,{"v":72,"d":"72.0"},27.54,0.0747,0.48,13.53]
["January",14,"8AM to 9AM",8,"January 14, 2019 8:00","2019-01-14T08:00:00",69.1,63.3,60.1,77.9,28.72,0.0745,0.52,13.57]
["January",14,"9AM to 10AM",9,{"$f":"A329&\" \"&B329&\", \"&$D$5&\" \"&D329&\":00\"","v":"January 14, 2019 9:00"},{"$f":"DATEVALUE(E329)+TIMEVALUE(E329)","v":"2019-01-14T09:00:00"},{"v":73,"d":"73.0"},63.4,57.9,{"v":72,"d":"72.0"},28.77,{"v":0.074,"d":"0.0740"},0.48,13.65]
["January",14,"10AM to 11AM",{"$f":"IF(D329+1>23,0,D329+1)","v":10},"January 14, 2019 10:00","2019-01-14T10:00:00",{"v":72,"d":"72.0"},64.8,{"v":61,"d":"61.0"},80.5,29.83,0.0741,0.54,13.65]
["January",14,"11AM to 12PM",11,"January 14, 2019 11:00","2019-01-14T11:00:00",{"v":72,"d":"72.0"},64.2,60.1,77.9,29.43,0.0741,0.52,13.64]
["January",14,"12PM to 1PM",12,"January 14, 2019 12:00","2019-01-14T12:00:00",{"v":70,"d":"70.0"},65.3,{"v":63,"d":"63.0"},86.4,30.27,0.0743,0.58,13.62]
["January",14,"1PM to 2PM",13,"January 14, 2019 13:00","2019-01-14T13:00:00",{"v":73,"d":"73.0"},65.1,{"v":61,"d":"61.0"},80.5,{"v":30.1,"d":"30.10"},0.0739,0.54,13.68]
["January",14,"2PM to 3PM",14,"January 14, 2019 14:00","2019-01-14T14:00:00",{"v":72,"d":"72.0"},64.2,60.1,77.9,29.43,0.0741,0.52,13.64]
["January",14,"3PM to 4PM",15,"January 14, 2019 15:00","2019-01-14T15:00:00",{"v":73,"d":"73.0"},{"v":64,"d":"64.0"},{"v":59,"d":"59.0"},74.9,29.23,{"v":0.074,"d":"0.0740"},{"v":0.5,"d":"0.50"},13.66]
["January",14,"4PM to 5PM",16,"January 14, 2019 16:00","2019-01-14T16:00:00",71.1,63.9,60.1,77.9,29.21,0.0742,0.52,13.62]
["January",14,"5PM to 6PM",17,"January 14, 2019 17:00","2019-01-14T17:00:00",{"v":70,"d":"70.0"},63.6,60.1,77.9,28.94,0.0744,0.52,13.59]
["January",14,"6PM to 7PM",18,"January 14, 2019 18:00","2019-01-14T18:00:00",69.1,63.3,60.1,77.9,28.72,0.0745,0.52,13.57]
["January",14,"7PM to 8PM",19,"January 14, 2019 19:00","2019-01-14T19:00:00",{"v":70,"d":"70.0"},62.9,{"v":59,"d":"59.0"},74.9,28.48,0.0744,{"v":0.5,"d":"0.50"},13.58]
["January",14,"8PM to 9PM",20,"January 14, 2019 20:00","2019-01-14T20:00:00",69.1,63.3,60.1,77.9,28.72,0.0745,0.52,13.57]
["January",14,"9PM to 10PM",21,"January 14, 2019 21:00","2019-01-14T21:00:00",66.9,62.5,60.1,77.9,28.19,0.0748,0.52,13.52]
["January",14,"10PM to 11PM",22,"January 14, 2019 22:00","2019-01-14T22:00:00",{"v":66,"d":"66.0"},62.2,60.1,77.9,27.97,0.0749,0.52,13.49]
["January",14,"11PM to 12AM",23,"January 14, 2019 23:00","2019-01-14T23:00:00",66.9,61.9,{"v":59,"d":"59.0"},74.9,27.73,0.0748,{"v":0.5,"d":"0.50"},13.51]
["January",15,"12AM to 1AM",0,"January 15, 2019 0:00","2019-01-15",{"v":66,"d":"66.0"},62.2,60.1,77.9,27.97,0.0749,0.52,13.49]
["January",15,"1AM to 2AM",1,"January 15, 2019 1:00","2019-01-15T01:00:00",{"v":66,"d":"66.0"},61.5,{"v":59,"d":"59.0"},74.9,27.51,{"v":0.075,"d":"0.0750"},{"v":0.5,"d":"0.50"},13.48]
["January",15,"2AM to 3AM",2,"January 15, 2019 2:00","2019-01-15T02:00:00",64.9,61.8,60.1,77.9,27.71,0.0751,0.52,13.46]
["January",15,"3AM to 4AM",3,"January 15, 2019 3:00","2019-01-15T03:00:00",{"v":66,"d":"66.0"},61.5,{"v":59,"d":"59.0"},74.9,27.51,{"v":0.075,"d":"0.0750"},{"v":0.5,"d":"0.50"},13.48]
["January",15,"4AM to 5AM",4,"January 15, 2019 4:00","2019-01-15T04:00:00",64.9,61.8,60.1,77.9,27.71,0.0751,0.52,13.46]
["January",15,"5AM to 6AM",5,"January 15, 2019 5:00","2019-01-15T05:00:00",64.9,61.2,{"v":59,"d":"59.0"},74.9,27.24,0.0751,{"v":0.5,"d":"0.50"},13.46]
["January",15,"6AM to 7AM",6,"January 15, 2019 6:00","2019-01-15T06:00:00",{"v":66,"d":"66.0"},61.5,{"v":59,"d":"59.0"},74.9,27.51,{"v":0.075,"d":"0.0750"},{"v":0.5,"d":"0.50"},13.48]
["January",15,"7AM to 8AM",7,"January 15, 2019 7:00","2019-01-15T07:00:00",66.9,61.9,{"v":59,"d":"59.0"},74.9,27.73,0.0748,{"v":0.5,"d":"0.50"},13.51]
["January",15,"8AM to 9AM",8,"January 15, 2019 8:00","2019-01-15T08:00:00",{"v":72,"d":"72.0"},63.6,{"v":59,"d":"59.0"},74.9,28.96,0.0741,{"v":0.5,"d":"0.50"},13.64]
["January",15,"9AM to 10AM",9,"January 15, 2019 9:00","2019-01-15T09:00:00",{"v":75,"d":"75.0"},64.6,{"v":59,"d":"59.0"},74.9,29.71,0.0737,{"v":0.5,"d":"0.50"},13.71]
["January",15,"10AM to 11AM",10,"January 15, 2019 10:00","2019-01-15T10:00:00",{"v":77,"d":"77.0"},64.7,57.9,{"v":72,"d":"72.0"},29.74,0.0734,0.48,13.76]
["January",15,"11AM to 12PM",11,"January 15, 2019 11:00","2019-01-15T11:00:00",{"v":79,"d":"79.0"},65.9,{"v":59,"d":"59.0"},74.9,30.68,0.0732,{"v":0.5,"d":"0.50"},13.82]
["January",15,"12PM to 1PM",12,"January 15, 2019 12:00","2019-01-15T12:00:00",78.1,65.6,{"v":59,"d":"59.0"},74.9,30.46,0.0733,{"v":0.5,"d":"0.50"},13.79]
["January",15,"1PM to 2PM",13,"January 15, 2019 13:00","2019-01-15T13:00:00",75.9,64.3,57.9,{"v":72,"d":"72.0"},29.48,0.0736,0.48,13.73]
["January",15,"2PM to 3PM",14,"January 15, 2019 14:00","2019-01-15T14:00:00",{"v":75,"d":"75.0"},63.5,{"v":57,"d":"57.0"},69.7,28.89,0.0737,0.47,{"v":13.7,"d":"13.70"}]
["January",15,"3PM to 4PM",15,"January 15, 2019 15:00","2019-01-15T15:00:00",75.9,63.8,{"v":57,"d":"57.0"},69.7,29.11,0.0736,0.47,13.72]
["January",15,"4PM to 5PM",16,"January 15, 2019 16:00","2019-01-15T16:00:00",{"v":73,"d":"73.0"},63.4,57.9,{"v":72,"d":"72.0"},28.77,{"v":0.074,"d":"0.0740"},0.48,13.65]
["January",15,"5PM to 6PM",17,"January 15, 2019 17:00","2019-01-15T17:00:00",{"v":70,"d":"70.0"},61.2,55.9,66.9,27.24,0.0744,0.45,13.56]
["January",15,"6PM to 7PM",18,"January 15, 2019 18:00","2019-01-15T18:00:00",{"v":68,"d":"68.0"},61.1,{"v":57,"d":"57.0"},69.7,27.18,0.0747,0.47,13.52]
["January",15,"7PM to 8PM",19,"January 15, 2019 19:00","2019-01-15T19:00:00",66.9,60.7,{"v":57,"d":"57.0"},69.7,26.91,0.0749,0.47,13.49]
["January",15,"8PM to 9PM",20,"January 15, 2019 20:00","2019-01-15T20:00:00",{"v":66,"d":"66.0"},60.4,{"v":57,"d":"57.0"},69.7,26.69,{"v":0.075,"d":"0.0750"},0.47,13.47]
["January",15,"9PM to 10PM",21,"January 15, 2019 21:00","2019-01-15T21:00:00",{"v":64,"d":"64.0"},59.7,{"v":57,"d":"57.0"},69.7,26.21,0.0753,0.47,13.42]
["January",15,"10PM to 11PM",22,"January 15, 2019 22:00","2019-01-15T22:00:00",64.9,60.5,57.9,{"v":72,"d":"72.0"},26.79,0.0751,0.48,13.45]
["January",15,"11PM to 12AM",23,"January 15, 2019 23:00","2019-01-15T23:00:00",{"v":64,"d":"64.0"},60.2,57.9,{"v":72,"d":"72.0"},26.57,0.0753,0.48,13.42]
["January",16,"12AM to 1AM",0,"January 16, 2019 0:00","2019-01-16",{"v":64,"d":"64.0"},59.7,{"v":57,"d":"57.0"},69.7,26.21,0.0753,0.47,13.42]
["January",16,"1AM to 2AM",1,"January 16, 2019 1:00","2019-01-16T01:00:00",{"v":64,"d":"64.0"},60.2,57.9,{"v":72,"d":"72.0"},26.57,0.0753,0.48,13.42]
["January",16,"2AM to 3AM",2,"January 16, 2019 2:00","2019-01-16T02:00:00",{"v":64,"d":"64.0"},60.2,57.9,{"v":72,"d":"72.0"},26.57,0.0753,0.48,13.42]
["January",16,"3AM to 4AM",3,"January 16, 2019 3:00","2019-01-16T03:00:00",{"v":64,"d":"64.0"},60.8,{"v":59,"d":"59.0"},74.9,27.02,0.0752,{"v":0.5,"d":"0.50"},13.43]
["January",16,"4AM to 5AM",4,"January 16, 2019 4:00","2019-01-16T04:00:00",{"v":63,"d":"63.0"},60.5,{"v":59,"d":"59.0"},74.9,26.76,0.0754,{"v":0.5,"d":"0.50"},{"v":13.4,"d":"13.40"}]
["January",16,"5AM to 6AM",5,"January 16, 2019 5:00","2019-01-16T05:00:00",64.9,61.8,60.1,77.9,27.71,0.0751,0.52,13.46]
["January",16,"6AM to 7AM",6,"January 16, 2019 6:00","2019-01-16T06:00:00",66.9,63.7,62.1,83.6,29.09,0.0748,0.56,13.53]
["January",16,"7AM to 8AM",7,"January 16, 2019 7:00","2019-01-16T07:00:00",69.1,64.5,62.1,83.6,29.62,0.0745,0.56,13.59]
["January",16,"8AM to 9AM",8,"January 16, 2019 8:00","2019-01-16T08:00:00",71.1,65.7,{"v":63,"d":"63.0"},86.4,30.54,0.0742,0.58,13.65]
["January",16,"9AM to 10AM",9,"January 16, 2019 9:00","2019-01-16T09:00:00",73.9,66.6,{"v":63,"d":"63.0"},86.4,31.25,0.0738,0.58,13.72]
["January",16,"10AM to 11AM",10,"January 16, 2019 10:00","2019-01-16T10:00:00",75.9,67.9,{"v":64,"d":"64.0"},89.8,32.27,0.0735,{"v":0.6,"d":"0.60"},13.78]
["January",16,"11AM to 12PM",11,"January 16, 2019 11:00","2019-01-16T11:00:00",{"v":77,"d":"77.0"},68.2,{"v":64,"d":"64.0"},89.8,32.53,0.0733,{"v":0.6,"d":"0.60"},13.81]
["January",16,"12PM to 1PM",12,"January 16, 2019 12:00","2019-01-16T12:00:00",73.9,67.8,64.9,92.7,32.24,0.0737,0.62,13.74]
["January",16,"1PM to 2PM",13,"January 16, 2019 13:00","2019-01-16T13:00:00",{"v":72,"d":"72.0"},68.5,66.9,99.5,{"v":32.8,"d":"32.80"},{"v":0.074,"d":"0.0740"},0.67,13.71]
["January",16,"2PM to 3PM",14,"January 16, 2019 14:00","2019-01-16T14:00:00",73.9,69.1,66.9,99.5,33.29,0.0737,0.67,13.76]
["January",16,"3PM to 4PM",15,"January 16, 2019 15:00","2019-01-16T15:00:00",75.9,67.2,{"v":63,"d":"63.0"},86.4,31.73,0.0735,0.58,13.77]
["January",16,"4PM to 5PM",16,"January 16, 2019 16:00","2019-01-16T16:00:00",71.1,68.2,66.9,99.5,32.58,0.0741,0.67,13.69]
["January",16,"5PM to 6PM",17,"January 16, 2019 17:00","2019-01-16T17:00:00",71.1,66.9,64.9,92.7,31.53,0.0741,0.62,13.67]
["January",16,"6PM to 7PM",18,"January 16, 2019 18:00","2019-01-16T18:00:00",{"v":70,"d":"70.0"},{"v":66,"d":"66.0"},{"v":64,"d":"64.0"},89.8,30.81,0.0743,{"v":0.6,"d":"0.60"},13.63]
["January",16,"7PM to 8PM",19,"January 16, 2019 19:00","2019-01-16T19:00:00",69.1,66.3,64.9,92.7,31.04,0.0744,0.62,13.62]
["January",16,"8PM to 9PM",20,"January 16, 2019 20:00","2019-01-16T20:00:00",{"v":70,"d":"70.0"},65.3,{"v":63,"d":"63.0"},86.4,30.27,0.0743,0.58,13.62]
["January",16,"9PM to 10PM",21,"January 16, 2019 21:00","2019-01-16T21:00:00",69.1,{"v":65,"d":"65.0"},{"v":63,"d":"63.0"},86.4,30.05,0.0745,0.58,{"v":13.6,"d":"13.60"}]
["January",16,"10PM to 11PM",22,"January 16, 2019 22:00","2019-01-16T22:00:00",{"v":68,"d":"68.0"},64.7,{"v":63,"d":"63.0"},86.4,29.79,0.0746,0.58,13.57]
["January",16,"11PM to 12AM",23,"January 16, 2019 23:00","2019-01-16T23:00:00",69.1,{"v":65,"d":"65.0"},{"v":63,"d":"63.0"},86.4,30.05,0.0745,0.58,{"v":13.6,"d":"13.60"}]
["January",17,"12AM to 1AM",0,"January 17, 2019 0:00","2019-01-17",{"v":68,"d":"68.0"},64.7,{"v":63,"d":"63.0"},86.4,29.79,0.0746,0.58,13.57]
["January",17,"1AM to 2AM",1,{"$f":"A393&\" \"&B393&\", \"&$D$5&\" \"&D393&\":00\"","v":"January 17, 2019 1:00"},{"$f":"DATEVALUE(E393)+TIMEVALUE(E393)","v":"2019-01-17T01:00:00"},66.9,63.7,62.1,83.6,29.09,0.0748,0.56,13.53]
["January",17,"2AM to 3AM",{"$f":"IF(D393+1>23,0,D393+1)","v":2},"January 17, 2019 2:00","2019-01-17T02:00:00",66.9,63.7,62.1,83.6,29.09,0.0748,0.56,13.53]
["January",17,"3AM to 4AM",3,"January 17, 2019 3:00","2019-01-17T03:00:00",{"v":66,"d":"66.0"},63.4,62.1,83.6,28.87,0.0749,0.56,13.51]
["January",17,"4AM to 5AM",4,"January 17, 2019 4:00","2019-01-17T04:00:00",{"v":63,"d":"63.0"},61.7,{"v":61,"d":"61.0"},80.5,27.63,0.0754,0.54,13.42]
["January",17,"5AM to 6AM",5,"January 17, 2019 5:00","2019-01-17T05:00:00",{"v":64,"d":"64.0"},62.7,62.1,83.6,28.39,0.0752,0.56,13.46]
["January",17,"6AM to 7AM",6,"January 17, 2019 6:00","2019-01-17T06:00:00",{"v":64,"d":"64.0"},63.3,{"v":63,"d":"63.0"},86.4,28.82,0.0752,0.58,13.47]
["January",17,"7AM to 8AM",7,"January 17, 2019 7:00","2019-01-17T07:00:00",{"v":68,"d":"68.0"},65.9,64.9,92.7,30.78,0.0746,0.62,13.59]
["January",17,"8AM to 9AM",8,"January 17, 2019 8:00","2019-01-17T08:00:00",73.9,67.8,64.9,92.7,32.24,0.0737,0.62,13.74]
["January",17,"9AM to 10AM",9,"January 17, 2019 9:00","2019-01-17T09:00:00",75.9,68.4,64.9,92.7,32.72,0.0735,0.62,13.79]
["January",17,"10AM to 11AM",10,"January 17, 2019 10:00","2019-01-17T10:00:00",{"v":79,"d":"79.0"},69.4,64.9,92.7,33.48,{"v":0.073,"d":"0.0730"},0.62,13.87]
["January",17,"11AM to 12PM",11,"January 17, 2019 11:00","2019-01-17T11:00:00",{"v":77,"d":"77.0"},69.4,{"v":66,"d":"66.0"},96.4,33.56,0.0733,0.64,13.83]
["January",17,"12PM to 1PM",12,"January 17, 2019 12:00","2019-01-17T12:00:00",75.9,69.1,{"v":66,"d":"66.0"},96.4,33.29,0.0734,0.64,{"v":13.8,"d":"13.80"}]
["January",17,"1PM to 2PM",13,"January 17, 2019 13:00","2019-01-17T13:00:00",{"v":77,"d":"77.0"},69.4,{"v":66,"d":"66.0"},96.4,33.56,0.0733,0.64,13.83]
["January",17,"2PM to 3PM",14,"January 17, 2019 14:00","2019-01-17T14:00:00",75.9,68.4,64.9,92.7,32.72,0.0735,0.62,13.79]
["January",17,"3PM to 4PM",15,"January 17, 2019 15:00","2019-01-17T15:00:00",{"v":77,"d":"77.0"},68.2,{"v":64,"d":"64.0"},89.8,32.53,0.0733,{"v":0.6,"d":"0.60"},13.81]
["January",17,"4PM to 5PM",16,"January 17, 2019 16:00","2019-01-17T16:00:00",75.9,67.9,{"v":64,"d":"64.0"},89.8,32.27,0.0735,{"v":0.6,"d":"0.60"},13.78]
["January",17,"5PM to 6PM",17,"January 17, 2019 17:00","2019-01-17T17:00:00",{"v":72,"d":"72.0"},67.2,64.9,92.7,31.75,{"v":0.074,"d":"0.0740"},0.62,13.69]
["January",17,"6PM to 7PM",18,"January 17, 2019 18:00","2019-01-17T18:00:00",{"v":72,"d":"72.0"},66.6,{"v":64,"d":"64.0"},89.8,31.29,{"v":0.074,"d":"0.0740"},{"v":0.6,"d":"0.60"},13.68]
["January",17,"7PM to 8PM",19,"January 17, 2019 19:00","2019-01-17T19:00:00",71.1,66.9,64.9,92.7,31.53,0.0741,0.62,13.67]
["January",17,"8PM to 9PM",20,"January 17, 2019 20:00","2019-01-17T20:00:00",71.1,65.1,62.1,83.6,30.11,0.0742,0.56,13.64]
["January",17,"9PM to 10PM",21,"January 17, 2019 21:00","2019-01-17T21:00:00",69.1,64.5,62.1,83.6,29.62,0.0745,0.56,13.59]
["January",17,"10PM to 11PM",22,"January 17, 2019 22:00","2019-01-17T22:00:00",66.9,64.3,{"v":63,"d":"63.0"},86.4,29.52,0.0748,0.58,13.54]
["January",17,"11PM to 12AM",23,"January 17, 2019 23:00","2019-01-17T23:00:00",66.9,64.3,{"v":63,"d":"63.0"},86.4,29.52,0.0748,0.58,13.54]
["January",18,"12AM to 1AM",0,"January 18, 2019 0:00","2019-01-18",66.9,64.3,{"v":63,"d":"63.0"},86.4,29.52,0.0748,0.58,13.54]
["January",18,"1AM to 2AM",1,"January 18, 2019 1:00","2019-01-18T01:00:00",66.9,63.7,62.1,83.6,29.09,0.0748,0.56,13.53]
["January",18,"2AM to 3AM",2,"January 18, 2019 2:00","2019-01-18T02:00:00",64.9,61.8,60.1,77.9,27.71,0.0751,0.52,13.46]
["January",18,"3AM to 4AM",3,"January 18, 2019 3:00","2019-01-18T03:00:00",64.9,63.1,62.1,83.6,28.61,0.0751,0.56,13.48]
["January",18,"4AM to 5AM",4,"January 18, 2019 4:00","2019-01-18T04:00:00",66.9,63.1,{"v":61,"d":"61.0"},80.5,{"v":28.6,"d":"28.60"},0.0748,0.54,13.52]
["January",18,"5AM to 6AM",5,"January 18, 2019 5:00","2019-01-18T05:00:00",{"v":68,"d":"68.0"},62.9,60.1,77.9,28.46,0.0747,0.52,13.54]
["January",18,"6AM to 7AM",6,"January 18, 2019 6:00","2019-01-18T06:00:00",{"v":68,"d":"68.0"},62.2,{"v":59,"d":"59.0"},74.9,27.99,0.0747,{"v":0.5,"d":"0.50"},13.53]
["January",18,"7AM to 8AM",7,"January 18, 2019 7:00","2019-01-18T07:00:00",{"v":70,"d":"70.0"},62.3,57.9,{"v":72,"d":"72.0"},28.03,0.0744,0.48,13.58]
["January",18,"8AM to 9AM",8,"January 18, 2019 8:00","2019-01-18T08:00:00",73.9,63.2,{"v":57,"d":"57.0"},69.7,28.63,0.0739,0.47,13.67]
["January",18,"9AM to 10AM",9,"January 18, 2019 9:00","2019-01-18T09:00:00",78.1,64.6,{"v":57,"d":"57.0"},69.7,29.64,0.0733,0.47,13.78]
["January",18,"10AM to 11AM",10,"January 18, 2019 10:00","2019-01-18T10:00:00",78.1,65.6,{"v":59,"d":"59.0"},74.9,30.46,0.0733,{"v":0.5,"d":"0.50"},13.79]
["January",18,"11AM to 12PM",11,"January 18, 2019 11:00","2019-01-18T11:00:00",80.1,65.2,{"v":57,"d":"57.0"},69.7,30.13,{"v":0.073,"d":"0.0730"},0.47,13.83]
["January",18,"12PM to 1PM",12,"January 18, 2019 12:00","2019-01-18T12:00:00",{"v":81,"d":"81.0"},65.5,{"v":57,"d":"57.0"},69.7,30.35,0.0729,0.47,13.85]
["January",18,"1PM to 2PM",13,"January 18, 2019 13:00","2019-01-18T13:00:00",{"v":81,"d":"81.0"},{"v":66,"d":"66.0"},57.9,{"v":72,"d":"72.0"},30.71,0.0729,0.48,13.86]
["January",18,"2PM to 3PM",14,"January 18, 2019 14:00","2019-01-18T14:00:00",75.9,66.7,62.1,83.6,{"v":31.3,"d":"31.30"},0.0735,0.56,13.76]
["January",18,"3PM to 4PM",15,"January 18, 2019 15:00","2019-01-18T15:00:00",{"v":75,"d":"75.0"},66.4,62.1,83.6,31.08,0.0736,0.56,13.74]
["January",18,"4PM to 5PM",16,"January 18, 2019 16:00","2019-01-18T16:00:00",{"v":73,"d":"73.0"},65.1,{"v":61,"d":"61.0"},80.5,{"v":30.1,"d":"30.10"},0.0739,0.54,13.68]
["January",18,"5PM to 6PM",17,"January 18, 2019 17:00","2019-01-18T17:00:00",{"v":72,"d":"72.0"},64.2,60.1,77.9,29.43,0.0741,0.52,13.64]
["January",18,"6PM to 7PM",18,"January 18, 2019 18:00","2019-01-18T18:00:00",71.1,62.7,57.9,{"v":72,"d":"72.0"},28.29,0.0743,0.48,{"v":13.6,"d":"13.60"}]
["January",18,"7PM to 8PM",19,"January 18, 2019 19:00","2019-01-18T19:00:00",{"v":70,"d":"70.0"},61.8,{"v":57,"d":"57.0"},69.7,27.66,0.0744,0.47,13.57]
["January",18,"8PM to 9PM",20,"January 18, 2019 20:00","2019-01-18T20:00:00",69.1,59.4,53.1,60.2,25.96,0.0746,0.41,13.52]
["January",18,"9PM to 10PM",21,"January 18, 2019 21:00","2019-01-18T21:00:00",69.1,58.4,51.1,55.9,25.29,0.0746,0.38,{"v":13.5,"d":"13.50"}]
["January",18,"10PM to 11PM",22,"January 18, 2019 22:00","2019-01-18T22:00:00",69.1,58.4,51.1,55.9,25.29,0.0746,0.38,{"v":13.5,"d":"13.50"}]
["January",18,"11PM to 12AM",23,"January 18, 2019 23:00","2019-01-18T23:00:00",69.1,57.8,{"v":50,"d":"50.0"},53.7,24.95,0.0747,0.36,{"v":13.5,"d":"13.50"}]
["January",19,"12AM to 1AM",0,"January 19, 2019 0:00","2019-01-19",{"v":68,"d":"68.0"},57.9,51.1,55.9,25.03,0.0748,0.38,13.48]
["January",19,"1AM to 2AM",1,"January 19, 2019 1:00","2019-01-19T01:00:00",{"v":68,"d":"68.0"},57.4,{"v":50,"d":"50.0"},53.7,24.68,0.0748,0.36,13.47]
["January",19,"2AM to 3AM",2,"January 19, 2019 2:00","2019-01-19T02:00:00",{"v":68,"d":"68.0"},57.9,51.1,55.9,25.03,0.0748,0.38,13.48]
["January",19,"3AM to 4AM",3,"January 19, 2019 3:00","2019-01-19T03:00:00",{"v":68,"d":"68.0"},57.9,51.1,55.9,25.03,0.0748,0.38,13.48]
["January",19,"4AM to 5AM",4,"January 19, 2019 4:00","2019-01-19T04:00:00",{"v":68,"d":"68.0"},57.4,{"v":50,"d":"50.0"},53.7,24.68,0.0748,0.36,13.47]
["January",19,"5AM to 6AM",5,"January 19, 2019 5:00","2019-01-19T05:00:00",66.9,{"v":57,"d":"57.0"},{"v":50,"d":"50.0"},53.7,24.42,{"v":0.075,"d":"0.0750"},0.36,13.44]
["January",19,"6AM to 7AM",6,"January 19, 2019 6:00","2019-01-19T06:00:00",66.9,{"v":57,"d":"57.0"},{"v":50,"d":"50.0"},53.7,24.42,{"v":0.075,"d":"0.0750"},0.36,13.44]
["January",19,"7AM to 8AM",7,"January 19, 2019 7:00","2019-01-19T07:00:00",{"v":68,"d":"68.0"},57.4,{"v":50,"d":"50.0"},53.7,24.68,0.0748,0.36,13.47]
["January",19,"8AM to 9AM",8,"January 19, 2019 8:00","2019-01-19T08:00:00",{"v":70,"d":"70.0"},57.7,48.9,51.5,24.83,0.0745,0.35,13.51]
["January",19,"9AM to 10AM",9,"January 19, 2019 9:00","2019-01-19T09:00:00",{"v":73,"d":"73.0"},58.8,48.9,51.5,25.58,0.0741,0.35,13.59]
["January",19,"10AM to 11AM",10,"January 19, 2019 10:00","2019-01-19T10:00:00",73.9,59.6,{"v":50,"d":"50.0"},53.7,26.13,{"v":0.074,"d":"0.0740"},0.36,13.62]
["January",19,"11AM to 12PM",11,"January 19, 2019 11:00","2019-01-19T11:00:00",{"v":73,"d":"73.0"},59.8,51.1,55.9,26.26,0.0741,0.38,{"v":13.6,"d":"13.60"}]
["January",19,"12PM to 1PM",12,"January 19, 2019 12:00","2019-01-19T12:00:00",{"v":75,"d":"75.0"},{"v":61,"d":"61.0"},{"v":52,"d":"52.0"},57.8,27.04,0.0738,0.39,13.66]
["January",19,"1PM to 2PM",13,"January 19, 2019 13:00","2019-01-19T13:00:00",75.9,59.9,48.9,51.5,26.28,0.0737,0.35,13.66]
["January",19,"2PM to 3PM",14,"January 19, 2019 14:00","2019-01-19T14:00:00",75.9,61.8,53.1,60.2,27.63,0.0737,0.41,13.69]
["January",19,"3PM to 4PM",15,"January 19, 2019 15:00","2019-01-19T15:00:00",{"v":75,"d":"75.0"},61.5,53.1,60.2,27.41,0.0738,0.41,13.67]
["January",19,"4PM to 5PM",16,"January 19, 2019 16:00","2019-01-19T16:00:00",{"v":72,"d":"72.0"},60.4,53.1,60.2,26.67,0.0742,0.41,13.59]
["January",19,"5PM to 6PM",17,{"$f":"A457&\" \"&B457&\", \"&$D$5&\" \"&D457&\":00\"","v":"January 19, 2019 17:00"},{"$f":"DATEVALUE(E457)+TIMEVALUE(E457)","v":"2019-01-19T17:00:00"},71.1,60.1,53.1,60.2,26.45,0.0743,0.41,13.57]
["January",19,"6PM to 7PM",{"$f":"IF(D457+1>23,0,D457+1)","v":18},"January 19, 2019 18:00","2019-01-19T18:00:00",69.1,59.8,{"v":54,"d":"54.0"},62.2,26.28,0.0746,0.42,13.52]
["January",19,"7PM to 8PM",19,"January 19, 2019 19:00","2019-01-19T19:00:00",69.1,58.4,51.1,55.9,25.29,0.0746,0.38,{"v":13.5,"d":"13.50"}]
["January",19,"8PM to 9PM",20,"January 19, 2019 20:00","2019-01-19T20:00:00",69.1,58.8,{"v":52,"d":"52.0"},57.8,25.59,0.0746,0.39,13.51]
["January",19,"9PM to 10PM",21,"January 19, 2019 21:00","2019-01-19T21:00:00",69.1,60.4,{"v":55,"d":"55.0"},64.8,26.68,0.0746,0.44,13.53]
["January",19,"10PM to 11PM",22,"January 19, 2019 22:00","2019-01-19T22:00:00",69.1,57.3,48.9,51.5,24.61,0.0747,0.35,13.49]
["January",19,"11PM to 12AM",23,"January 19, 2019 23:00","2019-01-19T23:00:00",69.1,58.8,{"v":52,"d":"52.0"},57.8,25.59,0.0746,0.39,13.51]
["January",20,"12AM to 1AM",0,"January 20, 2019 0:00","2019-01-20",{"v":68,"d":"68.0"},57.9,51.1,55.9,25.03,0.0748,0.38,13.48]
["January",20,"1AM to 2AM",1,"January 20, 2019 1:00","2019-01-20T01:00:00",{"v":68,"d":"68.0"},57.4,{"v":50,"d":"50.0"},53.7,24.68,0.0748,0.36,13.47]
["January",20,"2AM to 3AM",2,"January 20, 2019 2:00","2019-01-20T02:00:00",69.1,58.8,{"v":52,"d":"52.0"},57.8,25.59,0.0746,0.39,13.51]
["January",20,"3AM to 4AM",3,"January 20, 2019 3:00","2019-01-20T03:00:00",66.9,{"v":56,"d":"56.0"},{"v":48,"d":"48.0"},49.8,23.82,{"v":0.075,"d":"0.0750"},0.34,13.43]
["January",20,"4AM to 5AM",4,"January 20, 2019 4:00","2019-01-20T04:00:00",{"v":68,"d":"68.0"},57.4,{"v":50,"d":"50.0"},53.7,24.68,0.0748,0.36,13.47]
["January",20,"5AM to 6AM",5,"January 20, 2019 5:00","2019-01-20T05:00:00",{"v":68,"d":"68.0"},57.9,51.1,55.9,25.03,0.0748,0.38,13.48]
["January",20,"6AM to 7AM",6,"January 20, 2019 6:00","2019-01-20T06:00:00",66.9,56.5,48.9,51.5,24.09,{"v":0.075,"d":"0.0750"},0.35,13.44]
["January",20,"7AM to 8AM",7,"January 20, 2019 7:00","2019-01-20T07:00:00",69.1,57.8,{"v":50,"d":"50.0"},53.7,24.95,0.0747,0.36,{"v":13.5,"d":"13.50"}]
["January",20,"8AM to 9AM",8,"January 20, 2019 8:00","2019-01-20T08:00:00",71.1,58.1,48.9,51.5,25.09,0.0744,0.35,13.54]
["January",20,"9AM to 10AM",9,"January 20, 2019 9:00","2019-01-20T09:00:00",73.9,59.6,{"v":50,"d":"50.0"},53.7,26.13,{"v":0.074,"d":"0.0740"},0.36,13.62]
["January",20,"10AM to 11AM",10,"January 20, 2019 10:00","2019-01-20T10:00:00",73.9,60.2,51.1,55.9,26.48,{"v":0.074,"d":"0.0740"},0.38,13.63]
["January",20,"11AM to 12PM",11,"January 20, 2019 11:00","2019-01-20T11:00:00",{"v":77,"d":"77.0"},60.8,{"v":50,"d":"50.0"},53.7,26.87,0.0736,0.36,{"v":13.7,"d":"13.70"}]
["January",20,"12PM to 1PM",12,"January 20, 2019 12:00","2019-01-20T12:00:00",78.1,60.7,48.9,51.5,{"v":26.8,"d":"26.80"},0.0734,0.35,13.72]
["January",20,"1PM to 2PM",13,"January 20, 2019 13:00","2019-01-20T13:00:00",{"v":77,"d":"77.0"},61.7,{"v":52,"d":"52.0"},57.8,27.52,0.0735,0.39,13.71]
["January",20,"2PM to 3PM",14,"January 20, 2019 14:00","2019-01-20T14:00:00",75.9,61.3,{"v":52,"d":"52.0"},57.8,27.26,0.0737,0.39,13.68]
["January",20,"3PM to 4PM",15,"January 20, 2019 15:00","2019-01-20T15:00:00",75.9,60.9,51.1,55.9,26.96,0.0737,0.38,13.68]
["January",20,"4PM to 5PM",16,"January 20, 2019 16:00","2019-01-20T16:00:00",{"v":73,"d":"73.0"},61.2,{"v":54,"d":"54.0"},62.2,27.25,0.0741,0.42,13.62]
["January",20,"5PM to 6PM",17,"January 20, 2019 17:00","2019-01-20T17:00:00",71.1,61.6,55.9,66.9,{"v":27.5,"d":"27.50"},0.0743,0.45,13.59]
["January",20,"6PM to 7PM",18,"January 20, 2019 18:00","2019-01-20T18:00:00",{"v":70,"d":"70.0"},60.1,{"v":54,"d":"54.0"},62.2,{"v":26.5,"d":"26.50"},0.0745,0.42,13.55]
["January",20,"7PM to 8PM",19,"January 20, 2019 19:00","2019-01-20T19:00:00",{"v":70,"d":"70.0"},59.1,{"v":52,"d":"52.0"},57.8,25.81,0.0745,0.39,13.53]
["January",20,"8PM to 9PM",20,"January 20, 2019 20:00","2019-01-20T20:00:00",{"v":70,"d":"70.0"},59.7,53.1,60.2,26.18,0.0745,0.41,13.54]
["January",20,"9PM to 10PM",21,"January 20, 2019 21:00","2019-01-20T21:00:00",{"v":70,"d":"70.0"},60.7,{"v":55,"d":"55.0"},64.8,{"v":26.9,"d":"26.90"},0.0745,0.44,13.55]
["January",20,"10PM to 11PM",22,"January 20, 2019 22:00","2019-01-20T22:00:00",{"v":70,"d":"70.0"},59.7,53.1,60.2,26.18,0.0745,0.41,13.54]
["January",20,"11PM to 12AM",23,"January 20, 2019 23:00","2019-01-20T23:00:00",71.1,59.5,{"v":52,"d":"52.0"},57.8,26.07,0.0744,0.39,13.56]
["January",21,"12AM to 1AM",0,"January 21, 2019 0:00","2019-01-21",71.1,60.5,{"v":54,"d":"54.0"},62.2,26.77,0.0743,0.42,13.57]
["January",21,"1AM to 2AM",1,"January 21, 2019 1:00","2019-01-21T01:00:00",{"v":68,"d":"68.0"},62.9,60.1,77.9,28.46,0.0747,0.52,13.54]
["January",21,"2AM to 3AM",2,"January 21, 2019 2:00","2019-01-21T02:00:00",66.9,61.2,57.9,{"v":72,"d":"72.0"},27.28,0.0749,0.48,{"v":13.5,"d":"13.50"}]
["January",21,"3AM to 4AM",3,"January 21, 2019 3:00","2019-01-21T03:00:00",69.1,61.5,{"v":57,"d":"57.0"},69.7,27.44,0.0746,0.47,13.55]
["January",21,"4AM to 5AM",4,"January 21, 2019 4:00","2019-01-21T04:00:00",{"v":70,"d":"70.0"},60.7,{"v":55,"d":"55.0"},64.8,{"v":26.9,"d":"26.90"},0.0745,0.44,13.55]
["January",21,"5AM to 6AM",5,"January 21, 2019 5:00","2019-01-21T05:00:00",{"v":68,"d":"68.0"},61.6,57.9,{"v":72,"d":"72.0"},27.54,0.0747,0.48,13.53]
["January",21,"6AM to 7AM",6,"January 21, 2019 6:00","2019-01-21T06:00:00",{"v":68,"d":"68.0"},61.1,{"v":57,"d":"57.0"},69.7,27.18,0.0747,0.47,13.52]
["January",21,"7AM to 8AM",7,"January 21, 2019 7:00","2019-01-21T07:00:00",{"v":70,"d":"70.0"},60.1,{"v":54,"d":"54.0"},62.2,{"v":26.5,"d":"26.50"},0.0745,0.42,13.55]
["January",21,"8AM to 9AM",8,"January 21, 2019 8:00","2019-01-21T08:00:00",73.9,61.1,53.1,60.2,27.15,0.0739,0.41,13.64]
["January",21,"9AM to 10AM",9,"January 21, 2019 9:00","2019-01-21T09:00:00",73.9,60.6,{"v":52,"d":"52.0"},57.8,26.78,{"v":0.074,"d":"0.0740"},0.39,13.63]
["January",21,"10AM to 11AM",10,"January 21, 2019 10:00","2019-01-21T10:00:00",{"v":77,"d":"77.0"},62.2,53.1,60.2,27.89,0.0735,0.41,13.72]
["January",21,"11AM to 12PM",11,"January 21, 2019 11:00","2019-01-21T11:00:00",{"v":77,"d":"77.0"},62.6,{"v":54,"d":"54.0"},62.2,28.21,0.0735,0.42,13.73]
["January",21,"12PM to 1PM",12,"January 21, 2019 12:00","2019-01-21T12:00:00",78.1,62.6,53.1,60.2,28.16,0.0734,0.41,13.75]
["January",21,"1PM to 2PM",13,"January 21, 2019 13:00","2019-01-21T13:00:00",{"v":79,"d":"79.0"},62.9,53.1,60.2,28.38,0.0732,0.41,13.77]
["January",21,"2PM to 3PM",14,"January 21, 2019 14:00","2019-01-21T14:00:00",{"v":73,"d":"73.0"},64.6,60.1,77.9,29.69,{"v":0.074,"d":"0.0740"},0.52,13.67]
["January",21,"3PM to 4PM",15,"January 21, 2019 15:00","2019-01-21T15:00:00",{"v":75,"d":"75.0"},62.5,{"v":55,"d":"55.0"},64.8,28.13,0.0738,0.44,13.68]
["January",21,"4PM to 5PM",16,"January 21, 2019 16:00","2019-01-21T16:00:00",{"v":75,"d":"75.0"},{"v":63,"d":"63.0"},55.9,66.9,28.47,0.0737,0.45,13.69]
["January",21,"5PM to 6PM",17,"January 21, 2019 17:00","2019-01-21T17:00:00",{"v":72,"d":"72.0"},62.5,{"v":57,"d":"57.0"},69.7,28.15,0.0742,0.47,13.62]
["January",21,"6PM to 7PM",18,"January 21, 2019 18:00","2019-01-21T18:00:00",{"v":72,"d":"72.0"},62.5,{"v":57,"d":"57.0"},69.7,28.15,0.0742,0.47,13.62]
["January",21,"7PM to 8PM",19,"January 21, 2019 19:00","2019-01-21T19:00:00",71.1,62.2,{"v":57,"d":"57.0"},69.7,27.93,0.0743,0.47,{"v":13.6,"d":"13.60"}]
["January",21,"8PM to 9PM",20,"January 21, 2019 20:00","2019-01-21T20:00:00",71.1,61.1,{"v":55,"d":"55.0"},64.8,27.16,0.0743,0.44,13.58]
["January",21,"9PM to 10PM",21,"January 21, 2019 21:00","2019-01-21T21:00:00",{"v":70,"d":"70.0"},60.1,{"v":54,"d":"54.0"},62.2,{"v":26.5,"d":"26.50"},0.0745,0.42,13.55]
["January",21,"10PM to 11PM",22,"January 21, 2019 22:00","2019-01-21T22:00:00",{"v":70,"d":"70.0"},60.1,{"v":54,"d":"54.0"},62.2,{"v":26.5,"d":"26.50"},0.0745,0.42,13.55]
["January",21,"11PM to 12AM",23,"January 21, 2019 23:00","2019-01-21T23:00:00",71.1,61.1,{"v":55,"d":"55.0"},64.8,27.16,0.0743,0.44,13.58]
["January",22,"12AM to 1AM",0,"January 22, 2019 0:00","2019-01-22",{"v":70,"d":"70.0"},60.1,{"v":54,"d":"54.0"},62.2,{"v":26.5,"d":"26.50"},0.0745,0.42,13.55]
["January",22,"1AM to 2AM",1,"January 22, 2019 1:00","2019-01-22T01:00:00",{"v":70,"d":"70.0"},60.1,{"v":54,"d":"54.0"},62.2,{"v":26.5,"d":"26.50"},0.0745,0.42,13.55]
["January",22,"2AM to 3AM",2,"January 22, 2019 2:00","2019-01-22T02:00:00",69.1,62.6,{"v":59,"d":"59.0"},74.9,28.26,0.0745,{"v":0.5,"d":"0.50"},13.56]
["January",22,"3AM to 4AM",3,"January 22, 2019 3:00","2019-01-22T03:00:00",69.1,60.9,55.9,66.9,27.02,0.0746,0.45,13.54]
["January",22,"4AM to 5AM",4,"January 22, 2019 4:00","2019-01-22T04:00:00",{"v":70,"d":"70.0"},62.3,57.9,{"v":72,"d":"72.0"},28.03,0.0744,0.48,13.58]
["January",22,"5AM to 6AM",5,"January 22, 2019 5:00","2019-01-22T05:00:00",{"v":66,"d":"66.0"},61.5,{"v":59,"d":"59.0"},74.9,27.51,{"v":0.075,"d":"0.0750"},{"v":0.5,"d":"0.50"},13.48]
["January",22,"6AM to 7AM",6,"January 22, 2019 6:00","2019-01-22T06:00:00",{"v":68,"d":"68.0"},62.9,60.1,77.9,28.46,0.0747,0.52,13.54]
["January",22,"7AM to 8AM",7,"January 22, 2019 7:00","2019-01-22T07:00:00",69.1,{"v":62,"d":"62.0"},57.9,{"v":72,"d":"72.0"},27.81,0.0745,0.48,13.55]
["January",22,"8AM to 9AM",8,"January 22, 2019 8:00","2019-01-22T08:00:00",71.1,63.9,60.1,77.9,29.21,0.0742,0.52,13.62]
["January",22,"9AM to 10AM",9,{"$f":"A521&\" \"&B521&\", \"&$D$5&\" \"&D521&\":00\"","v":"January 22, 2019 9:00"},{"$f":"DATEVALUE(E521)+TIMEVALUE(E521)","v":"2019-01-22T09:00:00"},{"v":70,"d":"70.0"},64.8,62.1,83.6,29.85,0.0743,0.56,13.61]
["January",22,"10AM to 11AM",{"$f":"IF(D521+1>23,0,D521+1)","v":10},"January 22, 2019 10:00","2019-01-22T10:00:00",{"v":75,"d":"75.0"},65.2,60.1,77.9,30.18,0.0737,0.52,13.72]
["January",22,"11AM to 12PM",11,"January 22, 2019 11:00","2019-01-22T11:00:00",78.1,64.6,{"v":57,"d":"57.0"},69.7,29.64,0.0733,0.47,13.78]
["January",22,"12PM to 1PM",12,"January 22, 2019 12:00","2019-01-22T12:00:00",{"v":79,"d":"79.0"},63.9,{"v":55,"d":"55.0"},64.8,29.09,0.0732,0.44,13.78]
["January",22,"1PM to 2PM",13,"January 22, 2019 13:00","2019-01-22T13:00:00",80.1,65.2,{"v":57,"d":"57.0"},69.7,30.13,{"v":0.073,"d":"0.0730"},0.47,13.83]
["January",22,"2PM to 3PM",14,"January 22, 2019 14:00","2019-01-22T14:00:00",75.9,64.3,57.9,{"v":72,"d":"72.0"},29.48,0.0736,0.48,13.73]
["January",22,"3PM to 4PM",15,"January 22, 2019 15:00","2019-01-22T15:00:00",{"v":77,"d":"77.0"},64.2,{"v":57,"d":"57.0"},69.7,29.38,0.0735,0.47,13.75]
["January",22,"4PM to 5PM",16,"January 22, 2019 16:00","2019-01-22T16:00:00",{"v":77,"d":"77.0"},64.2,{"v":57,"d":"57.0"},69.7,29.38,0.0735,0.47,13.75]
["January",22,"5PM to 6PM",17,"January 22, 2019 17:00","2019-01-22T17:00:00",{"v":73,"d":"73.0"},63.4,57.9,{"v":72,"d":"72.0"},28.77,{"v":0.074,"d":"0.0740"},0.48,13.65]
["January",22,"6PM to 7PM",18,"January 22, 2019 18:00","2019-01-22T18:00:00",71.1,63.3,{"v":59,"d":"59.0"},74.9,28.74,0.0742,{"v":0.5,"d":"0.50"},13.61]
["January",22,"7PM to 8PM",19,"January 22, 2019 19:00","2019-01-22T19:00:00",71.1,62.2,{"v":57,"d":"57.0"},69.7,27.93,0.0743,0.47,{"v":13.6,"d":"13.60"}]
["January",22,"8PM to 9PM",20,"January 22, 2019 20:00","2019-01-22T20:00:00",{"v":70,"d":"70.0"},61.8,{"v":57,"d":"57.0"},69.7,27.66,0.0744,0.47,13.57]
["January",22,"9PM to 10PM",21,"January 22, 2019 21:00","2019-01-22T21:00:00",71.1,61.6,55.9,66.9,{"v":27.5,"d":"27.50"},0.0743,0.45,13.59]
["January",22,"10PM to 11PM",22,"January 22, 2019 22:00","2019-01-22T22:00:00",69.1,60.4,{"v":55,"d":"55.0"},64.8,26.68,0.0746,0.44,13.53]
["January",22,"11PM to 12AM",23,"January 22, 2019 23:00","2019-01-22T23:00:00",71.1,61.6,55.9,66.9,{"v":27.5,"d":"27.50"},0.0743,0.45,13.59]
["January",23,"12AM to 1AM",0,"January 23, 2019 0:00","2019-01-23",71.1,62.7,57.9,{"v":72,"d":"72.0"},28.29,0.0743,0.48,{"v":13.6,"d":"13.60"}]
["January",23,"1AM to 2AM",1,"January 23, 2019 1:00","2019-01-23T01:00:00",71.1,63.3,{"v":59,"d":"59.0"},74.9,28.74,0.0742,{"v":0.5,"d":"0.50"},13.61]
["January",23,"2AM to 3AM",2,"January 23, 2019 2:00","2019-01-23T02:00:00",{"v":70,"d":"70.0"},62.3,57.9,{"v":72,"d":"72.0"},28.03,0.0744,0.48,13.58]
["January",23,"3AM to 4AM",3,"January 23, 2019 3:00","2019-01-23T03:00:00",71.1,63.3,{"v":59,"d":"59.0"},74.9,28.74,0.0742,{"v":0.5,"d":"0.50"},13.61]
["January",23,"4AM to 5AM",4,"January 23, 2019 4:00","2019-01-23T04:00:00",{"v":72,"d":"72.0"},63.6,{"v":59,"d":"59.0"},74.9,28.96,0.0741,{"v":0.5,"d":"0.50"},13.64]
["January",23,"5AM to 6AM",5,"January 23, 2019 5:00","2019-01-23T05:00:00",{"v":70,"d":"70.0"},63.6,60.1,77.9,28.94,0.0744,0.52,13.59]
["January",23,"6AM to 7AM",6,"January 23, 2019 6:00","2019-01-23T06:00:00",71.1,64.5,{"v":61,"d":"61.0"},80.5,29.61,0.0742,0.54,13.63]
["January",23,"7AM to 8AM",7,"January 23, 2019 7:00","2019-01-23T07:00:00",71.1,63.9,60.1,77.9,29.21,0.0742,0.52,13.62]
["January",23,"8AM to 9AM",8,"January 23, 2019 8:00","2019-01-23T08:00:00",75.9,65.5,60.1,77.9,{"v":30.4,"d":"30.40"},0.0736,0.52,13.75]
["January",23,"9AM to 10AM",9,"January 23, 2019 9:00","2019-01-23T09:00:00",75.9,64.9,{"v":59,"d":"59.0"},74.9,29.93,0.0736,{"v":0.5,"d":"0.50"},13.74]
["January",23,"10AM to 11AM",10,"January 23, 2019 10:00","2019-01-23T10:00:00",{"v":77,"d":"77.0"},65.9,60.1,77.9,30.66,0.0734,0.52,13.77]
["January",23,"11AM to 12PM",11,"January 23, 2019 11:00","2019-01-23T11:00:00",80.1,67.4,{"v":61,"d":"61.0"},80.5,31.82,{"v":0.073,"d":"0.0730"},0.54,13.86]
["January",23,"12PM to 1PM",12,"January 23, 2019 12:00","2019-01-23T12:00:00",82.9,66.2,{"v":57,"d":"57.0"},69.7,30.83,0.0727,0.47,{"v":13.9,"d":"13.90"}]
["January",23,"1PM to 2PM",13,"January 23, 2019 13:00","2019-01-23T13:00:00",{"v":82,"d":"82.0"},64.9,{"v":55,"d":"55.0"},64.8,29.84,0.0728,0.44,13.86]
["January",23,"2PM to 3PM",14,"January 23, 2019 14:00","2019-01-23T14:00:00",{"v":81,"d":"81.0"},65.5,{"v":57,"d":"57.0"},69.7,30.35,0.0729,0.47,13.85]
["January",23,"3PM to 4PM",15,"January 23, 2019 15:00","2019-01-23T15:00:00",78.1,65.6,{"v":59,"d":"59.0"},74.9,30.46,0.0733,{"v":0.5,"d":"0.50"},13.79]
["January",23,"4PM to 5PM",16,"January 23, 2019 16:00","2019-01-23T16:00:00",75.9,64.3,57.9,{"v":72,"d":"72.0"},29.48,0.0736,0.48,13.73]
["January",23,"5PM to 6PM",17,"January 23, 2019 17:00","2019-01-23T17:00:00",73.9,63.7,57.9,{"v":72,"d":"72.0"},28.99,0.0739,0.48,13.68]
["January",23,"6PM to 7PM",18,"January 23, 2019 18:00","2019-01-23T18:00:00",{"v":73,"d":"73.0"},{"v":64,"d":"64.0"},{"v":59,"d":"59.0"},74.9,29.23,{"v":0.074,"d":"0.0740"},{"v":0.5,"d":"0.50"},13.66]
["January",23,"7PM to 8PM",19,"January 23, 2019 19:00","2019-01-23T19:00:00",73.9,64.9,60.1,77.9,29.91,0.0738,0.52,{"v":13.7,"d":"13.70"}]
["January",23,"8PM to 9PM",20,"January 23, 2019 20:00","2019-01-23T20:00:00",73.9,65.4,{"v":61,"d":"61.0"},80.5,30.32,0.0738,0.54,{"v":13.7,"d":"13.70"}]
["January",23,"9PM to 10PM",21,"January 23, 2019 21:00","2019-01-23T21:00:00",{"v":73,"d":"73.0"},65.8,62.1,83.6,{"v":30.6,"d":"30.60"},0.0739,0.56,13.69]
["January",23,"10PM to 11PM",22,"January 23, 2019 22:00","2019-01-23T22:00:00",{"v":72,"d":"72.0"},65.4,62.1,83.6,30.33,0.0741,0.56,13.66]
["January",23,"11PM to 12AM",23,"January 23, 2019 23:00","2019-01-23T23:00:00",71.1,65.1,62.1,83.6,30.11,0.0742,0.56,13.64]
["January",24,"12AM to 1AM",0,"January 24, 2019 0:00","2019-01-24",{"v":70,"d":"70.0"},64.8,62.1,83.6,29.85,0.0743,0.56,13.61]
["January",24,"1AM to 2AM",1,"January 24, 2019 1:00","2019-01-24T01:00:00",{"v":68,"d":"68.0"},63.4,{"v":61,"d":"61.0"},80.5,28.86,0.0746,0.54,13.55]
["January",24,"2AM to 3AM",2,"January 24, 2019 2:00","2019-01-24T02:00:00",69.1,64.5,62.1,83.6,29.62,0.0745,0.56,13.59]
["January",24,"3AM to 4AM",3,"January 24, 2019 3:00","2019-01-24T03:00:00",64.9,62.4,{"v":61,"d":"61.0"},80.5,28.11,0.0751,0.54,13.47]
["January",24,"4AM to 5AM",4,"January 24, 2019 4:00","2019-01-24T04:00:00",64.9,62.4,{"v":61,"d":"61.0"},80.5,28.11,0.0751,0.54,13.47]
["January",24,"5AM to 6AM",5,"January 24, 2019 5:00","2019-01-24T05:00:00",{"v":68,"d":"68.0"},63.4,{"v":61,"d":"61.0"},80.5,28.86,0.0746,0.54,13.55]
["January",24,"6AM to 7AM",6,"January 24, 2019 6:00","2019-01-24T06:00:00",64.9,63.1,62.1,83.6,28.61,0.0751,0.56,13.48]
["January",24,"7AM to 8AM",7,"January 24, 2019 7:00","2019-01-24T07:00:00",{"v":70,"d":"70.0"},64.1,{"v":61,"d":"61.0"},80.5,29.35,0.0744,0.54,{"v":13.6,"d":"13.60"}]
["January",24,"8AM to 9AM",8,"January 24, 2019 8:00","2019-01-24T08:00:00",{"v":73,"d":"73.0"},65.8,62.1,83.6,{"v":30.6,"d":"30.60"},0.0739,0.56,13.69]
["January",24,"9AM to 10AM",9,"January 24, 2019 9:00","2019-01-24T09:00:00",75.9,66.7,62.1,83.6,{"v":31.3,"d":"31.30"},0.0735,0.56,13.76]
["January",24,"10AM to 11AM",10,"January 24, 2019 10:00","2019-01-24T10:00:00",{"v":77,"d":"77.0"},67.6,{"v":63,"d":"63.0"},86.4,{"v":32,"d":"32.00"},0.0734,0.58,{"v":13.8,"d":"13.80"}]
["January",24,"11AM to 12PM",11,"January 24, 2019 11:00","2019-01-24T11:00:00",75.9,66.7,62.1,83.6,{"v":31.3,"d":"31.30"},0.0735,0.56,13.76]
["January",24,"12PM to 1PM",12,"January 24, 2019 12:00","2019-01-24T12:00:00",73.9,66.6,{"v":63,"d":"63.0"},86.4,31.25,0.0738,0.58,13.72]
["January",24,"1PM to 2PM",13,"January 24, 2019 13:00","2019-01-24T13:00:00",75.9,66.7,62.1,83.6,{"v":31.3,"d":"31.30"},0.0735,0.56,13.76]
["January",24,"2PM to 3PM",14,"January 24, 2019 14:00","2019-01-24T14:00:00",{"v":77,"d":"77.0"},65.9,60.1,77.9,30.66,0.0734,0.52,13.77]
["January",24,"3PM to 4PM",15,"January 24, 2019 15:00","2019-01-24T15:00:00",{"v":77,"d":"77.0"},65.9,60.1,77.9,30.66,0.0734,0.52,13.77]
["January",24,"4PM to 5PM",16,"January 24, 2019 16:00","2019-01-24T16:00:00",{"v":75,"d":"75.0"},65.2,60.1,77.9,30.18,0.0737,0.52,13.72]
["January",24,"5PM to 6PM",17,"January 24, 2019 17:00","2019-01-24T17:00:00",73.9,64.9,60.1,77.9,29.91,0.0738,0.52,{"v":13.7,"d":"13.70"}]
["January",24,"6PM to 7PM",18,"January 24, 2019 18:00","2019-01-24T18:00:00",{"v":73,"d":"73.0"},65.1,{"v":61,"d":"61.0"},80.5,{"v":30.1,"d":"30.10"},0.0739,0.54,13.68]
["January",24,"7PM to 8PM",19,"January 24, 2019 19:00","2019-01-24T19:00:00",69.1,{"v":65,"d":"65.0"},{"v":63,"d":"63.0"},86.4,30.05,0.0745,0.58,{"v":13.6,"d":"13.60"}]
["January",24,"8PM to 9PM",20,"January 24, 2019 20:00","2019-01-24T20:00:00",{"v":70,"d":"70.0"},63.6,60.1,77.9,28.94,0.0744,0.52,13.59]
["January",24,"9PM to 10PM",21,"January 24, 2019 21:00","2019-01-24T21:00:00",71.1,63.9,60.1,77.9,29.21,0.0742,0.52,13.62]
["January",24,"10PM to 11PM",22,"January 24, 2019 22:00","2019-01-24T22:00:00",{"v":70,"d":"70.0"},64.8,62.1,83.6,29.85,0.0743,0.56,13.61]
["January",24,"11PM to 12AM",23,"January 24, 2019 23:00","2019-01-24T23:00:00",71.1,65.1,62.1,83.6,30.11,0.0742,0.56,13.64]
["January",25,"12AM to 1AM",0,"January 25, 2019 0:00","2019-01-25",71.1,65.1,62.1,83.6,30.11,0.0742,0.56,13.64]
["January",25,"1AM to 2AM",1,{"$f":"A585&\" \"&B585&\", \"&$D$5&\" \"&D585&\":00\"","v":"January 25, 2019 1:00"},{"$f":"DATEVALUE(E585)+TIMEVALUE(E585)","v":"2019-01-25T01:00:00"},{"v":72,"d":"72.0"},63.6,{"v":59,"d":"59.0"},74.9,28.96,0.0741,{"v":0.5,"d":"0.50"},13.64]
["January",25,"2AM to 3AM",{"$f":"IF(D585+1>23,0,D585+1)","v":2},"January 25, 2019 2:00","2019-01-25T02:00:00",71.1,63.3,{"v":59,"d":"59.0"},74.9,28.74,0.0742,{"v":0.5,"d":"0.50"},13.61]
["January",25,"3AM to 4AM",3,"January 25, 2019 3:00","2019-01-25T03:00:00",69.1,{"v":65,"d":"65.0"},{"v":63,"d":"63.0"},86.4,30.05,0.0745,0.58,{"v":13.6,"d":"13.60"}]
["January",25,"4AM to 5AM",4,"January 25, 2019 4:00","2019-01-25T04:00:00",{"v":66,"d":"66.0"},64.7,{"v":64,"d":"64.0"},89.8,29.83,0.0749,{"v":0.6,"d":"0.60"},13.53]
["January",25,"5AM to 6AM",5,"January 25, 2019 5:00","2019-01-25T05:00:00",{"v":66,"d":"66.0"},63.4,62.1,83.6,28.87,0.0749,0.56,13.51]
["January",25,"6AM to 7AM",6,"January 25, 2019 6:00","2019-01-25T06:00:00",66.9,63.7,62.1,83.6,29.09,0.0748,0.56,13.53]
["January",25,"7AM to 8AM",7,"January 25, 2019 7:00","2019-01-25T07:00:00",{"v":66,"d":"66.0"},64.7,{"v":64,"d":"64.0"},89.8,29.83,0.0749,{"v":0.6,"d":"0.60"},13.53]
["January",25,"8AM to 9AM",8,"January 25, 2019 8:00","2019-01-25T08:00:00",{"v":68,"d":"68.0"},65.9,64.9,92.7,30.78,0.0746,0.62,13.59]
["January",25,"9AM to 10AM",9,"January 25, 2019 9:00","2019-01-25T09:00:00",69.1,{"v":67,"d":"67.0"},{"v":66,"d":"66.0"},96.4,31.61,0.0744,0.64,13.63]
["January",25,"10AM to 11AM",10,"January 25, 2019 10:00","2019-01-25T10:00:00",{"v":68,"d":"68.0"},65.9,64.9,92.7,30.78,0.0746,0.62,13.59]
["January",25,"11AM to 12PM",11,"January 25, 2019 11:00","2019-01-25T11:00:00",66.9,{"v":65,"d":"65.0"},{"v":64,"d":"64.0"},89.8,30.05,0.0747,{"v":0.6,"d":"0.60"},13.55]
["January",25,"12PM to 1PM",12,"January 25, 2019 12:00","2019-01-25T12:00:00",66.9,{"v":65,"d":"65.0"},{"v":64,"d":"64.0"},89.8,30.05,0.0747,{"v":0.6,"d":"0.60"},13.55]
["January",25,"1PM to 2PM",13,"January 25, 2019 13:00","2019-01-25T13:00:00",{"v":68,"d":"68.0"},64.7,{"v":63,"d":"63.0"},86.4,29.79,0.0746,0.58,13.57]
["January",25,"2PM to 3PM",14,"January 25, 2019 14:00","2019-01-25T14:00:00",{"v":70,"d":"70.0"},63.6,60.1,77.9,28.94,0.0744,0.52,13.59]
["January",25,"3PM to 4PM",15,"January 25, 2019 15:00","2019-01-25T15:00:00",{"v":70,"d":"70.0"},62.9,{"v":59,"d":"59.0"},74.9,28.48,0.0744,{"v":0.5,"d":"0.50"},13.58]
["January",25,"4PM to 5PM",16,"January 25, 2019 16:00","2019-01-25T16:00:00",71.1,63.3,{"v":59,"d":"59.0"},74.9,28.74,0.0742,{"v":0.5,"d":"0.50"},13.61]
["January",25,"5PM to 6PM",17,"January 25, 2019 17:00","2019-01-25T17:00:00",{"v":70,"d":"70.0"},62.3,57.9,{"v":72,"d":"72.0"},28.03,0.0744,0.48,13.58]
["January",25,"6PM to 7PM",18,"January 25, 2019 18:00","2019-01-25T18:00:00",{"v":70,"d":"70.0"},61.8,{"v":57,"d":"57.0"},69.7,27.66,0.0744,0.47,13.57]
["January",25,"7PM to 8PM",19,"January 25, 2019 19:00","2019-01-25T19:00:00",69.1,60.9,55.9,66.9,27.02,0.0746,0.45,13.54]
["January",25,"8PM to 9PM",20,"January 25, 2019 20:00","2019-01-25T20:00:00",69.1,60.4,{"v":55,"d":"55.0"},64.8,26.68,0.0746,0.44,13.53]
["January",25,"9PM to 10PM",21,"January 25, 2019 21:00","2019-01-25T21:00:00",69.1,60.4,{"v":55,"d":"55.0"},64.8,26.68,0.0746,0.44,13.53]
["January",25,"10PM to 11PM",22,"January 25, 2019 22:00","2019-01-25T22:00:00",{"v":68,"d":"68.0"},59.4,{"v":54,"d":"54.0"},62.2,26.02,0.0748,0.42,{"v":13.5,"d":"13.50"}]
["January",25,"11PM to 12AM",23,"January 25, 2019 23:00","2019-01-25T23:00:00",66.9,{"v":58,"d":"58.0"},{"v":52,"d":"52.0"},57.8,25.07,0.0749,0.39,13.45]
["January",26,"12AM to 1AM",0,"January 26, 2019 0:00","2019-01-26",66.9,60.1,55.9,66.9,26.49,0.0749,0.45,13.48]
["January",26,"1AM to 2AM",1,"January 26, 2019 1:00","2019-01-26T01:00:00",{"v":68,"d":"68.0"},58.9,53.1,60.2,{"v":25.7,"d":"25.70"},0.0748,0.41,13.49]
["January",26,"2AM to 3AM",2,"January 26, 2019 2:00","2019-01-26T02:00:00",66.9,{"v":57,"d":"57.0"},{"v":50,"d":"50.0"},53.7,24.42,{"v":0.075,"d":"0.0750"},0.36,13.44]
["January",26,"3AM to 4AM",3,"January 26, 2019 3:00","2019-01-26T03:00:00",66.9,{"v":58,"d":"58.0"},{"v":52,"d":"52.0"},57.8,25.07,0.0749,0.39,13.45]
["January",26,"4AM to 5AM",4,"January 26, 2019 4:00","2019-01-26T04:00:00",66.9,{"v":58,"d":"58.0"},{"v":52,"d":"52.0"},57.8,25.07,0.0749,0.39,13.45]
["January",26,"5AM to 6AM",5,"January 26, 2019 5:00","2019-01-26T05:00:00",66.9,{"v":58,"d":"58.0"},{"v":52,"d":"52.0"},57.8,25.07,0.0749,0.39,13.45]
["January",26,"6AM to 7AM",6,"January 26, 2019 6:00","2019-01-26T06:00:00",{"v":66,"d":"66.0"},57.2,51.1,55.9,24.55,0.0751,0.38,13.43]
["January",26,"7AM to 8AM",7,"January 26, 2019 7:00","2019-01-26T07:00:00",{"v":68,"d":"68.0"},56.9,48.9,51.5,24.35,0.0748,0.35,13.46]
["January",26,"8AM to 9AM",8,"January 26, 2019 8:00","2019-01-26T08:00:00",71.1,59.1,51.1,55.9,25.78,0.0744,0.38,13.55]
["January",26,"9AM to 10AM",9,"January 26, 2019 9:00","2019-01-26T09:00:00",73.9,60.2,51.1,55.9,26.48,{"v":0.074,"d":"0.0740"},0.38,13.63]
["January",26,"10AM to 11AM",10,"January 26, 2019 10:00","2019-01-26T10:00:00",73.9,60.2,51.1,55.9,26.48,{"v":0.074,"d":"0.0740"},0.38,13.63]
["January",26,"11AM to 12PM",11,"January 26, 2019 11:00","2019-01-26T11:00:00",73.9,61.1,53.1,60.2,27.15,0.0739,0.41,13.64]
["January",26,"12PM to 1PM",12,"January 26, 2019 12:00","2019-01-26T12:00:00",{"v":77,"d":"77.0"},62.2,53.1,60.2,27.89,0.0735,0.41,13.72]
["January",26,"1PM to 2PM",13,"January 26, 2019 13:00","2019-01-26T13:00:00",{"v":77,"d":"77.0"},62.2,53.1,60.2,27.89,0.0735,0.41,13.72]
["January",26,"2PM to 3PM",14,"January 26, 2019 14:00","2019-01-26T14:00:00",75.9,62.3,{"v":54,"d":"54.0"},62.2,27.95,0.0737,0.42,{"v":13.7,"d":"13.70"}]
["January",26,"3PM to 4PM",15,"January 26, 2019 15:00","2019-01-26T15:00:00",73.9,61.6,{"v":54,"d":"54.0"},62.2,27.47,0.0739,0.42,13.65]
["January",26,"4PM to 5PM",16,"January 26, 2019 16:00","2019-01-26T16:00:00",{"v":73,"d":"73.0"},59.8,51.1,55.9,26.26,0.0741,0.38,{"v":13.6,"d":"13.60"}]
["January",26,"5PM to 6PM",17,"January 26, 2019 17:00","2019-01-26T17:00:00",71.1,58.6,{"v":50,"d":"50.0"},53.7,25.43,0.0744,0.36,13.55]
["January",26,"6PM to 7PM",18,"January 26, 2019 18:00","2019-01-26T18:00:00",{"v":70,"d":"70.0"},58.7,51.1,55.9,25.51,0.0745,0.38,13.53]
["January",26,"7PM to 8PM",19,"January 26, 2019 19:00","2019-01-26T19:00:00",69.1,58.4,51.1,55.9,25.29,0.0746,0.38,{"v":13.5,"d":"13.50"}]
["January",26,"8PM to 9PM",20,"January 26, 2019 20:00","2019-01-26T20:00:00",69.1,57.8,{"v":50,"d":"50.0"},53.7,24.95,0.0747,0.36,{"v":13.5,"d":"13.50"}]
["January",26,"9PM to 10PM",21,"January 26, 2019 21:00","2019-01-26T21:00:00",69.1,59.4,53.1,60.2,25.96,0.0746,0.41,13.52]
["January",26,"10PM to 11PM",22,"January 26, 2019 22:00","2019-01-26T22:00:00",69.1,58.4,51.1,55.9,25.29,0.0746,0.38,{"v":13.5,"d":"13.50"}]
["January",26,"11PM to 12AM",23,"January 26, 2019 23:00","2019-01-26T23:00:00",69.1,59.4,53.1,60.2,25.96,0.0746,0.41,13.52]
["January",27,"12AM to 1AM",0,"January 27, 2019 0:00","2019-01-27",69.1,58.8,{"v":52,"d":"52.0"},57.8,25.59,0.0746,0.39,13.51]
["January",27,"1AM to 2AM",1,"January 27, 2019 1:00","2019-01-27T01:00:00",{"v":68,"d":"68.0"},58.9,53.1,60.2,{"v":25.7,"d":"25.70"},0.0748,0.41,13.49]
["January",27,"2AM to 3AM",2,"January 27, 2019 2:00","2019-01-27T02:00:00",66.9,59.6,{"v":55,"d":"55.0"},64.8,26.15,0.0749,0.44,13.48]
["January",27,"3AM to 4AM",3,"January 27, 2019 3:00","2019-01-27T03:00:00",66.9,60.1,55.9,66.9,26.49,0.0749,0.45,13.48]
["January",27,"4AM to 5AM",4,"January 27, 2019 4:00","2019-01-27T04:00:00",66.9,60.1,55.9,66.9,26.49,0.0749,0.45,13.48]
["January",27,"5AM to 6AM",5,"January 27, 2019 5:00","2019-01-27T05:00:00",64.9,{"v":60,"d":"60.0"},{"v":57,"d":"57.0"},69.7,26.43,0.0751,0.47,13.44]
["January",27,"6AM to 7AM",6,"January 27, 2019 6:00","2019-01-27T06:00:00",66.9,62.5,60.1,77.9,28.19,0.0748,0.52,13.52]
["January",27,"7AM to 8AM",7,"January 27, 2019 7:00","2019-01-27T07:00:00",66.9,61.9,{"v":59,"d":"59.0"},74.9,27.73,0.0748,{"v":0.5,"d":"0.50"},13.51]
["January",27,"8AM to 9AM",8,"January 27, 2019 8:00","2019-01-27T08:00:00",71.1,63.9,60.1,77.9,29.21,0.0742,0.52,13.62]
["January",27,"9AM to 10AM",9,"January 27, 2019 9:00","2019-01-27T09:00:00",75.9,64.3,57.9,{"v":72,"d":"72.0"},29.48,0.0736,0.48,13.73]
["January",27,"10AM to 11AM",10,"January 27, 2019 10:00","2019-01-27T10:00:00",78.1,65.6,{"v":59,"d":"59.0"},74.9,30.46,0.0733,{"v":0.5,"d":"0.50"},13.79]
["January",27,"11AM to 12PM",11,"January 27, 2019 11:00","2019-01-27T11:00:00",{"v":79,"d":"79.0"},65.3,57.9,{"v":72,"d":"72.0"},30.23,0.0732,0.48,13.81]
["January",27,"12PM to 1PM",12,"January 27, 2019 12:00","2019-01-27T12:00:00",{"v":79,"d":"79.0"},66.5,60.1,77.9,31.15,0.0731,0.52,13.82]
["January",27,"1PM to 2PM",13,"January 27, 2019 13:00","2019-01-27T13:00:00",80.1,67.4,{"v":61,"d":"61.0"},80.5,31.82,{"v":0.073,"d":"0.0730"},0.54,13.86]
["January",27,"2PM to 3PM",14,"January 27, 2019 14:00","2019-01-27T14:00:00",78.1,66.2,60.1,77.9,30.93,0.0733,0.52,{"v":13.8,"d":"13.80"}]
["January",27,"3PM to 4PM",15,"January 27, 2019 15:00","2019-01-27T15:00:00",{"v":77,"d":"77.0"},{"v":67,"d":"67.0"},62.1,83.6,31.57,0.0734,0.56,13.79]
["January",27,"4PM to 5PM",16,"January 27, 2019 16:00","2019-01-27T16:00:00",{"v":72,"d":"72.0"},{"v":66,"d":"66.0"},{"v":63,"d":"63.0"},86.4,30.76,0.0741,0.58,13.67]
["January",27,"5PM to 6PM",17,{"$f":"A649&\" \"&B649&\", \"&$D$5&\" \"&D649&\":00\"","v":"January 27, 2019 17:00"},{"$f":"DATEVALUE(E649)+TIMEVALUE(E649)","v":"2019-01-27T17:00:00"},71.1,65.1,62.1,83.6,30.11,0.0742,0.56,13.64]
["January",27,"6PM to 7PM",{"$f":"IF(D649+1>23,0,D649+1)","v":18},"January 27, 2019 18:00","2019-01-27T18:00:00",{"v":70,"d":"70.0"},64.8,62.1,83.6,29.85,0.0743,0.56,13.61]
["January",27,"7PM to 8PM",19,"January 27, 2019 19:00","2019-01-27T19:00:00",{"v":70,"d":"70.0"},64.8,62.1,83.6,29.85,0.0743,0.56,13.61]
["January",27,"8PM to 9PM",20,"January 27, 2019 20:00","2019-01-27T20:00:00",{"v":70,"d":"70.0"},65.3,{"v":63,"d":"63.0"},86.4,30.27,0.0743,0.58,13.62]
["January",27,"9PM to 10PM",21,"January 27, 2019 21:00","2019-01-27T21:00:00",69.1,65.7,{"v":64,"d":"64.0"},89.8,30.58,0.0744,{"v":0.6,"d":"0.60"},13.61]
["January",27,"10PM to 11PM",22,"January 27, 2019 22:00","2019-01-27T22:00:00",69.1,65.7,{"v":64,"d":"64.0"},89.8,30.58,0.0744,{"v":0.6,"d":"0.60"},13.61]
["January",27,"11PM to 12AM",23,"January 27, 2019 23:00","2019-01-27T23:00:00",66.9,63.7,62.1,83.6,29.09,0.0748,0.56,13.53]
["January",28,"12AM to 1AM",0,"January 28, 2019 0:00","2019-01-28",66.9,64.3,{"v":63,"d":"63.0"},86.4,29.52,0.0748,0.58,13.54]
["January",28,"1AM to 2AM",1,"January 28, 2019 1:00","2019-01-28T01:00:00",{"v":66,"d":"66.0"},{"v":64,"d":"64.0"},{"v":63,"d":"63.0"},86.4,{"v":29.3,"d":"29.30"},0.0749,0.58,13.52]
["January",28,"2AM to 3AM",2,"January 28, 2019 2:00","2019-01-28T02:00:00",{"v":66,"d":"66.0"},{"v":64,"d":"64.0"},{"v":63,"d":"63.0"},86.4,{"v":29.3,"d":"29.30"},0.0749,0.58,13.52]
["January",28,"3AM to 4AM",3,"January 28, 2019 3:00","2019-01-28T03:00:00",{"v":66,"d":"66.0"},63.4,62.1,83.6,28.87,0.0749,0.56,13.51]
["January",28,"4AM to 5AM",4,"January 28, 2019 4:00","2019-01-28T04:00:00",{"v":66,"d":"66.0"},{"v":64,"d":"64.0"},{"v":63,"d":"63.0"},86.4,{"v":29.3,"d":"29.30"},0.0749,0.58,13.52]
["January",28,"5AM to 6AM",5,"January 28, 2019 5:00","2019-01-28T05:00:00",{"v":66,"d":"66.0"},63.4,62.1,83.6,28.87,0.0749,0.56,13.51]
["January",28,"6AM to 7AM",6,"January 28, 2019 6:00","2019-01-28T06:00:00",{"v":63,"d":"63.0"},61.7,{"v":61,"d":"61.0"},80.5,27.63,0.0754,0.54,13.42]
["January",28,"7AM to 8AM",7,"January 28, 2019 7:00","2019-01-28T07:00:00",{"v":66,"d":"66.0"},62.8,{"v":61,"d":"61.0"},80.5,28.38,0.0749,0.54,{"v":13.5,"d":"13.50"}]
["January",28,"8AM to 9AM",8,"January 28, 2019 8:00","2019-01-28T08:00:00",{"v":73,"d":"73.0"},64.6,60.1,77.9,29.69,{"v":0.074,"d":"0.0740"},0.52,13.67]
["January",28,"9AM to 10AM",9,"January 28, 2019 9:00","2019-01-28T09:00:00",78.1,66.2,60.1,77.9,30.93,0.0733,0.52,{"v":13.8,"d":"13.80"}]
["January",28,"10AM to 11AM",10,"January 28, 2019 10:00","2019-01-28T10:00:00",80.1,66.9,60.1,77.9,31.41,{"v":0.073,"d":"0.0730"},0.52,13.85]
["January",28,"11AM to 12PM",11,"January 28, 2019 11:00","2019-01-28T11:00:00",{"v":81,"d":"81.0"},67.2,60.1,77.9,31.63,0.0729,0.52,13.88]
["January",28,"12PM to 1PM",12,"January 28, 2019 12:00","2019-01-28T12:00:00",82.9,67.8,60.1,77.9,32.12,0.0726,0.52,13.93]
["January",28,"1PM to 2PM",13,"January 28, 2019 13:00","2019-01-28T13:00:00",80.1,66.9,60.1,77.9,31.41,{"v":0.073,"d":"0.0730"},0.52,13.85]
["January",28,"2PM to 3PM",14,"January 28, 2019 14:00","2019-01-28T14:00:00",80.1,66.9,60.1,77.9,31.41,{"v":0.073,"d":"0.0730"},0.52,13.85]
["January",28,"3PM to 4PM",15,"January 28, 2019 15:00","2019-01-28T15:00:00",78.1,66.7,{"v":61,"d":"61.0"},80.5,31.33,0.0732,0.54,13.81]
["January",28,"4PM to 5PM",16,"January 28, 2019 16:00","2019-01-28T16:00:00",{"v":77,"d":"77.0"},{"v":67,"d":"67.0"},62.1,83.6,31.57,0.0734,0.56,13.79]
["January",28,"5PM to 6PM",17,"January 28, 2019 17:00","2019-01-28T17:00:00",73.9,65.4,{"v":61,"d":"61.0"},80.5,30.32,0.0738,0.54,{"v":13.7,"d":"13.70"}]
["January",28,"6PM to 7PM",18,"January 28, 2019 18:00","2019-01-28T18:00:00",{"v":72,"d":"72.0"},64.8,{"v":61,"d":"61.0"},80.5,29.83,0.0741,0.54,13.65]
["January",28,"7PM to 8PM",19,"January 28, 2019 19:00","2019-01-28T19:00:00",{"v":72,"d":"72.0"},65.4,62.1,83.6,30.33,0.0741,0.56,13.66]
["January",28,"8PM to 9PM",20,"January 28, 2019 20:00","2019-01-28T20:00:00",71.1,64.5,{"v":61,"d":"61.0"},80.5,29.61,0.0742,0.54,13.63]
["January",28,"9PM to 10PM",21,"January 28, 2019 21:00","2019-01-28T21:00:00",{"v":70,"d":"70.0"},64.1,{"v":61,"d":"61.0"},80.5,29.35,0.0744,0.54,{"v":13.6,"d":"13.60"}]
["January",28,"10PM to 11PM",22,"January 28, 2019 22:00","2019-01-28T22:00:00",{"v":70,"d":"70.0"},64.1,{"v":61,"d":"61.0"},80.5,29.35,0.0744,0.54,{"v":13.6,"d":"13.60"}]
["January",28,"11PM to 12AM",23,"January 28, 2019 23:00","2019-01-28T23:00:00",{"v":70,"d":"70.0"},64.1,{"v":61,"d":"61.0"},80.5,29.35,0.0744,0.54,{"v":13.6,"d":"13.60"}]
["January",29,"12AM to 1AM",0,"January 29, 2019 0:00","2019-01-29",{"v":70,"d":"70.0"},64.1,{"v":61,"d":"61.0"},80.5,29.35,0.0744,0.54,{"v":13.6,"d":"13.60"}]
["January",29,"1AM to 2AM",1,"January 29, 2019 1:00","2019-01-29T01:00:00",{"v":70,"d":"70.0"},64.1,{"v":61,"d":"61.0"},80.5,29.35,0.0744,0.54,{"v":13.6,"d":"13.60"}]
["January",29,"2AM to 3AM",2,"January 29, 2019 2:00","2019-01-29T02:00:00",69.1,63.8,{"v":61,"d":"61.0"},80.5,29.13,0.0745,0.54,13.58]
["January",29,"3AM to 4AM",3,"January 29, 2019 3:00","2019-01-29T03:00:00",69.1,64.5,62.1,83.6,29.62,0.0745,0.56,13.59]
["January",29,"4AM to 5AM",4,"January 29, 2019 4:00","2019-01-29T04:00:00",69.1,64.5,62.1,83.6,29.62,0.0745,0.56,13.59]
["January",29,"5AM to 6AM",5,"January 29, 2019 5:00","2019-01-29T05:00:00",{"v":68,"d":"68.0"},64.1,62.1,83.6,29.36,0.0746,0.56,13.56]
["January",29,"6AM to 7AM",6,"January 29, 2019 6:00","2019-01-29T06:00:00",{"v":64,"d":"64.0"},61.5,60.1,77.9,27.49,0.0752,0.52,13.44]
["January",29,"7AM to 8AM",7,"January 29, 2019 7:00","2019-01-29T07:00:00",69.1,64.5,62.1,83.6,29.62,0.0745,0.56,13.59]
["January",29,"8AM to 9AM",8,"January 29, 2019 8:00","2019-01-29T08:00:00",73.9,66.6,{"v":63,"d":"63.0"},86.4,31.25,0.0738,0.58,13.72]
["January",29,"9AM to 10AM",9,"January 29, 2019 9:00","2019-01-29T09:00:00",78.1,67.9,{"v":63,"d":"63.0"},86.4,32.26,0.0732,0.58,13.83]
["January",29,"10AM to 11AM",10,"January 29, 2019 10:00","2019-01-29T10:00:00",{"v":79,"d":"79.0"},68.8,{"v":64,"d":"64.0"},89.8,33.02,0.0731,{"v":0.6,"d":"0.60"},13.86]
["January",29,"11AM to 12PM",11,"January 29, 2019 11:00","2019-01-29T11:00:00",80.1,69.7,64.9,92.7,33.74,0.0729,0.62,{"v":13.9,"d":"13.90"}]
["January",29,"12PM to 1PM",12,"January 29, 2019 12:00","2019-01-29T12:00:00",80.1,69.1,{"v":64,"d":"64.0"},89.8,33.28,0.0729,{"v":0.6,"d":"0.60"},13.89]
["January",29,"1PM to 2PM",13,"January 29, 2019 13:00","2019-01-29T13:00:00",80.1,69.7,64.9,92.7,33.74,0.0729,0.62,{"v":13.9,"d":"13.90"}]
["January",29,"2PM to 3PM",14,"January 29, 2019 14:00","2019-01-29T14:00:00",80.1,69.7,64.9,92.7,33.74,0.0729,0.62,{"v":13.9,"d":"13.90"}]
["January",29,"3PM to 4PM",15,"January 29, 2019 15:00","2019-01-29T15:00:00",80.1,69.7,64.9,92.7,33.74,0.0729,0.62,{"v":13.9,"d":"13.90"}]
["January",29,"4PM to 5PM",16,"January 29, 2019 16:00","2019-01-29T16:00:00",{"v":81,"d":"81.0"},68.8,{"v":63,"d":"63.0"},86.4,32.97,0.0728,0.58,{"v":13.9,"d":"13.90"}]
["January",29,"5PM to 6PM",17,"January 29, 2019 17:00","2019-01-29T17:00:00",{"v":77,"d":"77.0"},68.8,64.9,92.7,32.99,0.0733,0.62,13.82]
["January",29,"6PM to 7PM",18,"January 29, 2019 18:00","2019-01-29T18:00:00",75.9,67.9,{"v":64,"d":"64.0"},89.8,32.27,0.0735,{"v":0.6,"d":"0.60"},13.78]
["January",29,"7PM to 8PM",19,"January 29, 2019 19:00","2019-01-29T19:00:00",{"v":73,"d":"73.0"},{"v":67,"d":"67.0"},{"v":64,"d":"64.0"},89.8,31.56,0.0739,{"v":0.6,"d":"0.60"},13.71]
["January",29,"8PM to 9PM",20,"January 29, 2019 20:00","2019-01-29T20:00:00",71.1,66.3,{"v":64,"d":"64.0"},89.8,31.07,0.0742,{"v":0.6,"d":"0.60"},13.66]
["January",29,"9PM to 10PM",21,"January 29, 2019 21:00","2019-01-29T21:00:00",{"v":70,"d":"70.0"},65.3,{"v":63,"d":"63.0"},86.4,30.27,0.0743,0.58,13.62]
["January",29,"10PM to 11PM",22,"January 29, 2019 22:00","2019-01-29T22:00:00",{"v":70,"d":"70.0"},{"v":66,"d":"66.0"},{"v":64,"d":"64.0"},89.8,30.81,0.0743,{"v":0.6,"d":"0.60"},13.63]
["January",29,"11PM to 12AM",23,"January 29, 2019 23:00","2019-01-29T23:00:00",{"v":70,"d":"70.0"},{"v":66,"d":"66.0"},{"v":64,"d":"64.0"},89.8,30.81,0.0743,{"v":0.6,"d":"0.60"},13.63]
["January",30,"12AM to 1AM",0,"January 30, 2019 0:00","2019-01-30",{"v":68,"d":"68.0"},65.4,{"v":64,"d":"64.0"},89.8,30.32,0.0746,{"v":0.6,"d":"0.60"},13.58]
["January",30,"1AM to 2AM",1,"January 30, 2019 1:00","2019-01-30T01:00:00",{"v":68,"d":"68.0"},64.7,{"v":63,"d":"63.0"},86.4,29.79,0.0746,0.58,13.57]
["January",30,"2AM to 3AM",2,"January 30, 2019 2:00","2019-01-30T02:00:00",{"v":64,"d":"64.0"},62.7,62.1,83.6,28.39,0.0752,0.56,13.46]
["January",30,"3AM to 4AM",3,"January 30, 2019 3:00","2019-01-30T03:00:00",{"v":66,"d":"66.0"},{"v":64,"d":"64.0"},{"v":63,"d":"63.0"},86.4,{"v":29.3,"d":"29.30"},0.0749,0.58,13.52]
["January",30,"4AM to 5AM",4,"January 30, 2019 4:00","2019-01-30T04:00:00",{"v":64,"d":"64.0"},62.7,62.1,83.6,28.39,0.0752,0.56,13.46]
["January",30,"5AM to 6AM",5,"January 30, 2019 5:00","2019-01-30T05:00:00",64.9,63.6,{"v":63,"d":"63.0"},86.4,29.04,{"v":0.075,"d":"0.0750"},0.58,13.49]
["January",30,"6AM to 7AM",6,"January 30, 2019 6:00","2019-01-30T06:00:00",{"v":63,"d":"63.0"},61.7,{"v":61,"d":"61.0"},80.5,27.63,0.0754,0.54,13.42]
["January",30,"7AM to 8AM",7,"January 30, 2019 7:00","2019-01-30T07:00:00",{"v":66,"d":"66.0"},{"v":64,"d":"64.0"},{"v":63,"d":"63.0"},86.4,{"v":29.3,"d":"29.30"},0.0749,0.58,13.52]
["January",30,"8AM to 9AM",8,"January 30, 2019 8:00","2019-01-30T08:00:00",{"v":75,"d":"75.0"},68.2,64.9,92.7,{"v":32.5,"d":"32.50"},0.0736,0.62,13.77]
["January",30,"9AM to 10AM",9,{"$f":"A713&\" \"&B713&\", \"&$D$5&\" \"&D713&\":00\"","v":"January 30, 2019 9:00"},{"$f":"DATEVALUE(E713)+TIMEVALUE(E713)","v":"2019-01-30T09:00:00"},{"v":79,"d":"79.0"},69.4,64.9,92.7,33.48,{"v":0.073,"d":"0.0730"},0.62,13.87]
["January",30,"10AM to 11AM",{"$f":"IF(D713+1>23,0,D713+1)","v":10},"January 30, 2019 10:00","2019-01-30T10:00:00",{"v":81,"d":"81.0"},70.6,{"v":66,"d":"66.0"},96.4,34.53,0.0728,0.64,13.93]
["January",30,"11AM to 12PM",11,"January 30, 2019 11:00","2019-01-30T11:00:00",{"v":81,"d":"81.0"},70.6,{"v":66,"d":"66.0"},96.4,34.53,0.0728,0.64,13.93]
["January",30,"12PM to 1PM",12,"January 30, 2019 12:00","2019-01-30T12:00:00",80.1,70.4,{"v":66,"d":"66.0"},96.4,34.31,0.0729,0.64,13.91]
["January",30,"1PM to 2PM",13,"January 30, 2019 13:00","2019-01-30T13:00:00",{"v":81,"d":"81.0"},70.6,{"v":66,"d":"66.0"},96.4,34.53,0.0728,0.64,13.93]
["January",30,"2PM to 3PM",14,"January 30, 2019 14:00","2019-01-30T14:00:00",80.1,71.6,{"v":68,"d":"68.0"},103.4,{"v":35.4,"d":"35.40"},0.0728,0.69,13.93]
["January",30,"3PM to 4PM",15,"January 30, 2019 15:00","2019-01-30T15:00:00",{"v":79,"d":"79.0"},{"v":70,"d":"70.0"},{"v":66,"d":"66.0"},96.4,34.04,{"v":0.073,"d":"0.0730"},0.64,13.88]
["January",30,"4PM to 5PM",16,"January 30, 2019 16:00","2019-01-30T16:00:00",{"v":79,"d":"79.0"},{"v":70,"d":"70.0"},{"v":66,"d":"66.0"},96.4,34.04,{"v":0.073,"d":"0.0730"},0.64,13.88]
["January",30,"5PM to 6PM",17,"January 30, 2019 17:00","2019-01-30T17:00:00",75.9,69.7,66.9,99.5,33.78,0.0734,0.67,13.81]
["January",30,"6PM to 7PM",18,"January 30, 2019 18:00","2019-01-30T18:00:00",73.9,69.1,66.9,99.5,33.29,0.0737,0.67,13.76]
["January",30,"7PM to 8PM",19,"January 30, 2019 19:00","2019-01-30T19:00:00",73.9,68.5,{"v":66,"d":"66.0"},96.4,{"v":32.8,"d":"32.80"},0.0737,0.64,13.75]
["January",30,"8PM to 9PM",20,"January 30, 2019 20:00","2019-01-30T20:00:00",73.9,69.1,66.9,99.5,33.29,0.0737,0.67,13.76]
["January",30,"9PM to 10PM",21,"January 30, 2019 21:00","2019-01-30T21:00:00",73.9,69.1,66.9,99.5,33.29,0.0737,0.67,13.76]
["January",30,"10PM to 11PM",22,"January 30, 2019 22:00","2019-01-30T22:00:00",73.9,69.1,66.9,99.5,33.29,0.0737,0.67,13.76]
["January",30,"11PM to 12AM",23,"January 30, 2019 23:00","2019-01-30T23:00:00",{"v":75,"d":"75.0"},68.8,{"v":66,"d":"66.0"},96.4,33.07,0.0736,0.64,13.78]
["January",31,"12AM to 1AM",0,"January 31, 2019 0:00","2019-01-31",73.9,69.1,66.9,99.5,33.29,0.0737,0.67,13.76]
["January",31,"1AM to 2AM",1,"January 31, 2019 1:00","2019-01-31T01:00:00",73.9,68.5,{"v":66,"d":"66.0"},96.4,{"v":32.8,"d":"32.80"},0.0737,0.64,13.75]
["January",31,"2AM to 3AM",2,"January 31, 2019 2:00","2019-01-31T02:00:00",{"v":75,"d":"75.0"},70.8,69.1,107.4,34.79,0.0735,0.72,13.81]
["January",31,"3AM to 4AM",3,"January 31, 2019 3:00","2019-01-31T03:00:00",{"v":75,"d":"75.0"},71.5,{"v":70,"d":"70.0"},110.8,35.33,0.0735,0.74,13.83]
["January",31,"4AM to 5AM",4,"January 31, 2019 4:00","2019-01-31T04:00:00",{"v":75,"d":"75.0"},70.8,69.1,107.4,34.79,0.0735,0.72,13.81]
["January",31,"5AM to 6AM",5,"January 31, 2019 5:00","2019-01-31T05:00:00",{"v":75,"d":"75.0"},71.5,{"v":70,"d":"70.0"},110.8,35.33,0.0735,0.74,13.83]
["January",31,"6AM to 7AM",6,"January 31, 2019 6:00","2019-01-31T06:00:00",{"v":70,"d":"70.0"},67.9,66.9,99.5,32.32,0.0742,0.67,13.66]
["January",31,"7AM to 8AM",7,"January 31, 2019 7:00","2019-01-31T07:00:00",69.1,67.6,66.9,99.5,32.09,0.0744,0.67,13.64]
["January",31,"8AM to 9AM",8,"January 31, 2019 8:00","2019-01-31T08:00:00",{"v":70,"d":"70.0"},67.3,{"v":66,"d":"66.0"},96.4,31.83,0.0743,0.64,13.65]
["January",31,"9AM to 10AM",9,"January 31, 2019 9:00","2019-01-31T09:00:00",{"v":70,"d":"70.0"},{"v":66,"d":"66.0"},{"v":64,"d":"64.0"},89.8,30.81,0.0743,{"v":0.6,"d":"0.60"},13.63]
["January",31,"10AM to 11AM",10,"January 31, 2019 10:00","2019-01-31T10:00:00",{"v":70,"d":"70.0"},65.3,{"v":63,"d":"63.0"},86.4,30.27,0.0743,0.58,13.62]
["January",31,"11AM to 12PM",11,"January 31, 2019 11:00","2019-01-31T11:00:00",{"v":68,"d":"68.0"},65.4,{"v":64,"d":"64.0"},89.8,30.32,0.0746,{"v":0.6,"d":"0.60"},13.58]
["January",31,"12PM to 1PM",12,"January 31, 2019 12:00","2019-01-31T12:00:00",{"v":73,"d":"73.0"},66.3,{"v":63,"d":"63.0"},86.4,31.03,0.0739,0.58,{"v":13.7,"d":"13.70"}]
["January",31,"1PM to 2PM",13,"January 31, 2019 13:00","2019-01-31T13:00:00",{"v":75,"d":"75.0"},65.8,{"v":61,"d":"61.0"},80.5,30.58,0.0737,0.54,13.73]
["January",31,"2PM to 3PM",14,"January 31, 2019 14:00","2019-01-31T14:00:00",{"v":75,"d":"75.0"},65.2,60.1,77.9,30.18,0.0737,0.52,13.72]
["January",31,"3PM to 4PM",15,"January 31, 2019 15:00","2019-01-31T15:00:00",{"v":73,"d":"73.0"},64.6,60.1,77.9,29.69,{"v":0.074,"d":"0.0740"},0.52,13.67]
["January",31,"4PM to 5PM",16,"January 31, 2019 16:00","2019-01-31T16:00:00",73.9,64.3,{"v":59,"d":"59.0"},74.9,29.45,0.0738,{"v":0.5,"d":"0.50"},13.69]
["January",31,"5PM to 6PM",17,"January 31, 2019 17:00","2019-01-31T17:00:00",{"v":72,"d":"72.0"},61.9,55.9,66.9,27.72,0.0742,0.45,13.61]
["January",31,"6PM to 7PM",18,"January 31, 2019 18:00","2019-01-31T18:00:00",70.2,60.8,{"v":55,"d":"55.0"},64.8,26.94,0.0744,0.44,13.56]
["January",31,"7PM to 8PM",19,"January 31, 2019 19:00","2019-01-31T19:00:00",69.6,61.9,57.4,70.6,27.72,0.0745,0.48,13.56]
["January",31,"8PM to 9PM",20,"January 31, 2019 20:00","2019-01-31T20:00:00",{"v":70,"d":"70.0"},62.7,58.6,73.9,28.32,0.0744,{"v":0.5,"d":"0.50"},13.58]
["January",31,"9PM to 10PM",21,"January 31, 2019 21:00","2019-01-31T21:00:00",70.2,62.7,58.5,73.4,28.29,0.0744,0.49,13.58]
["January",31,"10PM to 11PM",22,"January 31, 2019 22:00","2019-01-31T22:00:00",70.7,63.4,59.4,75.9,28.81,0.0743,0.51,13.61]
["January",31,"11PM to 12AM",23,"January 31, 2019 23:00","2019-01-31T23:00:00",70.9,63.8,59.9,77.4,29.09,0.0743,0.52,13.62]
["February",1,"12AM to 1AM",0,"February 1, 2019 0:00","2019-02-01",71.1,65.1,62.1,83.6,30.11,0.0742,0.56,13.64]
["February",1,"1AM to 2AM",1,"February 1, 2019 1:00","2019-02-01T01:00:00",70.7,65.3,62.6,85.3,30.28,0.0742,0.57,13.64]
["February",1,"2AM to 3AM",2,"February 1, 2019 2:00","2019-02-01T02:00:00",70.5,65.8,63.5,88.1,30.67,0.0742,0.59,13.64]
["February",1,"3AM to 4AM",3,"February 1, 2019 3:00","2019-02-01T03:00:00",71.1,66.6,64.4,{"v":91,"d":"91.0"},31.25,0.0741,0.61,13.66]
["February",1,"4AM to 5AM",4,"February 1, 2019 4:00","2019-02-01T04:00:00",71.1,67.2,65.3,93.9,31.72,0.0741,0.63,13.67]
["February",1,"5AM to 6AM",5,"February 1, 2019 5:00","2019-02-01T05:00:00",70.2,67.3,{"v":66,"d":"66.0"},96.4,31.87,0.0742,0.64,13.66]
["February",1,"6AM to 7AM",6,"February 1, 2019 6:00","2019-02-01T06:00:00",{"v":70,"d":"70.0"},67.9,66.9,99.5,32.32,0.0742,0.67,13.66]
["February",1,"7AM to 8AM",7,"February 1, 2019 7:00","2019-02-01T07:00:00",{"v":72,"d":"72.0"},69.2,{"v":68,"d":"68.0"},103.4,33.41,0.0739,0.69,13.72]
["February",1,"8AM to 9AM",8,"February 1, 2019 8:00","2019-02-01T08:00:00",73.9,69.8,{"v":68,"d":"68.0"},103.4,{"v":33.9,"d":"33.90"},0.0737,0.69,13.77]
["February",1,"9AM to 10AM",9,"February 1, 2019 9:00","2019-02-01T09:00:00",{"v":75,"d":"75.0"},70.1,{"v":68,"d":"68.0"},103.4,34.16,0.0735,0.69,{"v":13.8,"d":"13.80"}]
["February",1,"10AM to 11AM",10,"February 1, 2019 10:00","2019-02-01T10:00:00",{"v":79,"d":"79.0"},70.6,66.9,99.5,34.53,{"v":0.073,"d":"0.0730"},0.67,13.89]
["February",1,"11AM to 12PM",11,"February 1, 2019 11:00","2019-02-01T11:00:00",{"v":81,"d":"81.0"},71.9,{"v":68,"d":"68.0"},103.4,35.63,0.0727,0.69,13.96]
["February",1,"12PM to 1PM",12,"February 1, 2019 12:00","2019-02-01T12:00:00",{"v":81,"d":"81.0"},71.2,66.9,99.5,35.02,0.0727,0.67,13.94]
["February",1,"1PM to 2PM",13,"February 1, 2019 13:00","2019-02-01T13:00:00",{"v":82,"d":"82.0"},71.5,66.9,99.5,35.29,0.0726,0.67,13.97]
["February",1,"2PM to 3PM",14,"February 1, 2019 14:00","2019-02-01T14:00:00",{"v":81,"d":"81.0"},71.2,66.9,99.5,35.02,0.0727,0.67,13.94]
["February",1,"3PM to 4PM",15,"February 1, 2019 15:00","2019-02-01T15:00:00",80.1,70.4,{"v":66,"d":"66.0"},96.4,34.31,0.0729,0.64,13.91]
["February",1,"4PM to 5PM",16,"February 1, 2019 16:00","2019-02-01T16:00:00",{"v":79,"d":"79.0"},{"v":70,"d":"70.0"},{"v":66,"d":"66.0"},96.4,34.04,{"v":0.073,"d":"0.0730"},0.64,13.88]
["February",1,"5PM to 6PM",17,"February 1, 2019 17:00","2019-02-01T17:00:00",{"v":77,"d":"77.0"},69.4,{"v":66,"d":"66.0"},96.4,33.56,0.0733,0.64,13.83]
["February",1,"6PM to 7PM",18,"February 1, 2019 18:00","2019-02-01T18:00:00",{"v":75,"d":"75.0"},69.4,66.9,99.5,33.56,0.0735,0.67,13.79]
["February",1,"7PM to 8PM",19,"February 1, 2019 19:00","2019-02-01T19:00:00",{"v":75,"d":"75.0"},68.8,{"v":66,"d":"66.0"},96.4,33.07,0.0736,0.64,13.78]
["February",1,"8PM to 9PM",20,"February 1, 2019 20:00","2019-02-01T20:00:00",73.9,68.5,{"v":66,"d":"66.0"},96.4,{"v":32.8,"d":"32.80"},0.0737,0.64,13.75]
["February",1,"9PM to 10PM",21,"February 1, 2019 21:00","2019-02-01T21:00:00",{"v":73,"d":"73.0"},68.8,66.9,99.5,33.07,0.0738,0.67,13.74]
["February",1,"10PM to 11PM",22,"February 1, 2019 22:00","2019-02-01T22:00:00",{"v":72,"d":"72.0"},67.9,{"v":66,"d":"66.0"},96.4,32.32,{"v":0.074,"d":"0.0740"},0.64,{"v":13.7,"d":"13.70"}]
["February",1,"11PM to 12AM",23,"February 1, 2019 23:00","2019-02-01T23:00:00",{"v":72,"d":"72.0"},67.9,{"v":66,"d":"66.0"},96.4,32.32,{"v":0.074,"d":"0.0740"},0.64,{"v":13.7,"d":"13.70"}]
["February",2,"12AM to 1AM",0,"February 2, 2019 0:00","2019-02-02",71.1,68.2,66.9,99.5,32.58,0.0741,0.67,13.69]
["February",2,"1AM to 2AM",1,{"$f":"A777&\" \"&B777&\", \"&$D$5&\" \"&D777&\":00\"","v":"February 2, 2019 1:00"},{"$f":"DATEVALUE(E777)+TIMEVALUE(E777)","v":"2019-02-02T01:00:00"},71.1,68.2,66.9,99.5,32.58,0.0741,0.67,13.69]
["February",2,"2AM to 3AM",{"$f":"IF(D777+1>23,0,D777+1)","v":2},"February 2, 2019 2:00","2019-02-02T02:00:00",71.1,68.9,{"v":68,"d":"68.0"},103.4,33.19,0.0741,0.69,{"v":13.7,"d":"13.70"}]
["February",2,"3AM to 4AM",3,"February 2, 2019 3:00","2019-02-02T03:00:00",71.1,69.7,69.1,107.4,33.81,{"v":0.074,"d":"0.0740"},0.72,13.71]
["February",2,"4AM to 5AM",4,"February 2, 2019 4:00","2019-02-02T04:00:00",71.1,68.9,{"v":68,"d":"68.0"},103.4,33.19,0.0741,0.69,{"v":13.7,"d":"13.70"}]
["February",2,"5AM to 6AM",5,"February 2, 2019 5:00","2019-02-02T05:00:00",71.1,69.7,69.1,107.4,33.81,{"v":0.074,"d":"0.0740"},0.72,13.71]
["February",2,"6AM to 7AM",6,"February 2, 2019 6:00","2019-02-02T06:00:00",71.1,69.7,69.1,107.4,33.81,{"v":0.074,"d":"0.0740"},0.72,13.71]
["February",2,"7AM to 8AM",7,"February 2, 2019 7:00","2019-02-02T07:00:00",71.1,68.2,66.9,99.5,32.58,0.0741,0.67,13.69]
["February",2,"8AM to 9AM",8,"February 2, 2019 8:00","2019-02-02T08:00:00",{"v":72,"d":"72.0"},68.5,66.9,99.5,{"v":32.8,"d":"32.80"},{"v":0.074,"d":"0.0740"},0.67,13.71]
["February",2,"9AM to 10AM",9,"February 2, 2019 9:00","2019-02-02T09:00:00",{"v":75,"d":"75.0"},70.8,69.1,107.4,34.79,0.0735,0.72,13.81]
["February",2,"10AM to 11AM",10,"February 2, 2019 10:00","2019-02-02T10:00:00",{"v":79,"d":"79.0"},71.3,{"v":68,"d":"68.0"},103.4,35.14,{"v":0.073,"d":"0.0730"},0.69,{"v":13.9,"d":"13.90"}]
["February",2,"11AM to 12PM",11,"February 2, 2019 11:00","2019-02-02T11:00:00",80.1,72.3,69.1,107.4,36.03,0.0728,0.72,13.94]
["February",2,"12PM to 1PM",12,"February 2, 2019 12:00","2019-02-02T12:00:00",{"v":81,"d":"81.0"},71.9,{"v":68,"d":"68.0"},103.4,35.63,0.0727,0.69,13.96]
["February",2,"1PM to 2PM",13,"February 2, 2019 13:00","2019-02-02T13:00:00",{"v":84,"d":"84.0"},70.9,64.9,92.7,34.71,0.0724,0.62,{"v":14,"d":"14.00"}]
["February",2,"2PM to 3PM",14,"February 2, 2019 14:00","2019-02-02T14:00:00",82.9,71.2,{"v":66,"d":"66.0"},96.4,35.02,0.0725,0.64,13.98]
["February",2,"3PM to 4PM",15,"February 2, 2019 15:00","2019-02-02T15:00:00",{"v":81,"d":"81.0"},71.9,{"v":68,"d":"68.0"},103.4,35.63,0.0727,0.69,13.96]
["February",2,"4PM to 5PM",16,"February 2, 2019 16:00","2019-02-02T16:00:00",{"v":79,"d":"79.0"},71.3,{"v":68,"d":"68.0"},103.4,35.14,{"v":0.073,"d":"0.0730"},0.69,{"v":13.9,"d":"13.90"}]
["February",2,"5PM to 6PM",17,"February 2, 2019 17:00","2019-02-02T17:00:00",{"v":77,"d":"77.0"},{"v":70,"d":"70.0"},66.9,99.5,34.05,0.0733,0.67,13.84]
["February",2,"6PM to 7PM",18,"February 2, 2019 18:00","2019-02-02T18:00:00",{"v":75,"d":"75.0"},70.1,{"v":68,"d":"68.0"},103.4,34.16,0.0735,0.69,{"v":13.8,"d":"13.80"}]
["February",2,"7PM to 8PM",19,"February 2, 2019 19:00","2019-02-02T19:00:00",{"v":75,"d":"75.0"},69.4,66.9,99.5,33.56,0.0735,0.67,13.79]
["February",2,"8PM to 9PM",20,"February 2, 2019 20:00","2019-02-02T20:00:00",{"v":73,"d":"73.0"},68.8,66.9,99.5,33.07,0.0738,0.67,13.74]
["February",2,"9PM to 10PM",21,"February 2, 2019 21:00","2019-02-02T21:00:00",{"v":72,"d":"72.0"},67.9,{"v":66,"d":"66.0"},96.4,32.32,{"v":0.074,"d":"0.0740"},0.64,{"v":13.7,"d":"13.70"}]
["February",2,"10PM to 11PM",22,"February 2, 2019 22:00","2019-02-02T22:00:00",{"v":70,"d":"70.0"},67.3,{"v":66,"d":"66.0"},96.4,31.83,0.0743,0.64,13.65]
["February",2,"11PM to 12AM",23,"February 2, 2019 23:00","2019-02-02T23:00:00",{"v":70,"d":"70.0"},67.3,{"v":66,"d":"66.0"},96.4,31.83,0.0743,0.64,13.65]
["February",3,"12AM to 1AM",0,"February 3, 2019 0:00","2019-02-03",{"v":70,"d":"70.0"},67.3,{"v":66,"d":"66.0"},96.4,31.83,0.0743,0.64,13.65]
["February",3,"1AM to 2AM",1,"February 3, 2019 1:00","2019-02-03T01:00:00",{"v":70,"d":"70.0"},67.3,{"v":66,"d":"66.0"},96.4,31.83,0.0743,0.64,13.65]
["February",3,"2AM to 3AM",2,"February 3, 2019 2:00","2019-02-03T02:00:00",69.1,{"v":67,"d":"67.0"},{"v":66,"d":"66.0"},96.4,31.61,0.0744,0.64,13.63]
["February",3,"3AM to 4AM",3,"February 3, 2019 3:00","2019-02-03T03:00:00",{"v":70,"d":"70.0"},67.3,{"v":66,"d":"66.0"},96.4,31.83,0.0743,0.64,13.65]
["February",3,"4AM to 5AM",4,"February 3, 2019 4:00","2019-02-03T04:00:00",69.1,{"v":67,"d":"67.0"},{"v":66,"d":"66.0"},96.4,31.61,0.0744,0.64,13.63]
["February",3,"5AM to 6AM",5,"February 3, 2019 5:00","2019-02-03T05:00:00",{"v":68,"d":"68.0"},65.9,64.9,92.7,30.78,0.0746,0.62,13.59]
["February",3,"6AM to 7AM",6,"February 3, 2019 6:00","2019-02-03T06:00:00",{"v":68,"d":"68.0"},65.9,64.9,92.7,30.78,0.0746,0.62,13.59]
["February",3,"7AM to 8AM",7,"February 3, 2019 7:00","2019-02-03T07:00:00",69.1,{"v":67,"d":"67.0"},{"v":66,"d":"66.0"},96.4,31.61,0.0744,0.64,13.63]
["February",3,"8AM to 9AM",8,"February 3, 2019 8:00","2019-02-03T08:00:00",{"v":75,"d":"75.0"},70.1,{"v":68,"d":"68.0"},103.4,34.16,0.0735,0.69,{"v":13.8,"d":"13.80"}]
["February",3,"9AM to 10AM",9,"February 3, 2019 9:00","2019-02-03T09:00:00",{"v":77,"d":"77.0"},{"v":70,"d":"70.0"},66.9,99.5,34.05,0.0733,0.67,13.84]
["February",3,"10AM to 11AM",10,"February 3, 2019 10:00","2019-02-03T10:00:00",{"v":82,"d":"82.0"},72.2,{"v":68,"d":"68.0"},103.4,35.89,0.0726,0.69,13.98]
["February",3,"11AM to 12PM",11,"February 3, 2019 11:00","2019-02-03T11:00:00",{"v":81,"d":"81.0"},71.2,66.9,99.5,35.02,0.0727,0.67,13.94]
["February",3,"12PM to 1PM",12,"February 3, 2019 12:00","2019-02-03T12:00:00",{"v":82,"d":"82.0"},71.5,66.9,99.5,35.29,0.0726,0.67,13.97]
["February",3,"1PM to 2PM",13,"February 3, 2019 13:00","2019-02-03T13:00:00",{"v":82,"d":"82.0"},71.5,66.9,99.5,35.29,0.0726,0.67,13.97]
["February",3,"2PM to 3PM",14,"February 3, 2019 14:00","2019-02-03T14:00:00",{"v":81,"d":"81.0"},71.9,{"v":68,"d":"68.0"},103.4,35.63,0.0727,0.69,13.96]
["February",3,"3PM to 4PM",15,"February 3, 2019 15:00","2019-02-03T15:00:00",{"v":79,"d":"79.0"},70.6,66.9,99.5,34.53,{"v":0.073,"d":"0.0730"},0.67,13.89]
["February",3,"4PM to 5PM",16,"February 3, 2019 16:00","2019-02-03T16:00:00",{"v":79,"d":"79.0"},70.6,66.9,99.5,34.53,{"v":0.073,"d":"0.0730"},0.67,13.89]
["February",3,"5PM to 6PM",17,"February 3, 2019 17:00","2019-02-03T17:00:00",78.1,69.8,{"v":66,"d":"66.0"},96.4,33.82,0.0731,0.64,13.86]
["February",3,"6PM to 7PM",18,"February 3, 2019 18:00","2019-02-03T18:00:00",75.9,69.7,66.9,99.5,33.78,0.0734,0.67,13.81]
["February",3,"7PM to 8PM",19,"February 3, 2019 19:00","2019-02-03T19:00:00",{"v":75,"d":"75.0"},70.1,{"v":68,"d":"68.0"},103.4,34.16,0.0735,0.69,{"v":13.8,"d":"13.80"}]
["February",3,"8PM to 9PM",20,"February 3, 2019 20:00","2019-02-03T20:00:00",73.9,69.8,{"v":68,"d":"68.0"},103.4,{"v":33.9,"d":"33.90"},0.0737,0.69,13.77]
["February",3,"9PM to 10PM",21,"February 3, 2019 21:00","2019-02-03T21:00:00",{"v":72,"d":"72.0"},68.5,66.9,99.5,{"v":32.8,"d":"32.80"},{"v":0.074,"d":"0.0740"},0.67,13.71]
["February",3,"10PM to 11PM",22,"February 3, 2019 22:00","2019-02-03T22:00:00",{"v":73,"d":"73.0"},68.8,66.9,99.5,33.07,0.0738,0.67,13.74]
["February",3,"11PM to 12AM",23,"February 3, 2019 23:00","2019-02-03T23:00:00",{"v":72,"d":"72.0"},67.9,{"v":66,"d":"66.0"},96.4,32.32,{"v":0.074,"d":"0.0740"},0.64,{"v":13.7,"d":"13.70"}]
["February",4,"12AM to 1AM",0,"February 4, 2019 0:00","2019-02-04",{"v":70,"d":"70.0"},66.6,64.9,92.7,31.26,0.0743,0.62,13.64]
["February",4,"1AM to 2AM",1,"February 4, 2019 1:00","2019-02-04T01:00:00",69.1,65.7,{"v":64,"d":"64.0"},89.8,30.58,0.0744,{"v":0.6,"d":"0.60"},13.61]
["February",4,"2AM to 3AM",2,"February 4, 2019 2:00","2019-02-04T02:00:00",69.1,65.7,{"v":64,"d":"64.0"},89.8,30.58,0.0744,{"v":0.6,"d":"0.60"},13.61]
["February",4,"3AM to 4AM",3,"February 4, 2019 3:00","2019-02-04T03:00:00",{"v":68,"d":"68.0"},65.9,64.9,92.7,30.78,0.0746,0.62,13.59]
["February",4,"4AM to 5AM",4,"February 4, 2019 4:00","2019-02-04T04:00:00",69.1,66.3,64.9,92.7,31.04,0.0744,0.62,13.62]
["February",4,"5AM to 6AM",5,"February 4, 2019 5:00","2019-02-04T05:00:00",{"v":68,"d":"68.0"},65.9,64.9,92.7,30.78,0.0746,0.62,13.59]
["February",4,"6AM to 7AM",6,"February 4, 2019 6:00","2019-02-04T06:00:00",{"v":68,"d":"68.0"},65.9,64.9,92.7,30.78,0.0746,0.62,13.59]
["February",4,"7AM to 8AM",7,"February 4, 2019 7:00","2019-02-04T07:00:00",{"v":70,"d":"70.0"},67.3,{"v":66,"d":"66.0"},96.4,31.83,0.0743,0.64,13.65]
["February",4,"8AM to 9AM",8,"February 4, 2019 8:00","2019-02-04T08:00:00",{"v":75,"d":"75.0"},70.1,{"v":68,"d":"68.0"},103.4,34.16,0.0735,0.69,{"v":13.8,"d":"13.80"}]
["February",4,"9AM to 10AM",9,"February 4, 2019 9:00","2019-02-04T09:00:00",{"v":79,"d":"79.0"},71.3,{"v":68,"d":"68.0"},103.4,35.14,{"v":0.073,"d":"0.0730"},0.69,{"v":13.9,"d":"13.90"}]
["February",4,"10AM to 11AM",10,"February 4, 2019 10:00","2019-02-04T10:00:00",{"v":81,"d":"81.0"},71.9,{"v":68,"d":"68.0"},103.4,35.63,0.0727,0.69,13.96]
["February",4,"11AM to 12PM",11,"February 4, 2019 11:00","2019-02-04T11:00:00",{"v":82,"d":"82.0"},72.9,69.1,107.4,36.52,0.0725,0.72,{"v":14,"d":"14.00"}]
["February",4,"12PM to 1PM",12,"February 4, 2019 12:00","2019-02-04T12:00:00",{"v":81,"d":"81.0"},71.9,{"v":68,"d":"68.0"},103.4,35.63,0.0727,0.69,13.96]
["February",4,"1PM to 2PM",13,"February 4, 2019 13:00","2019-02-04T13:00:00",{"v":82,"d":"82.0"},71.5,66.9,99.5,35.29,0.0726,0.67,13.97]
["February",4,"2PM to 3PM",14,"February 4, 2019 14:00","2019-02-04T14:00:00",{"v":81,"d":"81.0"},70.6,{"v":66,"d":"66.0"},96.4,34.53,0.0728,0.64,13.93]
["February",4,"3PM to 4PM",15,"February 4, 2019 15:00","2019-02-04T15:00:00",78.1,70.3,66.9,99.5,34.31,0.0731,0.67,13.87]
["February",4,"4PM to 5PM",16,"February 4, 2019 16:00","2019-02-04T16:00:00",80.1,70.9,66.9,99.5,{"v":34.8,"d":"34.80"},0.0729,0.67,13.92]
["February",4,"5PM to 6PM",17,{"$f":"A841&\" \"&B841&\", \"&$D$5&\" \"&D841&\":00\"","v":"February 4, 2019 17:00"},{"$f":"DATEVALUE(E841)+TIMEVALUE(E841)","v":"2019-02-04T17:00:00"},{"v":77,"d":"77.0"},{"v":70,"d":"70.0"},66.9,99.5,34.05,0.0733,0.67,13.84]
["February",4,"6PM to 7PM",{"$f":"IF(D841+1>23,0,D841+1)","v":18},"February 4, 2019 18:00","2019-02-04T18:00:00",75.9,69.1,{"v":66,"d":"66.0"},96.4,33.29,0.0734,0.64,{"v":13.8,"d":"13.80"}]
["February",4,"7PM to 8PM",19,"February 4, 2019 19:00","2019-02-04T19:00:00",{"v":75,"d":"75.0"},69.4,66.9,99.5,33.56,0.0735,0.67,13.79]
["February",4,"8PM to 9PM",20,"February 4, 2019 20:00","2019-02-04T20:00:00",73.9,69.1,66.9,99.5,33.29,0.0737,0.67,13.76]
["February",4,"9PM to 10PM",21,"February 4, 2019 21:00","2019-02-04T21:00:00",{"v":73,"d":"73.0"},68.8,66.9,99.5,33.07,0.0738,0.67,13.74]
["February",4,"10PM to 11PM",22,"February 4, 2019 22:00","2019-02-04T22:00:00",{"v":72,"d":"72.0"},67.9,{"v":66,"d":"66.0"},96.4,32.32,{"v":0.074,"d":"0.0740"},0.64,{"v":13.7,"d":"13.70"}]
["February",4,"11PM to 12AM",23,"February 4, 2019 23:00","2019-02-04T23:00:00",71.1,68.2,66.9,99.5,32.58,0.0741,0.67,13.69]
["February",5,"12AM to 1AM",0,"February 5, 2019 0:00","2019-02-05",{"v":70,"d":"70.0"},67.3,{"v":66,"d":"66.0"},96.4,31.83,0.0743,0.64,13.65]
["February",5,"1AM to 2AM",1,"February 5, 2019 1:00","2019-02-05T01:00:00",{"v":70,"d":"70.0"},67.3,{"v":66,"d":"66.0"},96.4,31.83,0.0743,0.64,13.65]
["February",5,"2AM to 3AM",2,"February 5, 2019 2:00","2019-02-05T02:00:00",69.1,66.3,64.9,92.7,31.04,0.0744,0.62,13.62]
["February",5,"3AM to 4AM",3,"February 5, 2019 3:00","2019-02-05T03:00:00",69.1,{"v":67,"d":"67.0"},{"v":66,"d":"66.0"},96.4,31.61,0.0744,0.64,13.63]
["February",5,"4AM to 5AM",4,"February 5, 2019 4:00","2019-02-05T04:00:00",69.1,66.3,64.9,92.7,31.04,0.0744,0.62,13.62]
["February",5,"5AM to 6AM",5,"February 5, 2019 5:00","2019-02-05T05:00:00",{"v":68,"d":"68.0"},65.4,{"v":64,"d":"64.0"},89.8,30.32,0.0746,{"v":0.6,"d":"0.60"},13.58]
["February",5,"6AM to 7AM",6,"February 5, 2019 6:00","2019-02-05T06:00:00",{"v":68,"d":"68.0"},65.4,{"v":64,"d":"64.0"},89.8,30.32,0.0746,{"v":0.6,"d":"0.60"},13.58]
["February",5,"7AM to 8AM",7,"February 5, 2019 7:00","2019-02-05T07:00:00",69.1,65.7,{"v":64,"d":"64.0"},89.8,30.58,0.0744,{"v":0.6,"d":"0.60"},13.61]
["February",5,"8AM to 9AM",8,"February 5, 2019 8:00","2019-02-05T08:00:00",{"v":73,"d":"73.0"},68.8,66.9,99.5,33.07,0.0738,0.67,13.74]
["February",5,"9AM to 10AM",9,"February 5, 2019 9:00","2019-02-05T09:00:00",{"v":79,"d":"79.0"},{"v":70,"d":"70.0"},{"v":66,"d":"66.0"},96.4,34.04,{"v":0.073,"d":"0.0730"},0.64,13.88]
["February",5,"10AM to 11AM",10,"February 5, 2019 10:00","2019-02-05T10:00:00",{"v":81,"d":"81.0"},71.2,66.9,99.5,35.02,0.0727,0.67,13.94]
["February",5,"11AM to 12PM",11,"February 5, 2019 11:00","2019-02-05T11:00:00",82.9,71.2,{"v":66,"d":"66.0"},96.4,35.02,0.0725,0.64,13.98]
["February",5,"12PM to 1PM",12,"February 5, 2019 12:00","2019-02-05T12:00:00",82.9,71.7,66.9,99.5,35.51,0.0725,0.67,13.99]
["February",5,"1PM to 2PM",13,"February 5, 2019 13:00","2019-02-05T13:00:00",82.9,70.5,64.9,92.7,34.45,0.0725,0.62,13.97]
["February",5,"2PM to 3PM",14,"February 5, 2019 14:00","2019-02-05T14:00:00",82.9,70.5,64.9,92.7,34.45,0.0725,0.62,13.97]
["February",5,"3PM to 4PM",15,"February 5, 2019 15:00","2019-02-05T15:00:00",{"v":81,"d":"81.0"},{"v":70,"d":"70.0"},64.9,92.7,33.96,0.0728,0.62,13.92]
["February",5,"4PM to 5PM",16,"February 5, 2019 16:00","2019-02-05T16:00:00",{"v":79,"d":"79.0"},69.4,64.9,92.7,33.48,{"v":0.073,"d":"0.0730"},0.62,13.87]
["February",5,"5PM to 6PM",17,"February 5, 2019 17:00","2019-02-05T17:00:00",{"v":77,"d":"77.0"},68.8,64.9,92.7,32.99,0.0733,0.62,13.82]
["February",5,"6PM to 7PM",18,"February 5, 2019 18:00","2019-02-05T18:00:00",{"v":75,"d":"75.0"},68.2,64.9,92.7,{"v":32.5,"d":"32.50"},0.0736,0.62,13.77]
["February",5,"7PM to 8PM",19,"February 5, 2019 19:00","2019-02-05T19:00:00",73.9,68.5,{"v":66,"d":"66.0"},96.4,{"v":32.8,"d":"32.80"},0.0737,0.64,13.75]
["February",5,"8PM to 9PM",20,"February 5, 2019 20:00","2019-02-05T20:00:00",73.9,68.5,{"v":66,"d":"66.0"},96.4,{"v":32.8,"d":"32.80"},0.0737,0.64,13.75]
["February",5,"9PM to 10PM",21,"February 5, 2019 21:00","2019-02-05T21:00:00",{"v":72,"d":"72.0"},67.9,{"v":66,"d":"66.0"},96.4,32.32,{"v":0.074,"d":"0.0740"},0.64,{"v":13.7,"d":"13.70"}]
["February",5,"10PM to 11PM",22,"February 5, 2019 22:00","2019-02-05T22:00:00",71.1,66.9,64.9,92.7,31.53,0.0741,0.62,13.67]
["February",5,"11PM to 12AM",23,"February 5, 2019 23:00","2019-02-05T23:00:00",71.1,67.6,{"v":66,"d":"66.0"},96.4,32.09,0.0741,0.64,13.68]
["February",6,"12AM to 1AM",0,"February 6, 2019 0:00","2019-02-06",{"v":70,"d":"70.0"},{"v":66,"d":"66.0"},{"v":64,"d":"64.0"},89.8,30.81,0.0743,{"v":0.6,"d":"0.60"},13.63]
["February",6,"1AM to 2AM",1,"February 6, 2019 1:00","2019-02-06T01:00:00",69.1,65.7,{"v":64,"d":"64.0"},89.8,30.58,0.0744,{"v":0.6,"d":"0.60"},13.61]
["February",6,"2AM to 3AM",2,"February 6, 2019 2:00","2019-02-06T02:00:00",{"v":68,"d":"68.0"},65.4,{"v":64,"d":"64.0"},89.8,30.32,0.0746,{"v":0.6,"d":"0.60"},13.58]
["February",6,"3AM to 4AM",3,"February 6, 2019 3:00","2019-02-06T03:00:00",{"v":68,"d":"68.0"},65.9,64.9,92.7,30.78,0.0746,0.62,13.59]
["February",6,"4AM to 5AM",4,"February 6, 2019 4:00","2019-02-06T04:00:00",{"v":68,"d":"68.0"},65.4,{"v":64,"d":"64.0"},89.8,30.32,0.0746,{"v":0.6,"d":"0.60"},13.58]
["February",6,"5AM to 6AM",5,"February 6, 2019 5:00","2019-02-06T05:00:00",66.9,64.3,{"v":63,"d":"63.0"},86.4,29.52,0.0748,0.58,13.54]
["February",6,"6AM to 7AM",6,"February 6, 2019 6:00","2019-02-06T06:00:00",66.9,63.7,62.1,83.6,29.09,0.0748,0.56,13.53]
["February",6,"7AM to 8AM",7,"February 6, 2019 7:00","2019-02-06T07:00:00",66.9,63.7,62.1,83.6,29.09,0.0748,0.56,13.53]
["February",6,"8AM to 9AM",8,"February 6, 2019 8:00","2019-02-06T08:00:00",{"v":73,"d":"73.0"},66.3,{"v":63,"d":"63.0"},86.4,31.03,0.0739,0.58,{"v":13.7,"d":"13.70"}]
["February",6,"9AM to 10AM",9,"February 6, 2019 9:00","2019-02-06T09:00:00",78.1,69.8,{"v":66,"d":"66.0"},96.4,33.82,0.0731,0.64,13.86]
["February",6,"10AM to 11AM",10,"February 6, 2019 10:00","2019-02-06T10:00:00",{"v":81,"d":"81.0"},71.2,66.9,99.5,35.02,0.0727,0.67,13.94]
["February",6,"11AM to 12PM",11,"February 6, 2019 11:00","2019-02-06T11:00:00",{"v":82,"d":"82.0"},71.5,66.9,99.5,35.29,0.0726,0.67,13.97]
["February",6,"12PM to 1PM",12,"February 6, 2019 12:00","2019-02-06T12:00:00",{"v":82,"d":"82.0"},71.5,66.9,99.5,35.29,0.0726,0.67,13.97]
["February",6,"1PM to 2PM",13,"February 6, 2019 13:00","2019-02-06T13:00:00",{"v":81,"d":"81.0"},71.2,66.9,99.5,35.02,0.0727,0.67,13.94]
["February",6,"2PM to 3PM",14,"February 6, 2019 14:00","2019-02-06T14:00:00",{"v":82,"d":"82.0"},72.2,{"v":68,"d":"68.0"},103.4,35.89,0.0726,0.69,13.98]
["February",6,"3PM to 4PM",15,"February 6, 2019 15:00","2019-02-06T15:00:00",{"v":81,"d":"81.0"},71.2,66.9,99.5,35.02,0.0727,0.67,13.94]
["February",6,"4PM to 5PM",16,"February 6, 2019 16:00","2019-02-06T16:00:00",80.1,71.6,{"v":68,"d":"68.0"},103.4,{"v":35.4,"d":"35.40"},0.0728,0.69,13.93]
["February",6,"5PM to 6PM",17,"February 6, 2019 17:00","2019-02-06T17:00:00",78.1,{"v":71,"d":"71.0"},{"v":68,"d":"68.0"},103.4,34.92,0.0731,0.69,13.88]
["February",6,"6PM to 7PM",18,"February 6, 2019 18:00","2019-02-06T18:00:00",75.9,71.1,69.1,107.4,35.01,0.0734,0.72,13.84]
["February",6,"7PM to 8PM",19,"February 6, 2019 19:00","2019-02-06T19:00:00",{"v":77,"d":"77.0"},70.7,{"v":68,"d":"68.0"},103.4,34.65,0.0733,0.69,13.85]
["February",6,"8PM to 9PM",20,"February 6, 2019 20:00","2019-02-06T20:00:00",{"v":75,"d":"75.0"},70.1,{"v":68,"d":"68.0"},103.4,34.16,0.0735,0.69,{"v":13.8,"d":"13.80"}]
["February",6,"9PM to 10PM",21,"February 6, 2019 21:00","2019-02-06T21:00:00",{"v":75,"d":"75.0"},70.1,{"v":68,"d":"68.0"},103.4,34.16,0.0735,0.69,{"v":13.8,"d":"13.80"}]
["February",6,"10PM to 11PM",22,"February 6, 2019 22:00","2019-02-06T22:00:00",{"v":75,"d":"75.0"},70.1,{"v":68,"d":"68.0"},103.4,34.16,0.0735,0.69,{"v":13.8,"d":"13.80"}]
["February",6,"11PM to 12AM",23,"February 6, 2019 23:00","2019-02-06T23:00:00",75.9,71.1,69.1,107.4,35.01,0.0734,0.72,13.84]
["February",7,"12AM to 1AM",0,"February 7, 2019 0:00","2019-02-07",{"v":75,"d":"75.0"},69.4,66.9,99.5,33.56,0.0735,0.67,13.79]
["February",7,"1AM to 2AM",1,"February 7, 2019 1:00","2019-02-07T01:00:00",73.9,69.8,{"v":68,"d":"68.0"},103.4,{"v":33.9,"d":"33.90"},0.0737,0.69,13.77]
["February",7,"2AM to 3AM",2,"February 7, 2019 2:00","2019-02-07T02:00:00",73.9,67.8,64.9,92.7,32.24,0.0737,0.62,13.74]
["February",7,"3AM to 4AM",3,"February 7, 2019 3:00","2019-02-07T03:00:00",73.9,67.3,{"v":64,"d":"64.0"},89.8,31.78,0.0738,{"v":0.6,"d":"0.60"},13.73]
["February",7,"4AM to 5AM",4,"February 7, 2019 4:00","2019-02-07T04:00:00",{"v":73,"d":"73.0"},67.5,64.9,92.7,32.02,0.0739,0.62,13.72]
["February",7,"5AM to 6AM",5,"February 7, 2019 5:00","2019-02-07T05:00:00",{"v":72,"d":"72.0"},67.9,{"v":66,"d":"66.0"},96.4,32.32,{"v":0.074,"d":"0.0740"},0.64,{"v":13.7,"d":"13.70"}]
["February",7,"6AM to 7AM",6,"February 7, 2019 6:00","2019-02-07T06:00:00",{"v":72,"d":"72.0"},66.6,{"v":64,"d":"64.0"},89.8,31.29,{"v":0.074,"d":"0.0740"},{"v":0.6,"d":"0.60"},13.68]
["February",7,"7AM to 8AM",7,"February 7, 2019 7:00","2019-02-07T07:00:00",{"v":72,"d":"72.0"},66.6,{"v":64,"d":"64.0"},89.8,31.29,{"v":0.074,"d":"0.0740"},{"v":0.6,"d":"0.60"},13.68]
["February",7,"8AM to 9AM",8,"February 7, 2019 8:00","2019-02-07T08:00:00",{"v":75,"d":"75.0"},67.6,{"v":64,"d":"64.0"},89.8,32.04,0.0736,{"v":0.6,"d":"0.60"},13.76]
["February",7,"9AM to 10AM",9,{"$f":"A905&\" \"&B905&\", \"&$D$5&\" \"&D905&\":00\"","v":"February 7, 2019 9:00"},{"$f":"DATEVALUE(E905)+TIMEVALUE(E905)","v":"2019-02-07T09:00:00"},75.9,68.4,64.9,92.7,32.72,0.0735,0.62,13.79]
["February",7,"10AM to 11AM",{"$f":"IF(D905+1>23,0,D905+1)","v":10},"February 7, 2019 10:00","2019-02-07T10:00:00",{"v":79,"d":"79.0"},{"v":70,"d":"70.0"},{"v":66,"d":"66.0"},96.4,34.04,{"v":0.073,"d":"0.0730"},0.64,13.88]
["February",7,"11AM to 12PM",11,"February 7, 2019 11:00","2019-02-07T11:00:00",{"v":84,"d":"84.0"},72.1,66.9,99.5,35.77,0.0723,0.67,14.02]
["February",7,"12PM to 1PM",12,"February 7, 2019 12:00","2019-02-07T12:00:00",{"v":84,"d":"84.0"},71.5,{"v":66,"d":"66.0"},96.4,35.28,0.0723,0.64,14.01]
["February",7,"1PM to 2PM",13,"February 7, 2019 13:00","2019-02-07T13:00:00",{"v":82,"d":"82.0"},70.9,{"v":66,"d":"66.0"},96.4,{"v":34.8,"d":"34.80"},0.0726,0.64,13.96]
["February",7,"2PM to 3PM",14,"February 7, 2019 14:00","2019-02-07T14:00:00",{"v":81,"d":"81.0"},70.6,{"v":66,"d":"66.0"},96.4,34.53,0.0728,0.64,13.93]
["February",7,"3PM to 4PM",15,"February 7, 2019 15:00","2019-02-07T15:00:00",{"v":82,"d":"82.0"},70.9,{"v":66,"d":"66.0"},96.4,{"v":34.8,"d":"34.80"},0.0726,0.64,13.96]
["February",7,"4PM to 5PM",16,"February 7, 2019 16:00","2019-02-07T16:00:00",{"v":81,"d":"81.0"},{"v":70,"d":"70.0"},64.9,92.7,33.96,0.0728,0.62,13.92]
["February",7,"5PM to 6PM",17,"February 7, 2019 17:00","2019-02-07T17:00:00",{"v":79,"d":"79.0"},69.4,64.9,92.7,33.48,{"v":0.073,"d":"0.0730"},0.62,13.87]
["February",7,"6PM to 7PM",18,"February 7, 2019 18:00","2019-02-07T18:00:00",{"v":77,"d":"77.0"},68.8,64.9,92.7,32.99,0.0733,0.62,13.82]
["February",7,"7PM to 8PM",19,"February 7, 2019 19:00","2019-02-07T19:00:00",75.9,69.1,{"v":66,"d":"66.0"},96.4,33.29,0.0734,0.64,{"v":13.8,"d":"13.80"}]
["February",7,"8PM to 9PM",20,"February 7, 2019 20:00","2019-02-07T20:00:00",75.9,69.1,{"v":66,"d":"66.0"},96.4,33.29,0.0734,0.64,{"v":13.8,"d":"13.80"}]
["February",7,"9PM to 10PM",21,"February 7, 2019 21:00","2019-02-07T21:00:00",73.9,69.1,66.9,99.5,33.29,0.0737,0.67,13.76]
["February",7,"10PM to 11PM",22,"February 7, 2019 22:00","2019-02-07T22:00:00",{"v":73,"d":"73.0"},68.2,{"v":66,"d":"66.0"},96.4,32.58,0.0738,0.64,13.73]
["February",7,"11PM to 12AM",23,"February 7, 2019 23:00","2019-02-07T23:00:00",{"v":72,"d":"72.0"},67.9,{"v":66,"d":"66.0"},96.4,32.32,{"v":0.074,"d":"0.0740"},0.64,{"v":13.7,"d":"13.70"}]
["February",8,"12AM to 1AM",0,"February 8, 2019 0:00","2019-02-08",{"v":70,"d":"70.0"},66.6,64.9,92.7,31.26,0.0743,0.62,13.64]
["February",8,"1AM to 2AM",1,"February 8, 2019 1:00","2019-02-08T01:00:00",{"v":70,"d":"70.0"},66.6,64.9,92.7,31.26,0.0743,0.62,13.64]
["February",8,"2AM to 3AM",2,"February 8, 2019 2:00","2019-02-08T02:00:00",71.1,66.9,64.9,92.7,31.53,0.0741,0.62,13.67]
["February",8,"3AM to 4AM",3,"February 8, 2019 3:00","2019-02-08T03:00:00",{"v":72,"d":"72.0"},66.6,{"v":64,"d":"64.0"},89.8,31.29,{"v":0.074,"d":"0.0740"},{"v":0.6,"d":"0.60"},13.68]
["February",8,"4AM to 5AM",4,"February 8, 2019 4:00","2019-02-08T04:00:00",71.1,66.3,{"v":64,"d":"64.0"},89.8,31.07,0.0742,{"v":0.6,"d":"0.60"},13.66]
["February",8,"5AM to 6AM",5,"February 8, 2019 5:00","2019-02-08T05:00:00",{"v":70,"d":"70.0"},65.3,{"v":63,"d":"63.0"},86.4,30.27,0.0743,0.58,13.62]
["February",8,"6AM to 7AM",6,"February 8, 2019 6:00","2019-02-08T06:00:00",{"v":70,"d":"70.0"},64.8,62.1,83.6,29.85,0.0743,0.56,13.61]
["February",8,"7AM to 8AM",7,"February 8, 2019 7:00","2019-02-08T07:00:00",{"v":70,"d":"70.0"},64.1,{"v":61,"d":"61.0"},80.5,29.35,0.0744,0.54,{"v":13.6,"d":"13.60"}]
["February",8,"8AM to 9AM",8,"February 8, 2019 8:00","2019-02-08T08:00:00",{"v":72,"d":"72.0"},65.4,62.1,83.6,30.33,0.0741,0.56,13.66]
["February",8,"9AM to 10AM",9,"February 8, 2019 9:00","2019-02-08T09:00:00",73.9,66.1,62.1,83.6,30.82,0.0738,0.56,13.71]
["February",8,"10AM to 11AM",10,"February 8, 2019 10:00","2019-02-08T10:00:00",73.9,66.1,62.1,83.6,30.82,0.0738,0.56,13.71]
["February",8,"11AM to 12PM",11,"February 8, 2019 11:00","2019-02-08T11:00:00",{"v":75,"d":"75.0"},65.8,{"v":61,"d":"61.0"},80.5,30.58,0.0737,0.54,13.73]
["February",8,"12PM to 1PM",12,"February 8, 2019 12:00","2019-02-08T12:00:00",73.9,64.9,60.1,77.9,29.91,0.0738,0.52,{"v":13.7,"d":"13.70"}]
["February",8,"1PM to 2PM",13,"February 8, 2019 13:00","2019-02-08T13:00:00",73.9,63.7,57.9,{"v":72,"d":"72.0"},28.99,0.0739,0.48,13.68]
["February",8,"2PM to 3PM",14,"February 8, 2019 14:00","2019-02-08T14:00:00",{"v":75,"d":"75.0"},{"v":64,"d":"64.0"},57.9,{"v":72,"d":"72.0"},29.26,0.0737,0.48,13.71]
["February",8,"3PM to 4PM",15,"February 8, 2019 15:00","2019-02-08T15:00:00",73.9,63.7,57.9,{"v":72,"d":"72.0"},28.99,0.0739,0.48,13.68]
["February",8,"4PM to 5PM",16,"February 8, 2019 16:00","2019-02-08T16:00:00",{"v":73,"d":"73.0"},62.3,55.9,66.9,27.99,{"v":0.074,"d":"0.0740"},0.45,13.64]
["February",8,"5PM to 6PM",17,"February 8, 2019 17:00","2019-02-08T17:00:00",{"v":72,"d":"72.0"},61.4,{"v":55,"d":"55.0"},64.8,27.38,0.0742,0.44,{"v":13.6,"d":"13.60"}]
["February",8,"6PM to 7PM",18,"February 8, 2019 18:00","2019-02-08T18:00:00",{"v":70,"d":"70.0"},60.1,{"v":54,"d":"54.0"},62.2,{"v":26.5,"d":"26.50"},0.0745,0.42,13.55]
["February",8,"7PM to 8PM",19,"February 8, 2019 19:00","2019-02-08T19:00:00",{"v":70,"d":"70.0"},59.7,53.1,60.2,26.18,0.0745,0.41,13.54]
["February",8,"8PM to 9PM",20,"February 8, 2019 20:00","2019-02-08T20:00:00",{"v":70,"d":"70.0"},60.1,{"v":54,"d":"54.0"},62.2,{"v":26.5,"d":"26.50"},0.0745,0.42,13.55]
["February",8,"9PM to 10PM",21,"February 8, 2019 21:00","2019-02-08T21:00:00",69.1,59.8,{"v":54,"d":"54.0"},62.2,26.28,0.0746,0.42,13.52]
["February",8,"10PM to 11PM",22,"February 8, 2019 22:00","2019-02-08T22:00:00",69.1,59.8,{"v":54,"d":"54.0"},62.2,26.28,0.0746,0.42,13.52]
["February",8,"11PM to 12AM",23,"February 8, 2019 23:00","2019-02-08T23:00:00",69.1,59.8,{"v":54,"d":"54.0"},62.2,26.28,0.0746,0.42,13.52]
["February",9,"12AM to 1AM",0,"February 9, 2019 0:00","2019-02-09",69.1,60.4,{"v":55,"d":"55.0"},64.8,26.68,0.0746,0.44,13.53]
["February",9,"1AM to 2AM",1,"February 9, 2019 1:00","2019-02-09T01:00:00",{"v":70,"d":"70.0"},60.7,{"v":55,"d":"55.0"},64.8,{"v":26.9,"d":"26.90"},0.0745,0.44,13.55]
["February",9,"2AM to 3AM",2,"February 9, 2019 2:00","2019-02-09T02:00:00",69.1,59.8,{"v":54,"d":"54.0"},62.2,26.28,0.0746,0.42,13.52]
["February",9,"3AM to 4AM",3,"February 9, 2019 3:00","2019-02-09T03:00:00",69.1,59.4,53.1,60.2,25.96,0.0746,0.41,13.52]
["February",9,"4AM to 5AM",4,"February 9, 2019 4:00","2019-02-09T04:00:00",{"v":68,"d":"68.0"},58.9,53.1,60.2,{"v":25.7,"d":"25.70"},0.0748,0.41,13.49]
["February",9,"5AM to 6AM",5,"February 9, 2019 5:00","2019-02-09T05:00:00",69.1,59.8,{"v":54,"d":"54.0"},62.2,26.28,0.0746,0.42,13.52]
["February",9,"6AM to 7AM",6,"February 9, 2019 6:00","2019-02-09T06:00:00",69.1,59.8,{"v":54,"d":"54.0"},62.2,26.28,0.0746,0.42,13.52]
["February",9,"7AM to 8AM",7,"February 9, 2019 7:00","2019-02-09T07:00:00",{"v":70,"d":"70.0"},60.1,{"v":54,"d":"54.0"},62.2,{"v":26.5,"d":"26.50"},0.0745,0.42,13.55]
["February",9,"8AM to 9AM",8,"February 9, 2019 8:00","2019-02-09T08:00:00",71.1,60.1,53.1,60.2,26.45,0.0743,0.41,13.57]
["February",9,"9AM to 10AM",9,"February 9, 2019 9:00","2019-02-09T09:00:00",{"v":73,"d":"73.0"},62.9,{"v":57,"d":"57.0"},69.7,28.41,{"v":0.074,"d":"0.0740"},0.47,13.65]
["February",9,"10AM to 11AM",10,"February 9, 2019 10:00","2019-02-09T10:00:00",73.9,60.6,{"v":52,"d":"52.0"},57.8,26.78,{"v":0.074,"d":"0.0740"},0.39,13.63]
["February",9,"11AM to 12PM",11,"February 9, 2019 11:00","2019-02-09T11:00:00",73.9,61.1,53.1,60.2,27.15,0.0739,0.41,13.64]
["February",9,"12PM to 1PM",12,"February 9, 2019 12:00","2019-02-09T12:00:00",75.9,62.3,{"v":54,"d":"54.0"},62.2,27.95,0.0737,0.42,{"v":13.7,"d":"13.70"}]
["February",9,"1PM to 2PM",13,"February 9, 2019 13:00","2019-02-09T13:00:00",75.9,62.8,{"v":55,"d":"55.0"},64.8,28.35,0.0736,0.44,13.71]
["February",9,"2PM to 3PM",14,"February 9, 2019 14:00","2019-02-09T14:00:00",75.9,62.8,{"v":55,"d":"55.0"},64.8,28.35,0.0736,0.44,13.71]
["February",9,"3PM to 4PM",15,"February 9, 2019 15:00","2019-02-09T15:00:00",73.9,62.6,55.9,66.9,28.21,0.0739,0.45,13.66]
["February",9,"4PM to 5PM",16,"February 9, 2019 16:00","2019-02-09T16:00:00",73.9,62.6,55.9,66.9,28.21,0.0739,0.45,13.66]
["February",9,"5PM to 6PM",17,"February 9, 2019 17:00","2019-02-09T17:00:00",{"v":72,"d":"72.0"},61.9,55.9,66.9,27.72,0.0742,0.45,13.61]
["February",9,"6PM to 7PM",18,"February 9, 2019 18:00","2019-02-09T18:00:00",71.1,62.2,{"v":57,"d":"57.0"},69.7,27.93,0.0743,0.47,{"v":13.6,"d":"13.60"}]
["February",9,"7PM to 8PM",19,"February 9, 2019 19:00","2019-02-09T19:00:00",71.1,61.1,{"v":55,"d":"55.0"},64.8,27.16,0.0743,0.44,13.58]
["February",9,"8PM to 9PM",20,"February 9, 2019 20:00","2019-02-09T20:00:00",71.1,61.1,{"v":55,"d":"55.0"},64.8,27.16,0.0743,0.44,13.58]
["February",9,"9PM to 10PM",21,"February 9, 2019 21:00","2019-02-09T21:00:00",71.1,61.1,{"v":55,"d":"55.0"},64.8,27.16,0.0743,0.44,13.58]
["February",9,"10PM to 11PM",22,"February 9, 2019 22:00","2019-02-09T22:00:00",71.1,62.7,57.9,{"v":72,"d":"72.0"},28.29,0.0743,0.48,{"v":13.6,"d":"13.60"}]
["February",9,"11PM to 12AM",23,"February 9, 2019 23:00","2019-02-09T23:00:00",71.1,61.1,{"v":55,"d":"55.0"},64.8,27.16,0.0743,0.44,13.58]
["February",10,"12AM to 1AM",0,"February 10, 2019 0:00","2019-02-10",71.1,61.6,55.9,66.9,{"v":27.5,"d":"27.50"},0.0743,0.45,13.59]
["February",10,"1AM to 2AM",1,{"$f":"A969&\" \"&B969&\", \"&$D$5&\" \"&D969&\":00\"","v":"February 10, 2019 1:00"},{"$f":"DATEVALUE(E969)+TIMEVALUE(E969)","v":"2019-02-10T01:00:00"},{"v":70,"d":"70.0"},60.7,{"v":55,"d":"55.0"},64.8,{"v":26.9,"d":"26.90"},0.0745,0.44,13.55]
["February",10,"2AM to 3AM",{"$f":"IF(D969+1>23,0,D969+1)","v":2},"February 10, 2019 2:00","2019-02-10T02:00:00",{"v":70,"d":"70.0"},60.1,{"v":54,"d":"54.0"},62.2,{"v":26.5,"d":"26.50"},0.0745,0.42,13.55]
["February",10,"3AM to 4AM",3,"February 10, 2019 3:00","2019-02-10T03:00:00",69.1,59.8,{"v":54,"d":"54.0"},62.2,26.28,0.0746,0.42,13.52]
["February",10,"4AM to 5AM",4,"February 10, 2019 4:00","2019-02-10T04:00:00",66.9,59.6,{"v":55,"d":"55.0"},64.8,26.15,0.0749,0.44,13.48]
["February",10,"5AM to 6AM",5,"February 10, 2019 5:00","2019-02-10T05:00:00",64.9,58.9,{"v":55,"d":"55.0"},64.8,25.67,0.0752,0.44,13.42]
["February",10,"6AM to 7AM",6,"February 10, 2019 6:00","2019-02-10T06:00:00",{"v":66,"d":"66.0"},59.3,{"v":55,"d":"55.0"},64.8,25.93,{"v":0.075,"d":"0.0750"},0.44,13.45]
["February",10,"7AM to 8AM",7,"February 10, 2019 7:00","2019-02-10T07:00:00",{"v":68,"d":"68.0"},59.4,{"v":54,"d":"54.0"},62.2,26.02,0.0748,0.42,{"v":13.5,"d":"13.50"}]
["February",10,"8AM to 9AM",8,"February 10, 2019 8:00","2019-02-10T08:00:00",73.9,62.6,55.9,66.9,28.21,0.0739,0.45,13.66]
["February",10,"9AM to 10AM",9,"February 10, 2019 9:00","2019-02-10T09:00:00",{"v":75,"d":"75.0"},63.5,{"v":57,"d":"57.0"},69.7,28.89,0.0737,0.47,{"v":13.7,"d":"13.70"}]
["February",10,"10AM to 11AM",10,"February 10, 2019 10:00","2019-02-10T10:00:00",{"v":75,"d":"75.0"},{"v":63,"d":"63.0"},55.9,66.9,28.47,0.0737,0.45,13.69]
["February",10,"11AM to 12PM",11,"February 10, 2019 11:00","2019-02-10T11:00:00",{"v":77,"d":"77.0"},63.2,{"v":55,"d":"55.0"},64.8,28.61,0.0735,0.44,13.73]
["February",10,"12PM to 1PM",12,"February 10, 2019 12:00","2019-02-10T12:00:00",{"v":77,"d":"77.0"},63.6,55.9,66.9,28.95,0.0735,0.45,13.74]
["February",10,"1PM to 2PM",13,"February 10, 2019 13:00","2019-02-10T13:00:00",75.9,64.3,57.9,{"v":72,"d":"72.0"},29.48,0.0736,0.48,13.73]
["February",10,"2PM to 3PM",14,"February 10, 2019 14:00","2019-02-10T14:00:00",75.9,63.3,55.9,66.9,28.69,0.0736,0.45,13.71]
["February",10,"3PM to 4PM",15,"February 10, 2019 15:00","2019-02-10T15:00:00",{"v":75,"d":"75.0"},{"v":63,"d":"63.0"},55.9,66.9,28.47,0.0737,0.45,13.69]
["February",10,"4PM to 5PM",16,"February 10, 2019 16:00","2019-02-10T16:00:00",75.9,63.8,{"v":57,"d":"57.0"},69.7,29.11,0.0736,0.47,13.72]
["February",10,"5PM to 6PM",17,"February 10, 2019 17:00","2019-02-10T17:00:00",73.9,63.7,57.9,{"v":72,"d":"72.0"},28.99,0.0739,0.48,13.68]
["February",10,"6PM to 7PM",18,"February 10, 2019 18:00","2019-02-10T18:00:00",{"v":73,"d":"73.0"},63.4,57.9,{"v":72,"d":"72.0"},28.77,{"v":0.074,"d":"0.0740"},0.48,13.65]
["February",10,"7PM to 8PM",19,"February 10, 2019 19:00","2019-02-10T19:00:00",{"v":73,"d":"73.0"},63.4,57.9,{"v":72,"d":"72.0"},28.77,{"v":0.074,"d":"0.0740"},0.48,13.65]
["February",10,"8PM to 9PM",20,"February 10, 2019 20:00","2019-02-10T20:00:00",{"v":73,"d":"73.0"},63.4,57.9,{"v":72,"d":"72.0"},28.77,{"v":0.074,"d":"0.0740"},0.48,13.65]
["February",10,"9PM to 10PM",21,"February 10, 2019 21:00","2019-02-10T21:00:00",{"v":72,"d":"72.0"},{"v":63,"d":"63.0"},57.9,{"v":72,"d":"72.0"},28.51,0.0741,0.48,13.63]
["February",10,"10PM to 11PM",22,"February 10, 2019 22:00","2019-02-10T22:00:00",{"v":72,"d":"72.0"},{"v":63,"d":"63.0"},57.9,{"v":72,"d":"72.0"},28.51,0.0741,0.48,13.63]
["February",10,"11PM to 12AM",23,"February 10, 2019 23:00","2019-02-10T23:00:00",{"v":72,"d":"72.0"},63.6,{"v":59,"d":"59.0"},74.9,28.96,0.0741,{"v":0.5,"d":"0.50"},13.64]
["February",11,"12AM to 1AM",0,"February 11, 2019 0:00","2019-02-11",71.1,62.7,57.9,{"v":72,"d":"72.0"},28.29,0.0743,0.48,{"v":13.6,"d":"13.60"}]
["February",11,"1AM to 2AM",1,"February 11, 2019 1:00","2019-02-11T01:00:00",69.1,61.5,{"v":57,"d":"57.0"},69.7,27.44,0.0746,0.47,13.55]
["February",11,"2AM to 3AM",2,"February 11, 2019 2:00","2019-02-11T02:00:00",66.9,60.7,{"v":57,"d":"57.0"},69.7,26.91,0.0749,0.47,13.49]
["February",11,"3AM to 4AM",3,"February 11, 2019 3:00","2019-02-11T03:00:00",66.9,60.1,55.9,66.9,26.49,0.0749,0.45,13.48]
["February",11,"4AM to 5AM",4,"February 11, 2019 4:00","2019-02-11T04:00:00",64.9,{"v":60,"d":"60.0"},{"v":57,"d":"57.0"},69.7,26.43,0.0751,0.47,13.44]
["February",11,"5AM to 6AM",5,"February 11, 2019 5:00","2019-02-11T05:00:00",{"v":64,"d":"64.0"},60.2,57.9,{"v":72,"d":"72.0"},26.57,0.0753,0.48,13.42]
["February",11,"6AM to 7AM",6,"February 11, 2019 6:00","2019-02-11T06:00:00",64.9,60.5,57.9,{"v":72,"d":"72.0"},26.79,0.0751,0.48,13.45]
["February",11,"7AM to 8AM",7,"February 11, 2019 7:00","2019-02-11T07:00:00",66.9,61.2,57.9,{"v":72,"d":"72.0"},27.28,0.0749,0.48,{"v":13.5,"d":"13.50"}]
["February",11,"8AM to 9AM",8,"February 11, 2019 8:00","2019-02-11T08:00:00",{"v":73,"d":"73.0"},{"v":64,"d":"64.0"},{"v":59,"d":"59.0"},74.9,29.23,{"v":0.074,"d":"0.0740"},{"v":0.5,"d":"0.50"},13.66]
["February",11,"9AM to 10AM",9,"February 11, 2019 9:00","2019-02-11T09:00:00",{"v":75,"d":"75.0"},{"v":64,"d":"64.0"},57.9,{"v":72,"d":"72.0"},29.26,0.0737,0.48,13.71]
["February",11,"10AM to 11AM",10,"February 11, 2019 10:00","2019-02-11T10:00:00",{"v":75,"d":"75.0"},65.2,60.1,77.9,30.18,0.0737,0.52,13.72]
["February",11,"11AM to 12PM",11,"February 11, 2019 11:00","2019-02-11T11:00:00",{"v":77,"d":"77.0"},64.7,57.9,{"v":72,"d":"72.0"},29.74,0.0734,0.48,13.76]
["February",11,"12PM to 1PM",12,"February 11, 2019 12:00","2019-02-11T12:00:00",{"v":77,"d":"77.0"},65.9,60.1,77.9,30.66,0.0734,0.52,13.77]
["February",11,"1PM to 2PM",13,"February 11, 2019 13:00","2019-02-11T13:00:00",{"v":82,"d":"82.0"},{"v":68,"d":"68.0"},{"v":61,"d":"61.0"},80.5,{"v":32.3,"d":"32.30"},0.0727,0.54,13.91]
["February",11,"2PM to 3PM",14,"February 11, 2019 14:00","2019-02-11T14:00:00",{"v":79,"d":"79.0"},65.9,{"v":59,"d":"59.0"},74.9,30.68,0.0732,{"v":0.5,"d":"0.50"},13.82]
["February",11,"3PM to 4PM",15,"February 11, 2019 15:00","2019-02-11T15:00:00",{"v":77,"d":"77.0"},65.3,{"v":59,"d":"59.0"},74.9,{"v":30.2,"d":"30.20"},0.0734,{"v":0.5,"d":"0.50"},13.76]
["February",11,"4PM to 5PM",16,"February 11, 2019 16:00","2019-02-11T16:00:00",{"v":77,"d":"77.0"},65.9,60.1,77.9,30.66,0.0734,0.52,13.77]
["February",11,"5PM to 6PM",17,"February 11, 2019 17:00","2019-02-11T17:00:00",{"v":75,"d":"75.0"},65.2,60.1,77.9,30.18,0.0737,0.52,13.72]
["February",11,"6PM to 7PM",18,"February 11, 2019 18:00","2019-02-11T18:00:00",73.9,64.9,60.1,77.9,29.91,0.0738,0.52,{"v":13.7,"d":"13.70"}]
["February",11,"7PM to 8PM",19,"February 11, 2019 19:00","2019-02-11T19:00:00",{"v":72,"d":"72.0"},64.8,{"v":61,"d":"61.0"},80.5,29.83,0.0741,0.54,13.65]
["February",11,"8PM to 9PM",20,"February 11, 2019 20:00","2019-02-11T20:00:00",69.1,63.8,{"v":61,"d":"61.0"},80.5,29.13,0.0745,0.54,13.58]
["February",11,"9PM to 10PM",21,"February 11, 2019 21:00","2019-02-11T21:00:00",{"v":68,"d":"68.0"},63.4,{"v":61,"d":"61.0"},80.5,28.86,0.0746,0.54,13.55]
["February",11,"10PM to 11PM",22,"February 11, 2019 22:00","2019-02-11T22:00:00",{"v":68,"d":"68.0"},63.4,{"v":61,"d":"61.0"},80.5,28.86,0.0746,0.54,13.55]
["February",11,"11PM to 12AM",23,"February 11, 2019 23:00","2019-02-11T23:00:00",69.1,{"v":62,"d":"62.0"},57.9,{"v":72,"d":"72.0"},27.81,0.0745,0.48,13.55]
["February",12,"12AM to 1AM",0,"February 12, 2019 0:00","2019-02-12",{"v":70,"d":"70.0"},62.3,57.9,{"v":72,"d":"72.0"},28.03,0.0744,0.48,13.58]
["February",12,"1AM to 2AM",1,"February 12, 2019 1:00","2019-02-12T01:00:00",{"v":70,"d":"70.0"},61.8,{"v":57,"d":"57.0"},69.7,27.66,0.0744,0.47,13.57]
["February",12,"2AM to 3AM",2,"February 12, 2019 2:00","2019-02-12T02:00:00",{"v":72,"d":"72.0"},61.9,55.9,66.9,27.72,0.0742,0.45,13.61]
["February",12,"3AM to 4AM",3,"February 12, 2019 3:00","2019-02-12T03:00:00",{"v":73,"d":"73.0"},61.2,{"v":54,"d":"54.0"},62.2,27.25,0.0741,0.42,13.62]
["February",12,"4AM to 5AM",4,"February 12, 2019 4:00","2019-02-12T04:00:00",71.1,61.1,{"v":55,"d":"55.0"},64.8,27.16,0.0743,0.44,13.58]
["February",12,"5AM to 6AM",5,"February 12, 2019 5:00","2019-02-12T05:00:00",{"v":70,"d":"70.0"},61.2,55.9,66.9,27.24,0.0744,0.45,13.56]
["February",12,"6AM to 7AM",6,"February 12, 2019 6:00","2019-02-12T06:00:00",69.1,60.9,55.9,66.9,27.02,0.0746,0.45,13.54]
["February",12,"7AM to 8AM",7,"February 12, 2019 7:00","2019-02-12T07:00:00",71.1,61.6,55.9,66.9,{"v":27.5,"d":"27.50"},0.0743,0.45,13.59]
["February",12,"8AM to 9AM",8,"February 12, 2019 8:00","2019-02-12T08:00:00",75.9,62.8,{"v":55,"d":"55.0"},64.8,28.35,0.0736,0.44,13.71]
["February",12,"9AM to 10AM",9,"February 12, 2019 9:00","2019-02-12T09:00:00",{"v":77,"d":"77.0"},62.2,53.1,60.2,27.89,0.0735,0.41,13.72]
["February",12,"10AM to 11AM",10,"February 12, 2019 10:00","2019-02-12T10:00:00",{"v":79,"d":"79.0"},63.3,{"v":54,"d":"54.0"},62.2,{"v":28.7,"d":"28.70"},0.0732,0.42,13.78]
["February",12,"11AM to 12PM",11,"February 12, 2019 11:00","2019-02-12T11:00:00",{"v":82,"d":"82.0"},64.9,{"v":55,"d":"55.0"},64.8,29.84,0.0728,0.44,13.86]
["February",12,"12PM to 1PM",12,"February 12, 2019 12:00","2019-02-12T12:00:00",{"v":84,"d":"84.0"},{"v":66,"d":"66.0"},55.9,66.9,30.67,0.0725,0.45,13.92]
["February",12,"1PM to 2PM",13,"February 12, 2019 13:00","2019-02-12T13:00:00",{"v":84,"d":"84.0"},65.5,{"v":55,"d":"55.0"},64.8,30.33,0.0725,0.44,13.91]
["February",12,"2PM to 3PM",14,"February 12, 2019 14:00","2019-02-12T14:00:00",{"v":82,"d":"82.0"},65.3,55.9,66.9,30.18,0.0728,0.45,13.87]
["February",12,"3PM to 4PM",15,"February 12, 2019 15:00","2019-02-12T15:00:00",{"v":81,"d":"81.0"},64.5,{"v":55,"d":"55.0"},64.8,29.58,{"v":0.073,"d":"0.0730"},0.44,13.83]
["February",12,"4PM to 5PM",16,"February 12, 2019 16:00","2019-02-12T16:00:00",80.1,64.7,55.9,66.9,{"v":29.7,"d":"29.70"},0.0731,0.45,13.82]
["February",12,"5PM to 6PM",17,{"$f":"A1033&\" \"&B1033&\", \"&$D$5&\" \"&D1033&\":00\"","v":"February 12, 2019 17:00"},{"$f":"DATEVALUE(E1033)+TIMEVALUE(E1033)","v":"2019-02-12T17:00:00"},{"v":77,"d":"77.0"},64.2,{"v":57,"d":"57.0"},69.7,29.38,0.0735,0.47,13.75]
["February",12,"6PM to 7PM",{"$f":"IF(D1033+1>23,0,D1033+1)","v":18},"February 12, 2019 18:00","2019-02-12T18:00:00",73.9,63.7,57.9,{"v":72,"d":"72.0"},28.99,0.0739,0.48,13.68]
["February",12,"7PM to 8PM",19,"February 12, 2019 19:00","2019-02-12T19:00:00",{"v":73,"d":"73.0"},62.3,55.9,66.9,27.99,{"v":0.074,"d":"0.0740"},0.45,13.64]
["February",12,"8PM to 9PM",20,"February 12, 2019 20:00","2019-02-12T20:00:00",{"v":70,"d":"70.0"},61.8,{"v":57,"d":"57.0"},69.7,27.66,0.0744,0.47,13.57]
["February",12,"9PM to 10PM",21,"February 12, 2019 21:00","2019-02-12T21:00:00",{"v":68,"d":"68.0"},61.1,{"v":57,"d":"57.0"},69.7,27.18,0.0747,0.47,13.52]
["February",12,"10PM to 11PM",22,"February 12, 2019 22:00","2019-02-12T22:00:00",69.1,{"v":62,"d":"62.0"},57.9,{"v":72,"d":"72.0"},27.81,0.0745,0.48,13.55]
["February",12,"11PM to 12AM",23,"February 12, 2019 23:00","2019-02-12T23:00:00",{"v":68,"d":"68.0"},62.2,{"v":59,"d":"59.0"},74.9,27.99,0.0747,{"v":0.5,"d":"0.50"},13.53]
["February",13,"12AM to 1AM",0,"February 13, 2019 0:00","2019-02-13",{"v":68,"d":"68.0"},62.9,60.1,77.9,28.46,0.0747,0.52,13.54]
["February",13,"1AM to 2AM",1,"February 13, 2019 1:00","2019-02-13T01:00:00",66.9,62.5,60.1,77.9,28.19,0.0748,0.52,13.52]
["February",13,"2AM to 3AM",2,"February 13, 2019 2:00","2019-02-13T02:00:00",{"v":66,"d":"66.0"},62.8,{"v":61,"d":"61.0"},80.5,28.38,0.0749,0.54,{"v":13.5,"d":"13.50"}]
["February",13,"3AM to 4AM",3,"February 13, 2019 3:00","2019-02-13T03:00:00",{"v":66,"d":"66.0"},62.2,60.1,77.9,27.97,0.0749,0.52,13.49]
["February",13,"4AM to 5AM",4,"February 13, 2019 4:00","2019-02-13T04:00:00",66.9,62.5,60.1,77.9,28.19,0.0748,0.52,13.52]
["February",13,"5AM to 6AM",5,"February 13, 2019 5:00","2019-02-13T05:00:00",64.9,61.8,60.1,77.9,27.71,0.0751,0.52,13.46]
["February",13,"6AM to 7AM",6,"February 13, 2019 6:00","2019-02-13T06:00:00",64.9,61.8,60.1,77.9,27.71,0.0751,0.52,13.46]
["February",13,"7AM to 8AM",7,"February 13, 2019 7:00","2019-02-13T07:00:00",66.9,63.1,{"v":61,"d":"61.0"},80.5,{"v":28.6,"d":"28.60"},0.0748,0.54,13.52]
["February",13,"8AM to 9AM",8,"February 13, 2019 8:00","2019-02-13T08:00:00",{"v":72,"d":"72.0"},64.8,{"v":61,"d":"61.0"},80.5,29.83,0.0741,0.54,13.65]
["February",13,"9AM to 10AM",9,"February 13, 2019 9:00","2019-02-13T09:00:00",75.9,65.5,60.1,77.9,{"v":30.4,"d":"30.40"},0.0736,0.52,13.75]
["February",13,"10AM to 11AM",10,"February 13, 2019 10:00","2019-02-13T10:00:00",75.9,65.5,60.1,77.9,{"v":30.4,"d":"30.40"},0.0736,0.52,13.75]
["February",13,"11AM to 12PM",11,"February 13, 2019 11:00","2019-02-13T11:00:00",75.9,65.5,60.1,77.9,{"v":30.4,"d":"30.40"},0.0736,0.52,13.75]
["February",13,"12PM to 1PM",12,"February 13, 2019 12:00","2019-02-13T12:00:00",{"v":77,"d":"77.0"},64.7,57.9,{"v":72,"d":"72.0"},29.74,0.0734,0.48,13.76]
["February",13,"1PM to 2PM",13,"February 13, 2019 13:00","2019-02-13T13:00:00",78.1,65.6,{"v":59,"d":"59.0"},74.9,30.46,0.0733,{"v":0.5,"d":"0.50"},13.79]
["February",13,"2PM to 3PM",14,"February 13, 2019 14:00","2019-02-13T14:00:00",{"v":77,"d":"77.0"},65.9,60.1,77.9,30.66,0.0734,0.52,13.77]
["February",13,"3PM to 4PM",15,"February 13, 2019 15:00","2019-02-13T15:00:00",75.9,64.9,{"v":59,"d":"59.0"},74.9,29.93,0.0736,{"v":0.5,"d":"0.50"},13.74]
["February",13,"4PM to 5PM",16,"February 13, 2019 16:00","2019-02-13T16:00:00",{"v":75,"d":"75.0"},65.8,{"v":61,"d":"61.0"},80.5,30.58,0.0737,0.54,13.73]
["February",13,"5PM to 6PM",17,"February 13, 2019 17:00","2019-02-13T17:00:00",73.9,66.1,62.1,83.6,30.82,0.0738,0.56,13.71]
["February",13,"6PM to 7PM",18,"February 13, 2019 18:00","2019-02-13T18:00:00",{"v":73,"d":"73.0"},{"v":67,"d":"67.0"},{"v":64,"d":"64.0"},89.8,31.56,0.0739,{"v":0.6,"d":"0.60"},13.71]
["February",13,"7PM to 8PM",19,"February 13, 2019 19:00","2019-02-13T19:00:00",{"v":73,"d":"73.0"},66.3,{"v":63,"d":"63.0"},86.4,31.03,0.0739,0.58,{"v":13.7,"d":"13.70"}]
["February",13,"8PM to 9PM",20,"February 13, 2019 20:00","2019-02-13T20:00:00",{"v":72,"d":"72.0"},66.6,{"v":64,"d":"64.0"},89.8,31.29,{"v":0.074,"d":"0.0740"},{"v":0.6,"d":"0.60"},13.68]
["February",13,"9PM to 10PM",21,"February 13, 2019 21:00","2019-02-13T21:00:00",{"v":72,"d":"72.0"},66.6,{"v":64,"d":"64.0"},89.8,31.29,{"v":0.074,"d":"0.0740"},{"v":0.6,"d":"0.60"},13.68]
["February",13,"10PM to 11PM",22,"February 13, 2019 22:00","2019-02-13T22:00:00",71.1,66.3,{"v":64,"d":"64.0"},89.8,31.07,0.0742,{"v":0.6,"d":"0.60"},13.66]
["February",13,"11PM to 12AM",23,"February 13, 2019 23:00","2019-02-13T23:00:00",71.1,66.3,{"v":64,"d":"64.0"},89.8,31.07,0.0742,{"v":0.6,"d":"0.60"},13.66]
["February",14,"12AM to 1AM",0,"February 14, 2019 0:00","2019-02-14",{"v":70,"d":"70.0"},66.6,64.9,92.7,31.26,0.0743,0.62,13.64]
["February",14,"1AM to 2AM",1,"February 14, 2019 1:00","2019-02-14T01:00:00",{"v":70,"d":"70.0"},66.6,64.9,92.7,31.26,0.0743,0.62,13.64]
["February",14,"2AM to 3AM",2,"February 14, 2019 2:00","2019-02-14T02:00:00",69.1,66.3,64.9,92.7,31.04,0.0744,0.62,13.62]
["February",14,"3AM to 4AM",3,"February 14, 2019 3:00","2019-02-14T03:00:00",69.1,{"v":67,"d":"67.0"},{"v":66,"d":"66.0"},96.4,31.61,0.0744,0.64,13.63]
["February",14,"4AM to 5AM",4,"February 14, 2019 4:00","2019-02-14T04:00:00",69.1,{"v":67,"d":"67.0"},{"v":66,"d":"66.0"},96.4,31.61,0.0744,0.64,13.63]
["February",14,"5AM to 6AM",5,"February 14, 2019 5:00","2019-02-14T05:00:00",69.1,66.3,64.9,92.7,31.04,0.0744,0.62,13.62]
["February",14,"6AM to 7AM",6,"February 14, 2019 6:00","2019-02-14T06:00:00",{"v":68,"d":"68.0"},65.9,64.9,92.7,30.78,0.0746,0.62,13.59]
["February",14,"7AM to 8AM",7,"February 14, 2019 7:00","2019-02-14T07:00:00",71.1,66.9,64.9,92.7,31.53,0.0741,0.62,13.67]
["February",14,"8AM to 9AM",8,"February 14, 2019 8:00","2019-02-14T08:00:00",71.1,67.6,{"v":66,"d":"66.0"},96.4,32.09,0.0741,0.64,13.68]
["February",14,"9AM to 10AM",9,"February 14, 2019 9:00","2019-02-14T09:00:00",{"v":72,"d":"72.0"},67.9,{"v":66,"d":"66.0"},96.4,32.32,{"v":0.074,"d":"0.0740"},0.64,{"v":13.7,"d":"13.70"}]
["February",14,"10AM to 11AM",10,"February 14, 2019 10:00","2019-02-14T10:00:00",{"v":73,"d":"73.0"},68.2,{"v":66,"d":"66.0"},96.4,32.58,0.0738,0.64,13.73]
["February",14,"11AM to 12PM",11,"February 14, 2019 11:00","2019-02-14T11:00:00",73.9,67.8,64.9,92.7,32.24,0.0737,0.62,13.74]
["February",14,"12PM to 1PM",12,"February 14, 2019 12:00","2019-02-14T12:00:00",78.1,67.4,62.1,83.6,31.83,0.0732,0.56,13.82]
["February",14,"1PM to 2PM",13,"February 14, 2019 13:00","2019-02-14T13:00:00",80.1,{"v":68,"d":"68.0"},62.1,83.6,32.32,{"v":0.073,"d":"0.0730"},0.56,13.87]
["February",14,"2PM to 3PM",14,"February 14, 2019 14:00","2019-02-14T14:00:00",78.1,66.7,{"v":61,"d":"61.0"},80.5,31.33,0.0732,0.54,13.81]
["February",14,"3PM to 4PM",15,"February 14, 2019 15:00","2019-02-14T15:00:00",{"v":77,"d":"77.0"},67.6,{"v":63,"d":"63.0"},86.4,{"v":32,"d":"32.00"},0.0734,0.58,{"v":13.8,"d":"13.80"}]
["February",14,"4PM to 5PM",16,"February 14, 2019 16:00","2019-02-14T16:00:00",75.9,66.7,62.1,83.6,{"v":31.3,"d":"31.30"},0.0735,0.56,13.76]
["February",14,"5PM to 6PM",17,"February 14, 2019 17:00","2019-02-14T17:00:00",73.9,67.3,{"v":64,"d":"64.0"},89.8,31.78,0.0738,{"v":0.6,"d":"0.60"},13.73]
["February",14,"6PM to 7PM",18,"February 14, 2019 18:00","2019-02-14T18:00:00",{"v":73,"d":"73.0"},66.3,{"v":63,"d":"63.0"},86.4,31.03,0.0739,0.58,{"v":13.7,"d":"13.70"}]
["February",14,"7PM to 8PM",19,"February 14, 2019 19:00","2019-02-14T19:00:00",{"v":73,"d":"73.0"},{"v":67,"d":"67.0"},{"v":64,"d":"64.0"},89.8,31.56,0.0739,{"v":0.6,"d":"0.60"},13.71]
["February",14,"8PM to 9PM",20,"February 14, 2019 20:00","2019-02-14T20:00:00",{"v":72,"d":"72.0"},{"v":66,"d":"66.0"},{"v":63,"d":"63.0"},86.4,30.76,0.0741,0.58,13.67]
["February",14,"9PM to 10PM",21,"February 14, 2019 21:00","2019-02-14T21:00:00",{"v":72,"d":"72.0"},66.6,{"v":64,"d":"64.0"},89.8,31.29,{"v":0.074,"d":"0.0740"},{"v":0.6,"d":"0.60"},13.68]
["February",14,"10PM to 11PM",22,"February 14, 2019 22:00","2019-02-14T22:00:00",{"v":72,"d":"72.0"},{"v":66,"d":"66.0"},{"v":63,"d":"63.0"},86.4,30.76,0.0741,0.58,13.67]
["February",14,"11PM to 12AM",23,"February 14, 2019 23:00","2019-02-14T23:00:00",{"v":72,"d":"72.0"},{"v":66,"d":"66.0"},{"v":63,"d":"63.0"},86.4,30.76,0.0741,0.58,13.67]
["February",15,"12AM to 1AM",0,"February 15, 2019 0:00","2019-02-15",71.1,66.3,{"v":64,"d":"64.0"},89.8,31.07,0.0742,{"v":0.6,"d":"0.60"},13.66]
["February",15,"1AM to 2AM",1,"February 15, 2019 1:00","2019-02-15T01:00:00",71.1,66.3,{"v":64,"d":"64.0"},89.8,31.07,0.0742,{"v":0.6,"d":"0.60"},13.66]
["February",15,"2AM to 3AM",2,"February 15, 2019 2:00","2019-02-15T02:00:00",71.1,65.7,{"v":63,"d":"63.0"},86.4,30.54,0.0742,0.58,13.65]
["February",15,"3AM to 4AM",3,"February 15, 2019 3:00","2019-02-15T03:00:00",71.1,65.7,{"v":63,"d":"63.0"},86.4,30.54,0.0742,0.58,13.65]
["February",15,"4AM to 5AM",4,"February 15, 2019 4:00","2019-02-15T04:00:00",{"v":70,"d":"70.0"},65.3,{"v":63,"d":"63.0"},86.4,30.27,0.0743,0.58,13.62]
["February",15,"5AM to 6AM",5,"February 15, 2019 5:00","2019-02-15T05:00:00",66.9,64.3,{"v":63,"d":"63.0"},86.4,29.52,0.0748,0.58,13.54]
["February",15,"6AM to 7AM",6,"February 15, 2019 6:00","2019-02-15T06:00:00",66.9,64.3,{"v":63,"d":"63.0"},86.4,29.52,0.0748,0.58,13.54]
["February",15,"7AM to 8AM",7,"February 15, 2019 7:00","2019-02-15T07:00:00",69.1,{"v":65,"d":"65.0"},{"v":63,"d":"63.0"},86.4,30.05,0.0745,0.58,{"v":13.6,"d":"13.60"}]
["February",15,"8AM to 9AM",8,"February 15, 2019 8:00","2019-02-15T08:00:00",{"v":73,"d":"73.0"},{"v":67,"d":"67.0"},{"v":64,"d":"64.0"},89.8,31.56,0.0739,{"v":0.6,"d":"0.60"},13.71]
["February",15,"9AM to 10AM",9,{"$f":"A1097&\" \"&B1097&\", \"&$D$5&\" \"&D1097&\":00\"","v":"February 15, 2019 9:00"},{"$f":"DATEVALUE(E1097)+TIMEVALUE(E1097)","v":"2019-02-15T09:00:00"},78.1,67.9,{"v":63,"d":"63.0"},86.4,32.26,0.0732,0.58,13.83]
["February",15,"10AM to 11AM",{"$f":"IF(D1097+1>23,0,D1097+1)","v":10},"February 15, 2019 10:00","2019-02-15T10:00:00",78.1,68.5,{"v":64,"d":"64.0"},89.8,{"v":32.8,"d":"32.80"},0.0732,{"v":0.6,"d":"0.60"},13.84]
["February",15,"11AM to 12PM",11,"February 15, 2019 11:00","2019-02-15T11:00:00",78.1,69.1,64.9,92.7,33.25,0.0732,0.62,13.85]
["February",15,"12PM to 1PM",12,"February 15, 2019 12:00","2019-02-15T12:00:00",78.1,69.1,64.9,92.7,33.25,0.0732,0.62,13.85]
["February",15,"1PM to 2PM",13,"February 15, 2019 13:00","2019-02-15T13:00:00",78.1,68.5,{"v":64,"d":"64.0"},89.8,{"v":32.8,"d":"32.80"},0.0732,{"v":0.6,"d":"0.60"},13.84]
["February",15,"2PM to 3PM",14,"February 15, 2019 14:00","2019-02-15T14:00:00",78.1,67.9,{"v":63,"d":"63.0"},86.4,32.26,0.0732,0.58,13.83]
["February",15,"3PM to 4PM",15,"February 15, 2019 15:00","2019-02-15T15:00:00",{"v":79,"d":"79.0"},68.8,{"v":64,"d":"64.0"},89.8,33.02,0.0731,{"v":0.6,"d":"0.60"},13.86]
["February",15,"4PM to 5PM",16,"February 15, 2019 16:00","2019-02-15T16:00:00",{"v":77,"d":"77.0"},69.4,{"v":66,"d":"66.0"},96.4,33.56,0.0733,0.64,13.83]
["February",15,"5PM to 6PM",17,"February 15, 2019 17:00","2019-02-15T17:00:00",75.9,68.4,64.9,92.7,32.72,0.0735,0.62,13.79]
["February",15,"6PM to 7PM",18,"February 15, 2019 18:00","2019-02-15T18:00:00",73.9,69.1,66.9,99.5,33.29,0.0737,0.67,13.76]
["February",15,"7PM to 8PM",19,"February 15, 2019 19:00","2019-02-15T19:00:00",73.9,68.5,{"v":66,"d":"66.0"},96.4,{"v":32.8,"d":"32.80"},0.0737,0.64,13.75]
["February",15,"8PM to 9PM",20,"February 15, 2019 20:00","2019-02-15T20:00:00",{"v":73,"d":"73.0"},68.2,{"v":66,"d":"66.0"},96.4,32.58,0.0738,0.64,13.73]
["February",15,"9PM to 10PM",21,"February 15, 2019 21:00","2019-02-15T21:00:00",{"v":72,"d":"72.0"},67.9,{"v":66,"d":"66.0"},96.4,32.32,{"v":0.074,"d":"0.0740"},0.64,{"v":13.7,"d":"13.70"}]
["February",15,"10PM to 11PM",22,"February 15, 2019 22:00","2019-02-15T22:00:00",71.1,67.6,{"v":66,"d":"66.0"},96.4,32.09,0.0741,0.64,13.68]
["February",15,"11PM to 12AM",23,"February 15, 2019 23:00","2019-02-15T23:00:00",71.1,65.7,{"v":63,"d":"63.0"},86.4,30.54,0.0742,0.58,13.65]
["February",16,"12AM to 1AM",0,"February 16, 2019 0:00","2019-02-16",71.1,68.2,66.9,99.5,32.58,0.0741,0.67,13.69]
["February",16,"1AM to 2AM",1,"February 16, 2019 1:00","2019-02-16T01:00:00",{"v":70,"d":"70.0"},65.3,{"v":63,"d":"63.0"},86.4,30.27,0.0743,0.58,13.62]
["February",16,"2AM to 3AM",2,"February 16, 2019 2:00","2019-02-16T02:00:00",{"v":70,"d":"70.0"},{"v":66,"d":"66.0"},{"v":64,"d":"64.0"},89.8,30.81,0.0743,{"v":0.6,"d":"0.60"},13.63]
["February",16,"3AM to 4AM",3,"February 16, 2019 3:00","2019-02-16T03:00:00",{"v":68,"d":"68.0"},65.9,64.9,92.7,30.78,0.0746,0.62,13.59]
["February",16,"4AM to 5AM",4,"February 16, 2019 4:00","2019-02-16T04:00:00",{"v":68,"d":"68.0"},65.4,{"v":64,"d":"64.0"},89.8,30.32,0.0746,{"v":0.6,"d":"0.60"},13.58]
["February",16,"5AM to 6AM",5,"February 16, 2019 5:00","2019-02-16T05:00:00",69.1,63.8,{"v":61,"d":"61.0"},80.5,29.13,0.0745,0.54,13.58]
["February",16,"6AM to 7AM",6,"February 16, 2019 6:00","2019-02-16T06:00:00",66.9,{"v":65,"d":"65.0"},{"v":64,"d":"64.0"},89.8,30.05,0.0747,{"v":0.6,"d":"0.60"},13.55]
["February",16,"7AM to 8AM",7,"February 16, 2019 7:00","2019-02-16T07:00:00",{"v":64,"d":"64.0"},62.7,62.1,83.6,28.39,0.0752,0.56,13.46]
["February",16,"8AM to 9AM",8,"February 16, 2019 8:00","2019-02-16T08:00:00",{"v":64,"d":"64.0"},63.3,{"v":63,"d":"63.0"},86.4,28.82,0.0752,0.58,13.47]
["February",16,"9AM to 10AM",9,"February 16, 2019 9:00","2019-02-16T09:00:00",{"v":64,"d":"64.0"},63.3,{"v":63,"d":"63.0"},86.4,28.82,0.0752,0.58,13.47]
["February",16,"10AM to 11AM",10,"February 16, 2019 10:00","2019-02-16T10:00:00",{"v":63,"d":"63.0"},62.4,62.1,83.6,28.12,0.0753,0.56,13.43]
["February",16,"11AM to 12PM",11,"February 16, 2019 11:00","2019-02-16T11:00:00",{"v":64,"d":"64.0"},61.5,60.1,77.9,27.49,0.0752,0.52,13.44]
["February",16,"12PM to 1PM",12,"February 16, 2019 12:00","2019-02-16T12:00:00",{"v":66,"d":"66.0"},62.2,60.1,77.9,27.97,0.0749,0.52,13.49]
["February",16,"1PM to 2PM",13,"February 16, 2019 13:00","2019-02-16T13:00:00",64.9,61.2,{"v":59,"d":"59.0"},74.9,27.24,0.0751,{"v":0.5,"d":"0.50"},13.46]
["February",16,"2PM to 3PM",14,"February 16, 2019 14:00","2019-02-16T14:00:00",64.9,61.8,60.1,77.9,27.71,0.0751,0.52,13.46]
["February",16,"3PM to 4PM",15,"February 16, 2019 15:00","2019-02-16T15:00:00",{"v":66,"d":"66.0"},62.2,60.1,77.9,27.97,0.0749,0.52,13.49]
["February",16,"4PM to 5PM",16,"February 16, 2019 16:00","2019-02-16T16:00:00",{"v":66,"d":"66.0"},62.2,60.1,77.9,27.97,0.0749,0.52,13.49]
["February",16,"5PM to 6PM",17,"February 16, 2019 17:00","2019-02-16T17:00:00",{"v":66,"d":"66.0"},62.2,60.1,77.9,27.97,0.0749,0.52,13.49]
["February",16,"6PM to 7PM",18,"February 16, 2019 18:00","2019-02-16T18:00:00",64.9,62.4,{"v":61,"d":"61.0"},80.5,28.11,0.0751,0.54,13.47]
["February",16,"7PM to 8PM",19,"February 16, 2019 19:00","2019-02-16T19:00:00",64.9,61.2,{"v":59,"d":"59.0"},74.9,27.24,0.0751,{"v":0.5,"d":"0.50"},13.46]
["February",16,"8PM to 9PM",20,"February 16, 2019 20:00","2019-02-16T20:00:00",{"v":64,"d":"64.0"},60.8,{"v":59,"d":"59.0"},74.9,27.02,0.0752,{"v":0.5,"d":"0.50"},13.43]
["February",16,"9PM to 10PM",21,"February 16, 2019 21:00","2019-02-16T21:00:00",{"v":64,"d":"64.0"},60.8,{"v":59,"d":"59.0"},74.9,27.02,0.0752,{"v":0.5,"d":"0.50"},13.43]
["February",16,"10PM to 11PM",22,"February 16, 2019 22:00","2019-02-16T22:00:00",{"v":64,"d":"64.0"},61.5,60.1,77.9,27.49,0.0752,0.52,13.44]
["February",16,"11PM to 12AM",23,"February 16, 2019 23:00","2019-02-16T23:00:00",64.9,61.8,60.1,77.9,27.71,0.0751,0.52,13.46]
["February",17,"12AM to 1AM",0,"February 17, 2019 0:00","2019-02-17",{"v":66,"d":"66.0"},{"v":64,"d":"64.0"},{"v":63,"d":"63.0"},86.4,{"v":29.3,"d":"29.30"},0.0749,0.58,13.52]
["February",17,"1AM to 2AM",1,"February 17, 2019 1:00","2019-02-17T01:00:00",{"v":63,"d":"63.0"},62.4,62.1,83.6,28.12,0.0753,0.56,13.43]
["February",17,"2AM to 3AM",2,"February 17, 2019 2:00","2019-02-17T02:00:00",{"v":64,"d":"64.0"},62.7,62.1,83.6,28.39,0.0752,0.56,13.46]
["February",17,"3AM to 4AM",3,"February 17, 2019 3:00","2019-02-17T03:00:00",{"v":63,"d":"63.0"},61.7,{"v":61,"d":"61.0"},80.5,27.63,0.0754,0.54,13.42]
["February",17,"4AM to 5AM",4,"February 17, 2019 4:00","2019-02-17T04:00:00",64.9,62.4,{"v":61,"d":"61.0"},80.5,28.11,0.0751,0.54,13.47]
["February",17,"5AM to 6AM",5,"February 17, 2019 5:00","2019-02-17T05:00:00",62.1,60.8,60.1,77.9,{"v":27,"d":"27.00"},0.0755,0.52,13.39]
["February",17,"6AM to 7AM",6,"February 17, 2019 6:00","2019-02-17T06:00:00",{"v":61,"d":"61.0"},60.4,60.1,77.9,26.74,0.0757,0.52,13.36]
["February",17,"7AM to 8AM",7,"February 17, 2019 7:00","2019-02-17T07:00:00",{"v":61,"d":"61.0"},59.1,57.9,{"v":72,"d":"72.0"},25.82,0.0757,0.48,13.35]
["February",17,"8AM to 9AM",8,"February 17, 2019 8:00","2019-02-17T08:00:00",66.9,61.9,{"v":59,"d":"59.0"},74.9,27.73,0.0748,{"v":0.5,"d":"0.50"},13.51]
["February",17,"9AM to 10AM",9,"February 17, 2019 9:00","2019-02-17T09:00:00",{"v":70,"d":"70.0"},64.1,{"v":61,"d":"61.0"},80.5,29.35,0.0744,0.54,{"v":13.6,"d":"13.60"}]
["February",17,"10AM to 11AM",10,"February 17, 2019 10:00","2019-02-17T10:00:00",{"v":73,"d":"73.0"},65.8,62.1,83.6,{"v":30.6,"d":"30.60"},0.0739,0.56,13.69]
["February",17,"11AM to 12PM",11,"February 17, 2019 11:00","2019-02-17T11:00:00",{"v":75,"d":"75.0"},65.8,{"v":61,"d":"61.0"},80.5,30.58,0.0737,0.54,13.73]
["February",17,"12PM to 1PM",12,"February 17, 2019 12:00","2019-02-17T12:00:00",75.9,65.5,60.1,77.9,{"v":30.4,"d":"30.40"},0.0736,0.52,13.75]
["February",17,"1PM to 2PM",13,"February 17, 2019 13:00","2019-02-17T13:00:00",{"v":79,"d":"79.0"},66.5,60.1,77.9,31.15,0.0731,0.52,13.82]
["February",17,"2PM to 3PM",14,"February 17, 2019 14:00","2019-02-17T14:00:00",{"v":77,"d":"77.0"},64.7,57.9,{"v":72,"d":"72.0"},29.74,0.0734,0.48,13.76]
["February",17,"3PM to 4PM",15,"February 17, 2019 15:00","2019-02-17T15:00:00",75.9,64.9,{"v":59,"d":"59.0"},74.9,29.93,0.0736,{"v":0.5,"d":"0.50"},13.74]
["February",17,"4PM to 5PM",16,"February 17, 2019 16:00","2019-02-17T16:00:00",{"v":77,"d":"77.0"},65.9,60.1,77.9,30.66,0.0734,0.52,13.77]
["February",17,"5PM to 6PM",17,"February 17, 2019 17:00","2019-02-17T17:00:00",73.9,64.3,{"v":59,"d":"59.0"},74.9,29.45,0.0738,{"v":0.5,"d":"0.50"},13.69]
["February",17,"6PM to 7PM",18,"February 17, 2019 18:00","2019-02-17T18:00:00",{"v":72,"d":"72.0"},64.2,60.1,77.9,29.43,0.0741,0.52,13.64]
["February",17,"7PM to 8PM",19,"February 17, 2019 19:00","2019-02-17T19:00:00",{"v":72,"d":"72.0"},64.2,60.1,77.9,29.43,0.0741,0.52,13.64]
["February",17,"8PM to 9PM",20,"February 17, 2019 20:00","2019-02-17T20:00:00",{"v":72,"d":"72.0"},65.4,62.1,83.6,30.33,0.0741,0.56,13.66]
["February",17,"9PM to 10PM",21,"February 17, 2019 21:00","2019-02-17T21:00:00",{"v":68,"d":"68.0"},64.1,62.1,83.6,29.36,0.0746,0.56,13.56]
["February",17,"10PM to 11PM",22,"February 17, 2019 22:00","2019-02-17T22:00:00",69.1,64.5,62.1,83.6,29.62,0.0745,0.56,13.59]
["February",17,"11PM to 12AM",23,"February 17, 2019 23:00","2019-02-17T23:00:00",66.9,63.7,62.1,83.6,29.09,0.0748,0.56,13.53]
["February",18,"12AM to 1AM",0,"February 18, 2019 0:00","2019-02-18",{"v":68,"d":"68.0"},64.1,62.1,83.6,29.36,0.0746,0.56,13.56]
["February",18,"1AM to 2AM",1,{"$f":"A1161&\" \"&B1161&\", \"&$D$5&\" \"&D1161&\":00\"","v":"February 18, 2019 1:00"},{"$f":"DATEVALUE(E1161)+TIMEVALUE(E1161)","v":"2019-02-18T01:00:00"},{"v":68,"d":"68.0"},63.4,{"v":61,"d":"61.0"},80.5,28.86,0.0746,0.54,13.55]
["February",18,"2AM to 3AM",{"$f":"IF(D1161+1>23,0,D1161+1)","v":2},"February 18, 2019 2:00","2019-02-18T02:00:00",{"v":72,"d":"72.0"},63.6,{"v":59,"d":"59.0"},74.9,28.96,0.0741,{"v":0.5,"d":"0.50"},13.64]
["February",18,"3AM to 4AM",3,"February 18, 2019 3:00","2019-02-18T03:00:00",{"v":72,"d":"72.0"},63.6,{"v":59,"d":"59.0"},74.9,28.96,0.0741,{"v":0.5,"d":"0.50"},13.64]
["February",18,"4AM to 5AM",4,"February 18, 2019 4:00","2019-02-18T04:00:00",71.1,62.7,57.9,{"v":72,"d":"72.0"},28.29,0.0743,0.48,{"v":13.6,"d":"13.60"}]
["February",18,"5AM to 6AM",5,"February 18, 2019 5:00","2019-02-18T05:00:00",71.1,62.7,57.9,{"v":72,"d":"72.0"},28.29,0.0743,0.48,{"v":13.6,"d":"13.60"}]
["February",18,"6AM to 7AM",6,"February 18, 2019 6:00","2019-02-18T06:00:00",{"v":68,"d":"68.0"},61.6,57.9,{"v":72,"d":"72.0"},27.54,0.0747,0.48,13.53]
["February",18,"7AM to 8AM",7,"February 18, 2019 7:00","2019-02-18T07:00:00",{"v":66,"d":"66.0"},61.5,{"v":59,"d":"59.0"},74.9,27.51,{"v":0.075,"d":"0.0750"},{"v":0.5,"d":"0.50"},13.48]
["February",18,"8AM to 9AM",8,"February 18, 2019 8:00","2019-02-18T08:00:00",{"v":70,"d":"70.0"},62.9,{"v":59,"d":"59.0"},74.9,28.48,0.0744,{"v":0.5,"d":"0.50"},13.58]
["February",18,"9AM to 10AM",9,"February 18, 2019 9:00","2019-02-18T09:00:00",{"v":70,"d":"70.0"},63.6,60.1,77.9,28.94,0.0744,0.52,13.59]
["February",18,"10AM to 11AM",10,"February 18, 2019 10:00","2019-02-18T10:00:00",{"v":77,"d":"77.0"},65.9,60.1,77.9,30.66,0.0734,0.52,13.77]
["February",18,"11AM to 12PM",11,"February 18, 2019 11:00","2019-02-18T11:00:00",78.1,65.6,{"v":59,"d":"59.0"},74.9,30.46,0.0733,{"v":0.5,"d":"0.50"},13.79]
["February",18,"12PM to 1PM",12,"February 18, 2019 12:00","2019-02-18T12:00:00",{"v":79,"d":"79.0"},{"v":67,"d":"67.0"},{"v":61,"d":"61.0"},80.5,31.55,0.0731,0.54,13.83]
["February",18,"1PM to 2PM",13,"February 18, 2019 13:00","2019-02-18T13:00:00",78.1,66.2,60.1,77.9,30.93,0.0733,0.52,{"v":13.8,"d":"13.80"}]
["February",18,"2PM to 3PM",14,"February 18, 2019 14:00","2019-02-18T14:00:00",{"v":79,"d":"79.0"},66.5,60.1,77.9,31.15,0.0731,0.52,13.82]
["February",18,"3PM to 4PM",15,"February 18, 2019 15:00","2019-02-18T15:00:00",{"v":77,"d":"77.0"},65.3,{"v":59,"d":"59.0"},74.9,{"v":30.2,"d":"30.20"},0.0734,{"v":0.5,"d":"0.50"},13.76]
["February",18,"4PM to 5PM",16,"February 18, 2019 16:00","2019-02-18T16:00:00",{"v":77,"d":"77.0"},65.9,60.1,77.9,30.66,0.0734,0.52,13.77]
["February",18,"5PM to 6PM",17,"February 18, 2019 17:00","2019-02-18T17:00:00",73.9,64.9,60.1,77.9,29.91,0.0738,0.52,{"v":13.7,"d":"13.70"}]
["February",18,"6PM to 7PM",18,"February 18, 2019 18:00","2019-02-18T18:00:00",{"v":72,"d":"72.0"},64.2,60.1,77.9,29.43,0.0741,0.52,13.64]
["February",18,"7PM to 8PM",19,"February 18, 2019 19:00","2019-02-18T19:00:00",71.1,64.5,{"v":61,"d":"61.0"},80.5,29.61,0.0742,0.54,13.63]
["February",18,"8PM to 9PM",20,"February 18, 2019 20:00","2019-02-18T20:00:00",69.1,64.5,62.1,83.6,29.62,0.0745,0.56,13.59]
["February",18,"9PM to 10PM",21,"February 18, 2019 21:00","2019-02-18T21:00:00",66.9,63.1,{"v":61,"d":"61.0"},80.5,{"v":28.6,"d":"28.60"},0.0748,0.54,13.52]
["February",18,"10PM to 11PM",22,"February 18, 2019 22:00","2019-02-18T22:00:00",{"v":66,"d":"66.0"},62.8,{"v":61,"d":"61.0"},80.5,28.38,0.0749,0.54,{"v":13.5,"d":"13.50"}]
["February",18,"11PM to 12AM",23,"February 18, 2019 23:00","2019-02-18T23:00:00",66.9,63.7,62.1,83.6,29.09,0.0748,0.56,13.53]
["February",19,"12AM to 1AM",0,"February 19, 2019 0:00","2019-02-19",{"v":66,"d":"66.0"},63.4,62.1,83.6,28.87,0.0749,0.56,13.51]
["February",19,"1AM to 2AM",1,"February 19, 2019 1:00","2019-02-19T01:00:00",{"v":68,"d":"68.0"},62.9,60.1,77.9,28.46,0.0747,0.52,13.54]
["February",19,"2AM to 3AM",2,"February 19, 2019 2:00","2019-02-19T02:00:00",66.9,63.1,{"v":61,"d":"61.0"},80.5,{"v":28.6,"d":"28.60"},0.0748,0.54,13.52]
["February",19,"3AM to 4AM",3,"February 19, 2019 3:00","2019-02-19T03:00:00",66.9,63.7,62.1,83.6,29.09,0.0748,0.56,13.53]
["February",19,"4AM to 5AM",4,"February 19, 2019 4:00","2019-02-19T04:00:00",{"v":66,"d":"66.0"},63.4,62.1,83.6,28.87,0.0749,0.56,13.51]
["February",19,"5AM to 6AM",5,"February 19, 2019 5:00","2019-02-19T05:00:00",{"v":66,"d":"66.0"},62.8,{"v":61,"d":"61.0"},80.5,28.38,0.0749,0.54,{"v":13.5,"d":"13.50"}]
["February",19,"6AM to 7AM",6,"February 19, 2019 6:00","2019-02-19T06:00:00",{"v":66,"d":"66.0"},62.8,{"v":61,"d":"61.0"},80.5,28.38,0.0749,0.54,{"v":13.5,"d":"13.50"}]
["February",19,"7AM to 8AM",7,"February 19, 2019 7:00","2019-02-19T07:00:00",{"v":66,"d":"66.0"},62.8,{"v":61,"d":"61.0"},80.5,28.38,0.0749,0.54,{"v":13.5,"d":"13.50"}]
["February",19,"8AM to 9AM",8,"February 19, 2019 8:00","2019-02-19T08:00:00",69.1,64.5,62.1,83.6,29.62,0.0745,0.56,13.59]
["February",19,"9AM to 10AM",9,"February 19, 2019 9:00","2019-02-19T09:00:00",{"v":75,"d":"75.0"},67.6,{"v":64,"d":"64.0"},89.8,32.04,0.0736,{"v":0.6,"d":"0.60"},13.76]
["February",19,"10AM to 11AM",10,"February 19, 2019 10:00","2019-02-19T10:00:00",{"v":77,"d":"77.0"},65.9,60.1,77.9,30.66,0.0734,0.52,13.77]
["February",19,"11AM to 12PM",11,"February 19, 2019 11:00","2019-02-19T11:00:00",{"v":79,"d":"79.0"},65.3,57.9,{"v":72,"d":"72.0"},30.23,0.0732,0.48,13.81]
["February",19,"12PM to 1PM",12,"February 19, 2019 12:00","2019-02-19T12:00:00",80.1,64.2,{"v":55,"d":"55.0"},64.8,29.36,0.0731,0.44,13.81]
["February",19,"1PM to 2PM",13,"February 19, 2019 13:00","2019-02-19T13:00:00",{"v":79,"d":"79.0"},64.9,{"v":57,"d":"57.0"},69.7,29.86,0.0732,0.47,{"v":13.8,"d":"13.80"}]
["February",19,"2PM to 3PM",14,"February 19, 2019 14:00","2019-02-19T14:00:00",{"v":81,"d":"81.0"},{"v":65,"d":"65.0"},55.9,66.9,29.92,0.0729,0.45,13.84]
["February",19,"3PM to 4PM",15,"February 19, 2019 15:00","2019-02-19T15:00:00",78.1,65.6,{"v":59,"d":"59.0"},74.9,30.46,0.0733,{"v":0.5,"d":"0.50"},13.79]
["February",19,"4PM to 5PM",16,"February 19, 2019 16:00","2019-02-19T16:00:00",75.9,66.1,{"v":61,"d":"61.0"},80.5,{"v":30.8,"d":"30.80"},0.0735,0.54,13.75]
["February",19,"5PM to 6PM",17,"February 19, 2019 17:00","2019-02-19T17:00:00",{"v":75,"d":"75.0"},65.8,{"v":61,"d":"61.0"},80.5,30.58,0.0737,0.54,13.73]
["February",19,"6PM to 7PM",18,"February 19, 2019 18:00","2019-02-19T18:00:00",{"v":72,"d":"72.0"},64.8,{"v":61,"d":"61.0"},80.5,29.83,0.0741,0.54,13.65]
["February",19,"7PM to 8PM",19,"February 19, 2019 19:00","2019-02-19T19:00:00",{"v":68,"d":"68.0"},62.9,60.1,77.9,28.46,0.0747,0.52,13.54]
["February",19,"8PM to 9PM",20,"February 19, 2019 20:00","2019-02-19T20:00:00",{"v":68,"d":"68.0"},62.2,{"v":59,"d":"59.0"},74.9,27.99,0.0747,{"v":0.5,"d":"0.50"},13.53]
["February",19,"9PM to 10PM",21,"February 19, 2019 21:00","2019-02-19T21:00:00",66.9,61.2,57.9,{"v":72,"d":"72.0"},27.28,0.0749,0.48,{"v":13.5,"d":"13.50"}]
["February",19,"10PM to 11PM",22,"February 19, 2019 22:00","2019-02-19T22:00:00",66.9,59.6,{"v":55,"d":"55.0"},64.8,26.15,0.0749,0.44,13.48]
["February",19,"11PM to 12AM",23,"February 19, 2019 23:00","2019-02-19T23:00:00",{"v":66,"d":"66.0"},58.7,{"v":54,"d":"54.0"},62.2,25.54,{"v":0.075,"d":"0.0750"},0.42,13.44]
["February",20,"12AM to 1AM",0,"February 20, 2019 0:00","2019-02-20",64.9,58.3,{"v":54,"d":"54.0"},62.2,25.27,0.0752,0.42,13.42]
["February",20,"1AM to 2AM",1,"February 20, 2019 1:00","2019-02-20T01:00:00",64.9,58.3,{"v":54,"d":"54.0"},62.2,25.27,0.0752,0.42,13.42]
["February",20,"2AM to 3AM",2,"February 20, 2019 2:00","2019-02-20T02:00:00",{"v":63,"d":"63.0"},56.5,{"v":52,"d":"52.0"},57.8,{"v":24.1,"d":"24.10"},0.0755,0.39,13.35]
["February",20,"3AM to 4AM",3,"February 20, 2019 3:00","2019-02-20T03:00:00",{"v":64,"d":"64.0"},56.9,{"v":52,"d":"52.0"},57.8,24.36,0.0754,0.39,13.38]
["February",20,"4AM to 5AM",4,"February 20, 2019 4:00","2019-02-20T04:00:00",{"v":63,"d":"63.0"},56.5,{"v":52,"d":"52.0"},57.8,{"v":24.1,"d":"24.10"},0.0755,0.39,13.35]
["February",20,"5AM to 6AM",5,"February 20, 2019 5:00","2019-02-20T05:00:00",{"v":61,"d":"61.0"},56.3,53.1,60.2,23.99,0.0758,0.41,13.31]
["February",20,"6AM to 7AM",6,"February 20, 2019 6:00","2019-02-20T06:00:00",62.1,56.7,53.1,60.2,24.25,0.0756,0.41,13.34]
["February",20,"7AM to 8AM",7,"February 20, 2019 7:00","2019-02-20T07:00:00",{"v":63,"d":"63.0"},56.5,{"v":52,"d":"52.0"},57.8,{"v":24.1,"d":"24.10"},0.0755,0.39,13.35]
["February",20,"8AM to 9AM",8,"February 20, 2019 8:00","2019-02-20T08:00:00",{"v":68,"d":"68.0"},57.9,51.1,55.9,25.03,0.0748,0.38,13.48]
["February",20,"9AM to 10AM",9,"February 20, 2019 9:00","2019-02-20T09:00:00",62.1,57.8,{"v":55,"d":"55.0"},64.8,24.96,0.0756,0.44,13.35]
["February",20,"10AM to 11AM",10,"February 20, 2019 10:00","2019-02-20T10:00:00",71.1,59.5,{"v":52,"d":"52.0"},57.8,26.07,0.0744,0.39,13.56]
["February",20,"11AM to 12PM",11,"February 20, 2019 11:00","2019-02-20T11:00:00",73.9,57.4,{"v":45,"d":"45.0"},44.3,24.67,{"v":0.074,"d":"0.0740"},{"v":0.3,"d":"0.30"},13.59]
["February",20,"12PM to 1PM",12,"February 20, 2019 12:00","2019-02-20T12:00:00",73.9,57.4,{"v":45,"d":"45.0"},44.3,24.67,{"v":0.074,"d":"0.0740"},{"v":0.3,"d":"0.30"},13.59]
["February",20,"1PM to 2PM",13,"February 20, 2019 13:00","2019-02-20T13:00:00",{"v":73,"d":"73.0"},56.7,44.1,42.8,24.21,0.0742,0.29,13.56]
["February",20,"2PM to 3PM",14,"February 20, 2019 14:00","2019-02-20T14:00:00",{"v":73,"d":"73.0"},56.7,44.1,42.8,24.21,0.0742,0.29,13.56]
["February",20,"3PM to 4PM",15,"February 20, 2019 15:00","2019-02-20T15:00:00",{"v":68,"d":"68.0"},57.4,{"v":50,"d":"50.0"},53.7,24.68,0.0748,0.36,13.47]
["February",20,"4PM to 5PM",16,"February 20, 2019 16:00","2019-02-20T16:00:00",{"v":66,"d":"66.0"},56.6,{"v":50,"d":"50.0"},53.7,{"v":24.2,"d":"24.20"},0.0751,0.36,13.42]
["February",20,"5PM to 6PM",17,{"$f":"A1225&\" \"&B1225&\", \"&$D$5&\" \"&D1225&\":00\"","v":"February 20, 2019 17:00"},{"$f":"DATEVALUE(E1225)+TIMEVALUE(E1225)","v":"2019-02-20T17:00:00"},{"v":66,"d":"66.0"},55.2,46.9,47.8,23.29,0.0751,0.32,{"v":13.4,"d":"13.40"}]
["February",20,"6PM to 7PM",{"$f":"IF(D1225+1>23,0,D1225+1)","v":18},"February 20, 2019 18:00","2019-02-20T18:00:00",64.9,54.8,46.9,47.8,23.02,0.0753,0.32,13.37]
["February",20,"7PM to 8PM",19,"February 20, 2019 19:00","2019-02-20T19:00:00",{"v":64,"d":"64.0"},{"v":54,"d":"54.0"},{"v":46,"d":"46.0"},46.2,22.55,0.0754,0.31,13.35]
["February",20,"8PM to 9PM",20,"February 20, 2019 20:00","2019-02-20T20:00:00",{"v":63,"d":"63.0"},54.9,48.9,51.5,23.12,0.0755,0.35,13.33]
["February",20,"9PM to 10PM",21,"February 20, 2019 21:00","2019-02-20T21:00:00",62.1,55.1,{"v":50,"d":"50.0"},53.7,23.24,0.0757,0.36,13.32]
["February",20,"10PM to 11PM",22,"February 20, 2019 22:00","2019-02-20T22:00:00",{"v":61,"d":"61.0"},54.1,48.9,51.5,22.64,0.0758,0.35,13.28]
["February",20,"11PM to 12AM",23,"February 20, 2019 23:00","2019-02-20T23:00:00",60.1,55.3,{"v":52,"d":"52.0"},57.8,{"v":23.4,"d":"23.40"},0.0759,0.39,13.28]
["February",21,"12AM to 1AM",0,"February 21, 2019 0:00","2019-02-21",60.1,55.9,53.1,60.2,23.77,0.0759,0.41,13.29]
["February",21,"1AM to 2AM",1,"February 21, 2019 1:00","2019-02-21T01:00:00",{"v":61,"d":"61.0"},54.1,48.9,51.5,22.64,0.0758,0.35,13.28]
["February",21,"2AM to 3AM",2,"February 21, 2019 2:00","2019-02-21T02:00:00",{"v":57,"d":"57.0"},{"v":53,"d":"53.0"},{"v":50,"d":"50.0"},53.7,22.01,0.0764,0.36,13.19]
["February",21,"3AM to 4AM",3,"February 21, 2019 3:00","2019-02-21T03:00:00",57.9,53.4,{"v":50,"d":"50.0"},53.7,22.23,0.0763,0.36,13.21]
["February",21,"4AM to 5AM",4,"February 21, 2019 4:00","2019-02-21T04:00:00",{"v":57,"d":"57.0"},{"v":52,"d":"52.0"},{"v":48,"d":"48.0"},49.8,21.41,0.0764,0.34,13.18]
["February",21,"5AM to 6AM",5,"February 21, 2019 5:00","2019-02-21T05:00:00",{"v":57,"d":"57.0"},{"v":52,"d":"52.0"},{"v":48,"d":"48.0"},49.8,21.41,0.0764,0.34,13.18]
["February",21,"6AM to 7AM",6,"February 21, 2019 6:00","2019-02-21T06:00:00",57.9,52.4,{"v":48,"d":"48.0"},49.8,21.63,0.0763,0.34,{"v":13.2,"d":"13.20"}]
["February",21,"7AM to 8AM",7,"February 21, 2019 7:00","2019-02-21T07:00:00",{"v":61,"d":"61.0"},55.2,51.1,55.9,23.32,0.0758,0.38,{"v":13.3,"d":"13.30"}]
["February",21,"8AM to 9AM",8,"February 21, 2019 8:00","2019-02-21T08:00:00",{"v":66,"d":"66.0"},54.8,{"v":46,"d":"46.0"},46.2,23.03,0.0751,0.31,{"v":13.4,"d":"13.40"}]
["February",21,"9AM to 10AM",9,"February 21, 2019 9:00","2019-02-21T09:00:00",{"v":72,"d":"72.0"},{"v":58,"d":"58.0"},{"v":48,"d":"48.0"},49.8,25.04,0.0743,0.34,13.56]
["February",21,"10AM to 11AM",10,"February 21, 2019 10:00","2019-02-21T10:00:00",73.9,57.9,{"v":46,"d":"46.0"},46.2,24.96,{"v":0.074,"d":"0.0740"},0.31,{"v":13.6,"d":"13.60"}]
["February",21,"11AM to 12PM",11,"February 21, 2019 11:00","2019-02-21T11:00:00",75.9,{"v":59,"d":"59.0"},46.9,47.8,25.69,0.0737,0.32,13.65]
["February",21,"12PM to 1PM",12,"February 21, 2019 12:00","2019-02-21T12:00:00",73.9,57.4,{"v":45,"d":"45.0"},44.3,24.67,{"v":0.074,"d":"0.0740"},{"v":0.3,"d":"0.30"},13.59]
["February",21,"1PM to 2PM",13,"February 21, 2019 13:00","2019-02-21T13:00:00",{"v":75,"d":"75.0"},57.9,{"v":45,"d":"45.0"},44.3,24.93,0.0739,{"v":0.3,"d":"0.30"},13.62]
["February",21,"2PM to 3PM",14,"February 21, 2019 14:00","2019-02-21T14:00:00",{"v":72,"d":"72.0"},{"v":58,"d":"58.0"},{"v":48,"d":"48.0"},49.8,25.04,0.0743,0.34,13.56]
["February",21,"3PM to 4PM",15,"February 21, 2019 15:00","2019-02-21T15:00:00",73.9,56.6,{"v":43,"d":"43.0"},{"v":41,"d":"41.0"},24.16,0.0741,0.28,13.58]
["February",21,"4PM to 5PM",16,"February 21, 2019 16:00","2019-02-21T16:00:00",{"v":72,"d":"72.0"},56.3,44.1,42.8,23.95,0.0743,0.29,13.54]
["February",21,"5PM to 6PM",17,"February 21, 2019 17:00","2019-02-21T17:00:00",71.1,58.1,48.9,51.5,25.09,0.0744,0.35,13.54]
["February",21,"6PM to 7PM",18,"February 21, 2019 18:00","2019-02-21T18:00:00",69.1,57.8,{"v":50,"d":"50.0"},53.7,24.95,0.0747,0.36,{"v":13.5,"d":"13.50"}]
["February",21,"7PM to 8PM",19,"February 21, 2019 19:00","2019-02-21T19:00:00",{"v":66,"d":"66.0"},56.6,{"v":50,"d":"50.0"},53.7,{"v":24.2,"d":"24.20"},0.0751,0.36,13.42]
["February",21,"8PM to 9PM",20,"February 21, 2019 20:00","2019-02-21T20:00:00",{"v":63,"d":"63.0"},55.4,{"v":50,"d":"50.0"},53.7,23.46,0.0755,0.36,13.34]
["February",21,"9PM to 10PM",21,"February 21, 2019 21:00","2019-02-21T21:00:00",62.1,55.6,51.1,55.9,23.58,0.0757,0.38,13.32]
["February",21,"10PM to 11PM",22,"February 21, 2019 22:00","2019-02-21T22:00:00",{"v":61,"d":"61.0"},55.2,51.1,55.9,23.32,0.0758,0.38,{"v":13.3,"d":"13.30"}]
["February",21,"11PM to 12AM",23,"February 21, 2019 23:00","2019-02-21T23:00:00",60.1,54.8,51.1,55.9,{"v":23.1,"d":"23.10"},0.0759,0.38,13.27]
["February",22,"12AM to 1AM",0,"February 22, 2019 0:00","2019-02-22",60.1,54.8,51.1,55.9,{"v":23.1,"d":"23.10"},0.0759,0.38,13.27]
["February",22,"1AM to 2AM",1,"February 22, 2019 1:00","2019-02-22T01:00:00",{"v":59,"d":"59.0"},53.8,{"v":50,"d":"50.0"},53.7,22.49,0.0761,0.36,13.24]
["February",22,"2AM to 3AM",2,"February 22, 2019 2:00","2019-02-22T02:00:00",57.9,{"v":54,"d":"54.0"},51.1,55.9,22.58,0.0763,0.38,13.22]
["February",22,"3AM to 4AM",3,"February 22, 2019 3:00","2019-02-22T03:00:00",{"v":57,"d":"57.0"},53.6,51.1,55.9,22.36,0.0764,0.38,{"v":13.2,"d":"13.20"}]
["February",22,"4AM to 5AM",4,"February 22, 2019 4:00","2019-02-22T04:00:00",57.9,{"v":54,"d":"54.0"},51.1,55.9,22.58,0.0763,0.38,13.22]
["February",22,"5AM to 6AM",5,"February 22, 2019 5:00","2019-02-22T05:00:00",57.9,54.5,{"v":52,"d":"52.0"},57.8,22.87,0.0762,0.39,13.22]
["February",22,"6AM to 7AM",6,"February 22, 2019 6:00","2019-02-22T06:00:00",57.9,{"v":54,"d":"54.0"},51.1,55.9,22.58,0.0763,0.38,13.22]
["February",22,"7AM to 8AM",7,"February 22, 2019 7:00","2019-02-22T07:00:00",{"v":61,"d":"61.0"},55.7,{"v":52,"d":"52.0"},57.8,23.62,0.0758,0.39,{"v":13.3,"d":"13.30"}]
["February",22,"8AM to 9AM",8,"February 22, 2019 8:00","2019-02-22T08:00:00",66.9,59.6,{"v":55,"d":"55.0"},64.8,26.15,0.0749,0.44,13.48]
["February",22,"9AM to 10AM",9,"February 22, 2019 9:00","2019-02-22T09:00:00",{"v":73,"d":"73.0"},61.2,{"v":54,"d":"54.0"},62.2,27.25,0.0741,0.42,13.62]
["February",22,"10AM to 11AM",10,"February 22, 2019 10:00","2019-02-22T10:00:00",78.1,62.6,53.1,60.2,28.16,0.0734,0.41,13.75]
["February",22,"11AM to 12PM",11,"February 22, 2019 11:00","2019-02-22T11:00:00",{"v":77,"d":"77.0"},62.6,{"v":54,"d":"54.0"},62.2,28.21,0.0735,0.42,13.73]
["February",22,"12PM to 1PM",12,"February 22, 2019 12:00","2019-02-22T12:00:00",{"v":79,"d":"79.0"},63.9,{"v":55,"d":"55.0"},64.8,29.09,0.0732,0.44,13.78]
["February",22,"1PM to 2PM",13,"February 22, 2019 13:00","2019-02-22T13:00:00",78.1,62.6,53.1,60.2,28.16,0.0734,0.41,13.75]
["February",22,"2PM to 3PM",14,"February 22, 2019 14:00","2019-02-22T14:00:00",{"v":79,"d":"79.0"},63.9,{"v":55,"d":"55.0"},64.8,29.09,0.0732,0.44,13.78]
["February",22,"3PM to 4PM",15,"February 22, 2019 15:00","2019-02-22T15:00:00",{"v":77,"d":"77.0"},62.6,{"v":54,"d":"54.0"},62.2,28.21,0.0735,0.42,13.73]
["February",22,"4PM to 5PM",16,"February 22, 2019 16:00","2019-02-22T16:00:00",75.9,62.8,{"v":55,"d":"55.0"},64.8,28.35,0.0736,0.44,13.71]
["February",22,"5PM to 6PM",17,"February 22, 2019 17:00","2019-02-22T17:00:00",{"v":73,"d":"73.0"},60.3,{"v":52,"d":"52.0"},57.8,26.56,0.0741,0.39,13.61]
["February",22,"6PM to 7PM",18,"February 22, 2019 18:00","2019-02-22T18:00:00",71.1,60.1,53.1,60.2,26.45,0.0743,0.41,13.57]
["February",22,"7PM to 8PM",19,"February 22, 2019 19:00","2019-02-22T19:00:00",71.1,60.1,53.1,60.2,26.45,0.0743,0.41,13.57]
["February",22,"8PM to 9PM",20,"February 22, 2019 20:00","2019-02-22T20:00:00",71.1,60.5,{"v":54,"d":"54.0"},62.2,26.77,0.0743,0.42,13.57]
["February",22,"9PM to 10PM",21,"February 22, 2019 21:00","2019-02-22T21:00:00",71.1,60.5,{"v":54,"d":"54.0"},62.2,26.77,0.0743,0.42,13.57]
["February",22,"10PM to 11PM",22,"February 22, 2019 22:00","2019-02-22T22:00:00",69.1,60.4,{"v":55,"d":"55.0"},64.8,26.68,0.0746,0.44,13.53]
["February",22,"11PM to 12AM",23,"February 22, 2019 23:00","2019-02-22T23:00:00",69.1,60.4,{"v":55,"d":"55.0"},64.8,26.68,0.0746,0.44,13.53]
["February",23,"12AM to 1AM",0,"February 23, 2019 0:00","2019-02-23",66.9,60.1,55.9,66.9,26.49,0.0749,0.45,13.48]
["February",23,"1AM to 2AM",1,"February 23, 2019 1:00","2019-02-23T01:00:00",{"v":68,"d":"68.0"},60.5,55.9,66.9,26.76,0.0747,0.45,13.51]
["February",23,"2AM to 3AM",2,"February 23, 2019 2:00","2019-02-23T02:00:00",{"v":70,"d":"70.0"},62.3,57.9,{"v":72,"d":"72.0"},28.03,0.0744,0.48,13.58]
["February",23,"3AM to 4AM",3,"February 23, 2019 3:00","2019-02-23T03:00:00",71.1,61.6,55.9,66.9,{"v":27.5,"d":"27.50"},0.0743,0.45,13.59]
["February",23,"4AM to 5AM",4,"February 23, 2019 4:00","2019-02-23T04:00:00",71.1,61.6,55.9,66.9,{"v":27.5,"d":"27.50"},0.0743,0.45,13.59]
["February",23,"5AM to 6AM",5,"February 23, 2019 5:00","2019-02-23T05:00:00",71.1,62.7,57.9,{"v":72,"d":"72.0"},28.29,0.0743,0.48,{"v":13.6,"d":"13.60"}]
["February",23,"6AM to 7AM",6,"February 23, 2019 6:00","2019-02-23T06:00:00",{"v":72,"d":"72.0"},64.2,60.1,77.9,29.43,0.0741,0.52,13.64]
["February",23,"7AM to 8AM",7,"February 23, 2019 7:00","2019-02-23T07:00:00",{"v":73,"d":"73.0"},{"v":64,"d":"64.0"},{"v":59,"d":"59.0"},74.9,29.23,{"v":0.074,"d":"0.0740"},{"v":0.5,"d":"0.50"},13.66]
["February",23,"8AM to 9AM",8,"February 23, 2019 8:00","2019-02-23T08:00:00",73.9,64.9,60.1,77.9,29.91,0.0738,0.52,{"v":13.7,"d":"13.70"}]
["February",23,"9AM to 10AM",9,{"$f":"A1289&\" \"&B1289&\", \"&$D$5&\" \"&D1289&\":00\"","v":"February 23, 2019 9:00"},{"$f":"DATEVALUE(E1289)+TIMEVALUE(E1289)","v":"2019-02-23T09:00:00"},{"v":77,"d":"77.0"},65.9,60.1,77.9,30.66,0.0734,0.52,13.77]
["February",23,"10AM to 11AM",{"$f":"IF(D1289+1>23,0,D1289+1)","v":10},"February 23, 2019 10:00","2019-02-23T10:00:00",{"v":77,"d":"77.0"},66.4,{"v":61,"d":"61.0"},80.5,31.07,0.0734,0.54,13.78]
["February",23,"11AM to 12PM",11,"February 23, 2019 11:00","2019-02-23T11:00:00",75.9,64.9,{"v":59,"d":"59.0"},74.9,29.93,0.0736,{"v":0.5,"d":"0.50"},13.74]
["February",23,"12PM to 1PM",12,"February 23, 2019 12:00","2019-02-23T12:00:00",69.1,66.3,64.9,92.7,31.04,0.0744,0.62,13.62]
["February",23,"1PM to 2PM",13,"February 23, 2019 13:00","2019-02-23T13:00:00",{"v":68,"d":"68.0"},66.7,{"v":66,"d":"66.0"},96.4,31.34,0.0745,0.64,{"v":13.6,"d":"13.60"}]
["February",23,"2PM to 3PM",14,"February 23, 2019 14:00","2019-02-23T14:00:00",{"v":70,"d":"70.0"},67.9,66.9,99.5,32.32,0.0742,0.67,13.66]
["February",23,"3PM to 4PM",15,"February 23, 2019 15:00","2019-02-23T15:00:00",69.1,65.7,{"v":64,"d":"64.0"},89.8,30.58,0.0744,{"v":0.6,"d":"0.60"},13.61]
["February",23,"4PM to 5PM",16,"February 23, 2019 16:00","2019-02-23T16:00:00",66.9,{"v":65,"d":"65.0"},{"v":64,"d":"64.0"},89.8,30.05,0.0747,{"v":0.6,"d":"0.60"},13.55]
["February",23,"5PM to 6PM",17,"February 23, 2019 17:00","2019-02-23T17:00:00",69.1,65.7,{"v":64,"d":"64.0"},89.8,30.58,0.0744,{"v":0.6,"d":"0.60"},13.61]
["February",23,"6PM to 7PM",18,"February 23, 2019 18:00","2019-02-23T18:00:00",{"v":68,"d":"68.0"},65.4,{"v":64,"d":"64.0"},89.8,30.32,0.0746,{"v":0.6,"d":"0.60"},13.58]
["February",23,"7PM to 8PM",19,"February 23, 2019 19:00","2019-02-23T19:00:00",66.9,{"v":65,"d":"65.0"},{"v":64,"d":"64.0"},89.8,30.05,0.0747,{"v":0.6,"d":"0.60"},13.55]
["February",23,"8PM to 9PM",20,"February 23, 2019 20:00","2019-02-23T20:00:00",{"v":64,"d":"64.0"},62.7,62.1,83.6,28.39,0.0752,0.56,13.46]
["February",23,"9PM to 10PM",21,"February 23, 2019 21:00","2019-02-23T21:00:00",{"v":63,"d":"63.0"},61.7,{"v":61,"d":"61.0"},80.5,27.63,0.0754,0.54,13.42]
["February",23,"10PM to 11PM",22,"February 23, 2019 22:00","2019-02-23T22:00:00",62.1,60.8,60.1,77.9,{"v":27,"d":"27.00"},0.0755,0.52,13.39]
["February",23,"11PM to 12AM",23,"February 23, 2019 23:00","2019-02-23T23:00:00",62.1,60.1,{"v":59,"d":"59.0"},74.9,26.54,0.0755,{"v":0.5,"d":"0.50"},13.38]
["February",24,"12AM to 1AM",0,"February 24, 2019 0:00","2019-02-24",62.1,60.8,60.1,77.9,{"v":27,"d":"27.00"},0.0755,0.52,13.39]
["February",24,"1AM to 2AM",1,"February 24, 2019 1:00","2019-02-24T01:00:00",62.1,59.5,57.9,{"v":72,"d":"72.0"},26.09,0.0755,0.48,13.37]
["February",24,"2AM to 3AM",2,"February 24, 2019 2:00","2019-02-24T02:00:00",62.1,59.5,57.9,{"v":72,"d":"72.0"},26.09,0.0755,0.48,13.37]
["February",24,"3AM to 4AM",3,"February 24, 2019 3:00","2019-02-24T03:00:00",{"v":61,"d":"61.0"},59.1,57.9,{"v":72,"d":"72.0"},25.82,0.0757,0.48,13.35]
["February",24,"4AM to 5AM",4,"February 24, 2019 4:00","2019-02-24T04:00:00",62.1,58.9,{"v":57,"d":"57.0"},69.7,25.73,0.0756,0.47,13.37]
["February",24,"5AM to 6AM",5,"February 24, 2019 5:00","2019-02-24T05:00:00",{"v":59,"d":"59.0"},57.8,{"v":57,"d":"57.0"},69.7,24.98,{"v":0.076,"d":"0.0760"},0.47,13.29]
["February",24,"6AM to 7AM",6,"February 24, 2019 6:00","2019-02-24T06:00:00",{"v":59,"d":"59.0"},57.8,{"v":57,"d":"57.0"},69.7,24.98,{"v":0.076,"d":"0.0760"},0.47,13.29]
["February",24,"7AM to 8AM",7,"February 24, 2019 7:00","2019-02-24T07:00:00",{"v":61,"d":"61.0"},58.5,{"v":57,"d":"57.0"},69.7,25.46,0.0757,0.47,13.34]
["February",24,"8AM to 9AM",8,"February 24, 2019 8:00","2019-02-24T08:00:00",{"v":68,"d":"68.0"},62.9,60.1,77.9,28.46,0.0747,0.52,13.54]
["February",24,"9AM to 10AM",9,"February 24, 2019 9:00","2019-02-24T09:00:00",{"v":73,"d":"73.0"},63.4,57.9,{"v":72,"d":"72.0"},28.77,{"v":0.074,"d":"0.0740"},0.48,13.65]
["February",24,"10AM to 11AM",10,"February 24, 2019 10:00","2019-02-24T10:00:00",{"v":75,"d":"75.0"},{"v":63,"d":"63.0"},55.9,66.9,28.47,0.0737,0.45,13.69]
["February",24,"11AM to 12PM",11,"February 24, 2019 11:00","2019-02-24T11:00:00",75.9,63.8,{"v":57,"d":"57.0"},69.7,29.11,0.0736,0.47,13.72]
["February",24,"12PM to 1PM",12,"February 24, 2019 12:00","2019-02-24T12:00:00",{"v":75,"d":"75.0"},{"v":64,"d":"64.0"},57.9,{"v":72,"d":"72.0"},29.26,0.0737,0.48,13.71]
["February",24,"1PM to 2PM",13,"February 24, 2019 13:00","2019-02-24T13:00:00",{"v":77,"d":"77.0"},63.6,55.9,66.9,28.95,0.0735,0.45,13.74]
["February",24,"2PM to 3PM",14,"February 24, 2019 14:00","2019-02-24T14:00:00",{"v":77,"d":"77.0"},63.6,55.9,66.9,28.95,0.0735,0.45,13.74]
["February",24,"3PM to 4PM",15,"February 24, 2019 15:00","2019-02-24T15:00:00",73.9,62.6,55.9,66.9,28.21,0.0739,0.45,13.66]
["February",24,"4PM to 5PM",16,"February 24, 2019 16:00","2019-02-24T16:00:00",{"v":73,"d":"73.0"},62.3,55.9,66.9,27.99,{"v":0.074,"d":"0.0740"},0.45,13.64]
["February",24,"5PM to 6PM",17,"February 24, 2019 17:00","2019-02-24T17:00:00",{"v":72,"d":"72.0"},{"v":63,"d":"63.0"},57.9,{"v":72,"d":"72.0"},28.51,0.0741,0.48,13.63]
["February",24,"6PM to 7PM",18,"February 24, 2019 18:00","2019-02-24T18:00:00",{"v":70,"d":"70.0"},62.9,{"v":59,"d":"59.0"},74.9,28.48,0.0744,{"v":0.5,"d":"0.50"},13.58]
["February",24,"7PM to 8PM",19,"February 24, 2019 19:00","2019-02-24T19:00:00",{"v":70,"d":"70.0"},61.2,55.9,66.9,27.24,0.0744,0.45,13.56]
["February",24,"8PM to 9PM",20,"February 24, 2019 20:00","2019-02-24T20:00:00",69.1,60.9,55.9,66.9,27.02,0.0746,0.45,13.54]
["February",24,"9PM to 10PM",21,"February 24, 2019 21:00","2019-02-24T21:00:00",{"v":68,"d":"68.0"},60.5,55.9,66.9,26.76,0.0747,0.45,13.51]
["February",24,"10PM to 11PM",22,"February 24, 2019 22:00","2019-02-24T22:00:00",66.9,60.7,{"v":57,"d":"57.0"},69.7,26.91,0.0749,0.47,13.49]
["February",24,"11PM to 12AM",23,"February 24, 2019 23:00","2019-02-24T23:00:00",64.9,{"v":60,"d":"60.0"},{"v":57,"d":"57.0"},69.7,26.43,0.0751,0.47,13.44]
["February",25,"12AM to 1AM",0,"February 25, 2019 0:00","2019-02-25",{"v":64,"d":"64.0"},59.7,{"v":57,"d":"57.0"},69.7,26.21,0.0753,0.47,13.42]
["February",25,"1AM to 2AM",1,"February 25, 2019 1:00","2019-02-25T01:00:00",{"v":64,"d":"64.0"},60.2,57.9,{"v":72,"d":"72.0"},26.57,0.0753,0.48,13.42]
["February",25,"2AM to 3AM",2,"February 25, 2019 2:00","2019-02-25T02:00:00",{"v":63,"d":"63.0"},59.3,{"v":57,"d":"57.0"},69.7,25.95,0.0754,0.47,13.39]
["February",25,"3AM to 4AM",3,"February 25, 2019 3:00","2019-02-25T03:00:00",62.1,58.9,{"v":57,"d":"57.0"},69.7,25.73,0.0756,0.47,13.37]
["February",25,"4AM to 5AM",4,"February 25, 2019 4:00","2019-02-25T04:00:00",{"v":64,"d":"64.0"},60.2,57.9,{"v":72,"d":"72.0"},26.57,0.0753,0.48,13.42]
["February",25,"5AM to 6AM",5,"February 25, 2019 5:00","2019-02-25T05:00:00",{"v":63,"d":"63.0"},60.5,{"v":59,"d":"59.0"},74.9,26.76,0.0754,{"v":0.5,"d":"0.50"},{"v":13.4,"d":"13.40"}]
["February",25,"6AM to 7AM",6,"February 25, 2019 6:00","2019-02-25T06:00:00",{"v":64,"d":"64.0"},60.8,{"v":59,"d":"59.0"},74.9,27.02,0.0752,{"v":0.5,"d":"0.50"},13.43]
["February",25,"7AM to 8AM",7,"February 25, 2019 7:00","2019-02-25T07:00:00",{"v":66,"d":"66.0"},61.5,{"v":59,"d":"59.0"},74.9,27.51,{"v":0.075,"d":"0.0750"},{"v":0.5,"d":"0.50"},13.48]
["February",25,"8AM to 9AM",8,"February 25, 2019 8:00","2019-02-25T08:00:00",{"v":70,"d":"70.0"},62.9,{"v":59,"d":"59.0"},74.9,28.48,0.0744,{"v":0.5,"d":"0.50"},13.58]
["February",25,"9AM to 10AM",9,"February 25, 2019 9:00","2019-02-25T09:00:00",73.9,64.3,{"v":59,"d":"59.0"},74.9,29.45,0.0738,{"v":0.5,"d":"0.50"},13.69]
["February",25,"10AM to 11AM",10,"February 25, 2019 10:00","2019-02-25T10:00:00",75.9,64.9,{"v":59,"d":"59.0"},74.9,29.93,0.0736,{"v":0.5,"d":"0.50"},13.74]
["February",25,"11AM to 12PM",11,"February 25, 2019 11:00","2019-02-25T11:00:00",75.9,64.3,57.9,{"v":72,"d":"72.0"},29.48,0.0736,0.48,13.73]
["February",25,"12PM to 1PM",12,"February 25, 2019 12:00","2019-02-25T12:00:00",75.9,64.9,{"v":59,"d":"59.0"},74.9,29.93,0.0736,{"v":0.5,"d":"0.50"},13.74]
["February",25,"1PM to 2PM",13,"February 25, 2019 13:00","2019-02-25T13:00:00",{"v":77,"d":"77.0"},65.9,60.1,77.9,30.66,0.0734,0.52,13.77]
["February",25,"2PM to 3PM",14,"February 25, 2019 14:00","2019-02-25T14:00:00",75.9,64.9,{"v":59,"d":"59.0"},74.9,29.93,0.0736,{"v":0.5,"d":"0.50"},13.74]
["February",25,"3PM to 4PM",15,"February 25, 2019 15:00","2019-02-25T15:00:00",75.9,64.9,{"v":59,"d":"59.0"},74.9,29.93,0.0736,{"v":0.5,"d":"0.50"},13.74]
["February",25,"4PM to 5PM",16,"February 25, 2019 16:00","2019-02-25T16:00:00",73.9,64.9,60.1,77.9,29.91,0.0738,0.52,{"v":13.7,"d":"13.70"}]
["February",25,"5PM to 6PM",17,"February 25, 2019 17:00","2019-02-25T17:00:00",{"v":73,"d":"73.0"},{"v":64,"d":"64.0"},{"v":59,"d":"59.0"},74.9,29.23,{"v":0.074,"d":"0.0740"},{"v":0.5,"d":"0.50"},13.66]
["February",25,"6PM to 7PM",18,"February 25, 2019 18:00","2019-02-25T18:00:00",71.1,64.5,{"v":61,"d":"61.0"},80.5,29.61,0.0742,0.54,13.63]
["February",25,"7PM to 8PM",19,"February 25, 2019 19:00","2019-02-25T19:00:00",71.1,64.5,{"v":61,"d":"61.0"},80.5,29.61,0.0742,0.54,13.63]
["February",25,"8PM to 9PM",20,"February 25, 2019 20:00","2019-02-25T20:00:00",{"v":70,"d":"70.0"},64.8,62.1,83.6,29.85,0.0743,0.56,13.61]
["February",25,"9PM to 10PM",21,"February 25, 2019 21:00","2019-02-25T21:00:00",{"v":68,"d":"68.0"},63.4,{"v":61,"d":"61.0"},80.5,28.86,0.0746,0.54,13.55]
["February",25,"10PM to 11PM",22,"February 25, 2019 22:00","2019-02-25T22:00:00",66.9,63.7,62.1,83.6,29.09,0.0748,0.56,13.53]
["February",25,"11PM to 12AM",23,"February 25, 2019 23:00","2019-02-25T23:00:00",{"v":66,"d":"66.0"},62.8,{"v":61,"d":"61.0"},80.5,28.38,0.0749,0.54,{"v":13.5,"d":"13.50"}]
["February",26,"12AM to 1AM",0,"February 26, 2019 0:00","2019-02-26",64.9,62.4,{"v":61,"d":"61.0"},80.5,28.11,0.0751,0.54,13.47]
["February",26,"1AM to 2AM",1,{"$f":"A1353&\" \"&B1353&\", \"&$D$5&\" \"&D1353&\":00\"","v":"February 26, 2019 1:00"},{"$f":"DATEVALUE(E1353)+TIMEVALUE(E1353)","v":"2019-02-26T01:00:00"},{"v":63,"d":"63.0"},61.7,{"v":61,"d":"61.0"},80.5,27.63,0.0754,0.54,13.42]
["February",26,"2AM to 3AM",{"$f":"IF(D1353+1>23,0,D1353+1)","v":2},"February 26, 2019 2:00","2019-02-26T02:00:00",{"v":63,"d":"63.0"},61.1,60.1,77.9,27.22,0.0754,0.52,13.41]
["February",26,"3AM to 4AM",3,"February 26, 2019 3:00","2019-02-26T03:00:00",{"v":63,"d":"63.0"},61.1,60.1,77.9,27.22,0.0754,0.52,13.41]
["February",26,"4AM to 5AM",4,"February 26, 2019 4:00","2019-02-26T04:00:00",{"v":63,"d":"63.0"},61.1,60.1,77.9,27.22,0.0754,0.52,13.41]
["February",26,"5AM to 6AM",5,"February 26, 2019 5:00","2019-02-26T05:00:00",{"v":63,"d":"63.0"},61.1,60.1,77.9,27.22,0.0754,0.52,13.41]
["February",26,"6AM to 7AM",6,"February 26, 2019 6:00","2019-02-26T06:00:00",64.9,62.4,{"v":61,"d":"61.0"},80.5,28.11,0.0751,0.54,13.47]
["February",26,"7AM to 8AM",7,"February 26, 2019 7:00","2019-02-26T07:00:00",{"v":66,"d":"66.0"},{"v":64,"d":"64.0"},{"v":63,"d":"63.0"},86.4,{"v":29.3,"d":"29.30"},0.0749,0.58,13.52]
["February",26,"8AM to 9AM",8,"February 26, 2019 8:00","2019-02-26T08:00:00",{"v":66,"d":"66.0"},{"v":64,"d":"64.0"},{"v":63,"d":"63.0"},86.4,{"v":29.3,"d":"29.30"},0.0749,0.58,13.52]
["February",26,"9AM to 10AM",9,"February 26, 2019 9:00","2019-02-26T09:00:00",{"v":66,"d":"66.0"},64.7,{"v":64,"d":"64.0"},89.8,29.83,0.0749,{"v":0.6,"d":"0.60"},13.53]
["February",26,"10AM to 11AM",10,"February 26, 2019 10:00","2019-02-26T10:00:00",69.1,{"v":67,"d":"67.0"},{"v":66,"d":"66.0"},96.4,31.61,0.0744,0.64,13.63]
["February",26,"11AM to 12PM",11,"February 26, 2019 11:00","2019-02-26T11:00:00",{"v":72,"d":"72.0"},67.9,{"v":66,"d":"66.0"},96.4,32.32,{"v":0.074,"d":"0.0740"},0.64,{"v":13.7,"d":"13.70"}]
["February",26,"12PM to 1PM",12,"February 26, 2019 12:00","2019-02-26T12:00:00",{"v":73,"d":"73.0"},68.8,66.9,99.5,33.07,0.0738,0.67,13.74]
["February",26,"1PM to 2PM",13,"February 26, 2019 13:00","2019-02-26T13:00:00",75.9,68.4,64.9,92.7,32.72,0.0735,0.62,13.79]
["February",26,"2PM to 3PM",14,"February 26, 2019 14:00","2019-02-26T14:00:00",{"v":77,"d":"77.0"},68.2,{"v":64,"d":"64.0"},89.8,32.53,0.0733,{"v":0.6,"d":"0.60"},13.81]
["February",26,"3PM to 4PM",15,"February 26, 2019 15:00","2019-02-26T15:00:00",75.9,67.2,{"v":63,"d":"63.0"},86.4,31.73,0.0735,0.58,13.77]
["February",26,"4PM to 5PM",16,"February 26, 2019 16:00","2019-02-26T16:00:00",73.9,67.3,{"v":64,"d":"64.0"},89.8,31.78,0.0738,{"v":0.6,"d":"0.60"},13.73]
["February",26,"5PM to 6PM",17,"February 26, 2019 17:00","2019-02-26T17:00:00",73.9,67.3,{"v":64,"d":"64.0"},89.8,31.78,0.0738,{"v":0.6,"d":"0.60"},13.73]
["February",26,"6PM to 7PM",18,"February 26, 2019 18:00","2019-02-26T18:00:00",{"v":72,"d":"72.0"},{"v":66,"d":"66.0"},{"v":63,"d":"63.0"},86.4,30.76,0.0741,0.58,13.67]
["February",26,"7PM to 8PM",19,"February 26, 2019 19:00","2019-02-26T19:00:00",71.1,66.9,64.9,92.7,31.53,0.0741,0.62,13.67]
["February",26,"8PM to 9PM",20,"February 26, 2019 20:00","2019-02-26T20:00:00",71.1,66.3,{"v":64,"d":"64.0"},89.8,31.07,0.0742,{"v":0.6,"d":"0.60"},13.66]
["February",26,"9PM to 10PM",21,"February 26, 2019 21:00","2019-02-26T21:00:00",71.1,66.9,64.9,92.7,31.53,0.0741,0.62,13.67]
["February",26,"10PM to 11PM",22,"February 26, 2019 22:00","2019-02-26T22:00:00",{"v":70,"d":"70.0"},66.6,64.9,92.7,31.26,0.0743,0.62,13.64]
["February",26,"11PM to 12AM",23,"February 26, 2019 23:00","2019-02-26T23:00:00",{"v":70,"d":"70.0"},66.6,64.9,92.7,31.26,0.0743,0.62,13.64]
["February",27,"12AM to 1AM",0,"February 27, 2019 0:00","2019-02-27",{"v":70,"d":"70.0"},{"v":66,"d":"66.0"},{"v":64,"d":"64.0"},89.8,30.81,0.0743,{"v":0.6,"d":"0.60"},13.63]
["February",27,"1AM to 2AM",1,"February 27, 2019 1:00","2019-02-27T01:00:00",{"v":70,"d":"70.0"},{"v":66,"d":"66.0"},{"v":64,"d":"64.0"},89.8,30.81,0.0743,{"v":0.6,"d":"0.60"},13.63]
["February",27,"2AM to 3AM",2,"February 27, 2019 2:00","2019-02-27T02:00:00",{"v":70,"d":"70.0"},{"v":66,"d":"66.0"},{"v":64,"d":"64.0"},89.8,30.81,0.0743,{"v":0.6,"d":"0.60"},13.63]
["February",27,"3AM to 4AM",3,"February 27, 2019 3:00","2019-02-27T03:00:00",{"v":70,"d":"70.0"},{"v":66,"d":"66.0"},{"v":64,"d":"64.0"},89.8,30.81,0.0743,{"v":0.6,"d":"0.60"},13.63]
["February",27,"4AM to 5AM",4,"February 27, 2019 4:00","2019-02-27T04:00:00",{"v":70,"d":"70.0"},{"v":66,"d":"66.0"},{"v":64,"d":"64.0"},89.8,30.81,0.0743,{"v":0.6,"d":"0.60"},13.63]
["February",27,"5AM to 6AM",5,"February 27, 2019 5:00","2019-02-27T05:00:00",71.1,65.7,{"v":63,"d":"63.0"},86.4,30.54,0.0742,0.58,13.65]
["February",27,"6AM to 7AM",6,"February 27, 2019 6:00","2019-02-27T06:00:00",71.1,65.7,{"v":63,"d":"63.0"},86.4,30.54,0.0742,0.58,13.65]
["February",27,"7AM to 8AM",7,"February 27, 2019 7:00","2019-02-27T07:00:00",71.1,65.7,{"v":63,"d":"63.0"},86.4,30.54,0.0742,0.58,13.65]
["February",27,"8AM to 9AM",8,"February 27, 2019 8:00","2019-02-27T08:00:00",71.1,66.3,{"v":64,"d":"64.0"},89.8,31.07,0.0742,{"v":0.6,"d":"0.60"},13.66]
["February",27,"9AM to 10AM",9,"February 27, 2019 9:00","2019-02-27T09:00:00",73.9,67.3,{"v":64,"d":"64.0"},89.8,31.78,0.0738,{"v":0.6,"d":"0.60"},13.73]
["February",27,"10AM to 11AM",10,"February 27, 2019 10:00","2019-02-27T10:00:00",{"v":75,"d":"75.0"},66.9,{"v":63,"d":"63.0"},86.4,31.51,0.0736,0.58,13.75]
["February",27,"11AM to 12PM",11,"February 27, 2019 11:00","2019-02-27T11:00:00",75.9,66.7,62.1,83.6,{"v":31.3,"d":"31.30"},0.0735,0.56,13.76]
["February",27,"12PM to 1PM",12,"February 27, 2019 12:00","2019-02-27T12:00:00",{"v":75,"d":"75.0"},66.9,{"v":63,"d":"63.0"},86.4,31.51,0.0736,0.58,13.75]
["February",27,"1PM to 2PM",13,"February 27, 2019 13:00","2019-02-27T13:00:00",{"v":75,"d":"75.0"},66.9,{"v":63,"d":"63.0"},86.4,31.51,0.0736,0.58,13.75]
["February",27,"2PM to 3PM",14,"February 27, 2019 14:00","2019-02-27T14:00:00",{"v":77,"d":"77.0"},68.8,64.9,92.7,32.99,0.0733,0.62,13.82]
["February",27,"3PM to 4PM",15,"February 27, 2019 15:00","2019-02-27T15:00:00",{"v":75,"d":"75.0"},65.8,{"v":61,"d":"61.0"},80.5,30.58,0.0737,0.54,13.73]
["February",27,"4PM to 5PM",16,"February 27, 2019 16:00","2019-02-27T16:00:00",73.9,66.1,62.1,83.6,30.82,0.0738,0.56,13.71]
["February",27,"5PM to 6PM",17,"February 27, 2019 17:00","2019-02-27T17:00:00",{"v":72,"d":"72.0"},65.4,62.1,83.6,30.33,0.0741,0.56,13.66]
["February",27,"6PM to 7PM",18,"February 27, 2019 18:00","2019-02-27T18:00:00",71.1,65.1,62.1,83.6,30.11,0.0742,0.56,13.64]
["February",27,"7PM to 8PM",19,"February 27, 2019 19:00","2019-02-27T19:00:00",71.1,64.5,{"v":61,"d":"61.0"},80.5,29.61,0.0742,0.54,13.63]
["February",27,"8PM to 9PM",20,"February 27, 2019 20:00","2019-02-27T20:00:00",{"v":70,"d":"70.0"},64.1,{"v":61,"d":"61.0"},80.5,29.35,0.0744,0.54,{"v":13.6,"d":"13.60"}]
["February",27,"9PM to 10PM",21,"February 27, 2019 21:00","2019-02-27T21:00:00",{"v":70,"d":"70.0"},63.6,60.1,77.9,28.94,0.0744,0.52,13.59]
["February",27,"10PM to 11PM",22,"February 27, 2019 22:00","2019-02-27T22:00:00",{"v":70,"d":"70.0"},62.9,{"v":59,"d":"59.0"},74.9,28.48,0.0744,{"v":0.5,"d":"0.50"},13.58]
["February",27,"11PM to 12AM",23,"February 27, 2019 23:00","2019-02-27T23:00:00",{"v":70,"d":"70.0"},62.3,57.9,{"v":72,"d":"72.0"},28.03,0.0744,0.48,13.58]
["February",28,"12AM to 1AM",0,"February 28, 2019 0:00","2019-02-28",{"v":70,"d":"70.0"},62.3,57.9,{"v":72,"d":"72.0"},28.03,0.0744,0.48,13.58]
["February",28,"1AM to 2AM",1,"February 28, 2019 1:00","2019-02-28T01:00:00",{"v":70,"d":"70.0"},62.9,{"v":59,"d":"59.0"},74.9,28.48,0.0744,{"v":0.5,"d":"0.50"},13.58]
["February",28,"2AM to 3AM",2,"February 28, 2019 2:00","2019-02-28T02:00:00",69.1,62.6,{"v":59,"d":"59.0"},74.9,28.26,0.0745,{"v":0.5,"d":"0.50"},13.56]
["February",28,"3AM to 4AM",3,"February 28, 2019 3:00","2019-02-28T03:00:00",{"v":70,"d":"70.0"},62.9,{"v":59,"d":"59.0"},74.9,28.48,0.0744,{"v":0.5,"d":"0.50"},13.58]
["February",28,"4AM to 5AM",4,"February 28, 2019 4:00","2019-02-28T04:00:00",69.1,62.6,{"v":59,"d":"59.0"},74.9,28.26,0.0745,{"v":0.5,"d":"0.50"},13.56]
["February",28,"5AM to 6AM",5,"February 28, 2019 5:00","2019-02-28T05:00:00",{"v":70,"d":"70.0"},62.9,{"v":59,"d":"59.0"},74.9,28.48,0.0744,{"v":0.5,"d":"0.50"},13.58]
["February",28,"6AM to 7AM",6,"February 28, 2019 6:00","2019-02-28T06:00:00",69.1,63.3,60.1,77.9,28.72,0.0745,0.52,13.57]
["February",28,"7AM to 8AM",7,"February 28, 2019 7:00","2019-02-28T07:00:00",69.1,63.3,60.1,77.9,28.72,0.0745,0.52,13.57]
["February",28,"8AM to 9AM",8,"February 28, 2019 8:00","2019-02-28T08:00:00",{"v":75,"d":"75.0"},65.8,{"v":61,"d":"61.0"},80.5,30.58,0.0737,0.54,13.73]
["February",28,"9AM to 10AM",9,"February 28, 2019 9:00","2019-02-28T09:00:00",73.9,64.9,60.1,77.9,29.91,0.0738,0.52,{"v":13.7,"d":"13.70"}]
["February",28,"10AM to 11AM",10,"February 28, 2019 10:00","2019-02-28T10:00:00",{"v":75,"d":"75.0"},65.2,60.1,77.9,30.18,0.0737,0.52,13.72]
["February",28,"11AM to 12PM",11,"February 28, 2019 11:00","2019-02-28T11:00:00",{"v":75,"d":"75.0"},64.6,{"v":59,"d":"59.0"},74.9,29.71,0.0737,{"v":0.5,"d":"0.50"},13.71]
["February",28,"12PM to 1PM",12,"February 28, 2019 12:00","2019-02-28T12:00:00",{"v":79,"d":"79.0"},65.9,{"v":59,"d":"59.0"},74.9,30.68,0.0732,{"v":0.5,"d":"0.50"},13.82]
["February",28,"1PM to 2PM",13,"February 28, 2019 13:00","2019-02-28T13:00:00",75.9,63.8,{"v":57,"d":"57.0"},69.7,29.11,0.0736,0.47,13.72]
["February",28,"2PM to 3PM",14,"February 28, 2019 14:00","2019-02-28T14:00:00",{"v":75,"d":"75.0"},64.6,{"v":59,"d":"59.0"},74.9,29.71,0.0737,{"v":0.5,"d":"0.50"},13.71]
["February",28,"3PM to 4PM",15,"February 28, 2019 15:00","2019-02-28T15:00:00",75.9,64.9,{"v":59,"d":"59.0"},74.9,29.93,0.0736,{"v":0.5,"d":"0.50"},13.74]
["February",28,"4PM to 5PM",16,"February 28, 2019 16:00","2019-02-28T16:00:00",{"v":75,"d":"75.0"},64.6,{"v":59,"d":"59.0"},74.9,29.71,0.0737,{"v":0.5,"d":"0.50"},13.71]
["February",28,"5PM to 6PM",17,{"$f":"A1417&\" \"&B1417&\", \"&$D$5&\" \"&D1417&\":00\"","v":"February 28, 2019 17:00"},{"$f":"DATEVALUE(E1417)+TIMEVALUE(E1417)","v":"2019-02-28T17:00:00"},{"v":73,"d":"73.0"},{"v":64,"d":"64.0"},{"v":59,"d":"59.0"},74.9,29.23,{"v":0.074,"d":"0.0740"},{"v":0.5,"d":"0.50"},13.66]
["February",28,"6PM to 7PM",{"$f":"IF(D1417+1>23,0,D1417+1)","v":18},"February 28, 2019 18:00","2019-02-28T18:00:00",70.7,64.4,61.2,{"v":81,"d":"81.0"},29.61,0.0743,0.54,13.62]
["February",28,"7PM to 8PM",19,"February 28, 2019 19:00","2019-02-28T19:00:00",70.3,64.5,61.5,{"v":82,"d":"82.0"},29.68,0.0743,0.55,13.62]
["February",28,"8PM to 9PM",20,"February 28, 2019 20:00","2019-02-28T20:00:00",69.4,64.4,61.7,82.6,29.54,0.0744,0.55,13.59]
["February",28,"9PM to 10PM",21,"February 28, 2019 21:00","2019-02-28T21:00:00",68.9,64.6,62.4,84.7,29.75,0.0745,0.57,13.59]
["February",28,"10PM to 11PM",22,"February 28, 2019 22:00","2019-02-28T22:00:00",68.9,64.7,62.6,85.3,29.84,0.0745,0.57,13.59]
["February",28,"11PM to 12AM",23,"February 28, 2019 23:00","2019-02-28T23:00:00",68.5,64.7,62.8,85.8,29.83,0.0745,0.58,13.58]
["March",1,"12AM to 1AM",0,"March 1, 2019 0:00","2019-03-01",69.1,64.8,62.6,85.3,29.88,0.0745,0.57,13.59]
["March",1,"1AM to 2AM",1,"March 1, 2019 1:00","2019-03-01T01:00:00",69.4,64.9,62.6,85.3,29.97,0.0744,0.57,{"v":13.6,"d":"13.60"}]
["March",1,"2AM to 3AM",2,"March 1, 2019 2:00","2019-03-01T02:00:00",68.9,64.7,62.6,85.3,29.84,0.0745,0.57,13.59]
["March",1,"3AM to 4AM",3,"March 1, 2019 3:00","2019-03-01T03:00:00",67.8,64.3,62.4,84.7,29.49,0.0746,0.57,13.56]
["March",1,"4AM to 5AM",4,"March 1, 2019 4:00","2019-03-01T04:00:00",{"v":66,"d":"66.0"},63.5,62.2,84.2,28.96,0.0749,0.57,13.51]
["March",1,"5AM to 6AM",5,"March 1, 2019 5:00","2019-03-01T05:00:00",67.3,{"v":64,"d":"64.0"},62.2,84.2,29.27,0.0747,0.57,13.54]
["March",1,"6AM to 7AM",6,"March 1, 2019 6:00","2019-03-01T06:00:00",69.1,{"v":65,"d":"65.0"},{"v":63,"d":"63.0"},86.4,30.05,0.0745,0.58,{"v":13.6,"d":"13.60"}]
["March",1,"7AM to 8AM",7,"March 1, 2019 7:00","2019-03-01T07:00:00",71.1,65.7,{"v":63,"d":"63.0"},86.4,30.54,0.0742,0.58,13.65]
["March",1,"8AM to 9AM",8,"March 1, 2019 8:00","2019-03-01T08:00:00",73.8,66.5,{"v":63,"d":"63.0"},86.4,{"v":31.2,"d":"31.20"},0.0738,0.58,13.72]
["March",1,"9AM to 10AM",9,"March 1, 2019 9:00","2019-03-01T09:00:00",76.3,67.2,62.8,85.8,31.73,0.0735,0.58,13.78]
["March",1,"10AM to 11AM",10,"March 1, 2019 10:00","2019-03-01T10:00:00",{"v":79,"d":"79.0"},67.7,62.1,83.6,32.05,0.0731,0.56,13.84]
["March",1,"11AM to 12PM",11,"March 1, 2019 11:00","2019-03-01T11:00:00",80.1,{"v":68,"d":"68.0"},62.1,83.6,32.32,{"v":0.073,"d":"0.0730"},0.56,13.87]
["March",1,"12PM to 1PM",12,"March 1, 2019 12:00","2019-03-01T12:00:00",{"v":81,"d":"81.0"},67.8,61.2,{"v":81,"d":"81.0"},32.12,0.0729,0.54,13.89]
["March",1,"1PM to 2PM",13,"March 1, 2019 13:00","2019-03-01T13:00:00",{"v":82,"d":"82.0"},{"v":68,"d":"68.0"},{"v":61,"d":"61.0"},80.5,{"v":32.3,"d":"32.30"},0.0727,0.54,13.91]
["March",1,"2PM to 3PM",14,"March 1, 2019 14:00","2019-03-01T14:00:00",81.3,68.1,61.5,{"v":82,"d":"82.0"},32.37,0.0728,0.55,{"v":13.9,"d":"13.90"}]
["March",1,"3PM to 4PM",15,"March 1, 2019 15:00","2019-03-01T15:00:00",80.8,67.9,61.5,{"v":82,"d":"82.0"},32.24,0.0729,0.55,13.88]
["March",1,"4PM to 5PM",16,"March 1, 2019 16:00","2019-03-01T16:00:00",80.1,{"v":68,"d":"68.0"},62.1,83.6,32.32,{"v":0.073,"d":"0.0730"},0.56,13.87]
["March",1,"5PM to 6PM",17,"March 1, 2019 17:00","2019-03-01T17:00:00",77.4,67.4,62.4,84.7,31.83,0.0733,0.57,{"v":13.8,"d":"13.80"}]
["March",1,"6PM to 7PM",18,"March 1, 2019 18:00","2019-03-01T18:00:00",74.7,66.8,{"v":63,"d":"63.0"},86.4,31.42,0.0737,0.58,13.74]
["March",1,"7PM to 8PM",19,"March 1, 2019 19:00","2019-03-01T19:00:00",{"v":72,"d":"72.0"},{"v":66,"d":"66.0"},{"v":63,"d":"63.0"},86.4,30.76,0.0741,0.58,13.67]
["March",1,"8PM to 9PM",20,"March 1, 2019 20:00","2019-03-01T20:00:00",70.7,65.4,62.8,85.8,30.36,0.0742,0.58,13.64]
["March",1,"9PM to 10PM",21,"March 1, 2019 21:00","2019-03-01T21:00:00",69.3,64.6,62.2,84.2,29.75,0.0744,0.57,13.59]
["March",1,"10PM to 11PM",22,"March 1, 2019 22:00","2019-03-01T22:00:00",{"v":68,"d":"68.0"},64.1,62.1,83.6,29.36,0.0746,0.56,13.56]
["March",1,"11PM to 12AM",23,"March 1, 2019 23:00","2019-03-01T23:00:00",67.6,64.2,62.4,84.7,29.44,0.0747,0.57,13.55]
["March",2,"12AM to 1AM",0,"March 2, 2019 0:00","2019-03-02",67.3,64.2,62.6,85.3,29.44,0.0747,0.57,13.55]
["March",2,"1AM to 2AM",1,"March 2, 2019 1:00","2019-03-02T01:00:00",66.9,64.3,{"v":63,"d":"63.0"},86.4,29.52,0.0748,0.58,13.54]
["March",2,"2AM to 3AM",2,"March 2, 2019 2:00","2019-03-02T02:00:00",67.3,64.7,63.3,87.5,29.79,0.0747,0.59,13.55]
["March",2,"3AM to 4AM",3,"March 2, 2019 3:00","2019-03-02T03:00:00",67.6,{"v":65,"d":"65.0"},63.7,88.7,30.05,0.0746,0.59,13.57]
["March",2,"4AM to 5AM",4,"March 2, 2019 4:00","2019-03-02T04:00:00",{"v":68,"d":"68.0"},65.4,{"v":64,"d":"64.0"},89.8,30.32,0.0746,{"v":0.6,"d":"0.60"},13.58]
["March",2,"5AM to 6AM",5,"March 2, 2019 5:00","2019-03-02T05:00:00",{"v":68,"d":"68.0"},65.6,64.4,{"v":91,"d":"91.0"},{"v":30.5,"d":"30.50"},0.0746,0.61,13.58]
["March",2,"6AM to 7AM",6,"March 2, 2019 6:00","2019-03-02T06:00:00",{"v":68,"d":"68.0"},65.8,64.8,92.1,30.68,0.0746,0.62,13.59]
["March",2,"7AM to 8AM",7,"March 2, 2019 7:00","2019-03-02T07:00:00",{"v":68,"d":"68.0"},65.9,64.9,92.7,30.78,0.0746,0.62,13.59]
["March",2,"8AM to 9AM",8,"March 2, 2019 8:00","2019-03-02T08:00:00",71.6,{"v":67,"d":"67.0"},64.8,92.1,31.57,0.0741,0.62,13.68]
["March",2,"9AM to 10AM",9,"March 2, 2019 9:00","2019-03-02T09:00:00",75.4,{"v":68,"d":"68.0"},64.6,91.6,32.41,0.0735,0.61,13.77]
["March",2,"10AM to 11AM",10,"March 2, 2019 10:00","2019-03-02T10:00:00",{"v":79,"d":"79.0"},68.2,{"v":63,"d":"63.0"},86.4,32.48,0.0731,0.58,13.85]
["March",2,"11AM to 12PM",11,"March 2, 2019 11:00","2019-03-02T11:00:00",{"v":79,"d":"79.0"},68.2,{"v":63,"d":"63.0"},86.4,32.48,0.0731,0.58,13.85]
["March",2,"12PM to 1PM",12,"March 2, 2019 12:00","2019-03-02T12:00:00",{"v":79,"d":"79.0"},68.2,{"v":63,"d":"63.0"},86.4,32.48,0.0731,0.58,13.85]
["March",2,"1PM to 2PM",13,"March 2, 2019 13:00","2019-03-02T13:00:00",{"v":79,"d":"79.0"},68.2,{"v":63,"d":"63.0"},86.4,32.48,0.0731,0.58,13.85]
["March",2,"2PM to 3PM",14,"March 2, 2019 14:00","2019-03-02T14:00:00",78.3,67.8,62.8,85.8,32.22,0.0732,0.58,13.83]
["March",2,"3PM to 4PM",15,"March 2, 2019 15:00","2019-03-02T15:00:00",77.7,{"v":68,"d":"68.0"},63.3,87.5,32.35,0.0733,0.59,13.82]
["March",2,"4PM to 5PM",16,"March 2, 2019 16:00","2019-03-02T16:00:00",{"v":77,"d":"77.0"},67.6,{"v":63,"d":"63.0"},86.4,{"v":32,"d":"32.00"},0.0734,0.58,{"v":13.8,"d":"13.80"}]
["March",2,"5PM to 6PM",17,"March 2, 2019 17:00","2019-03-02T17:00:00",75.4,67.5,63.7,88.7,31.95,0.0736,0.59,13.77]
["March",2,"6PM to 7PM",18,"March 2, 2019 18:00","2019-03-02T18:00:00",73.6,66.9,63.7,88.7,31.51,0.0738,0.59,13.72]
["March",2,"7PM to 8PM",19,"March 2, 2019 19:00","2019-03-02T19:00:00",{"v":72,"d":"72.0"},66.6,{"v":64,"d":"64.0"},89.8,31.29,{"v":0.074,"d":"0.0740"},{"v":0.6,"d":"0.60"},13.68]
["March",2,"8PM to 9PM",20,"March 2, 2019 20:00","2019-03-02T20:00:00",70.7,66.3,64.2,90.4,31.07,0.0742,0.61,13.65]
["March",2,"9PM to 10PM",21,"March 2, 2019 21:00","2019-03-02T21:00:00",69.3,65.6,63.9,89.2,30.54,0.0744,{"v":0.6,"d":"0.60"},13.61]
["March",2,"10PM to 11PM",22,"March 2, 2019 22:00","2019-03-02T22:00:00",{"v":68,"d":"68.0"},65.4,{"v":64,"d":"64.0"},89.8,30.32,0.0746,{"v":0.6,"d":"0.60"},13.58]
["March",2,"11PM to 12AM",23,"March 2, 2019 23:00","2019-03-02T23:00:00",67.6,{"v":65,"d":"65.0"},63.7,88.7,30.05,0.0746,0.59,13.57]
["March",3,"12AM to 1AM",0,"March 3, 2019 0:00","2019-03-03",67.3,64.7,63.3,87.5,29.79,0.0747,0.59,13.55]
["March",3,"1AM to 2AM",1,"March 3, 2019 1:00","2019-03-03T01:00:00",66.9,64.3,{"v":63,"d":"63.0"},86.4,29.52,0.0748,0.58,13.54]
["March",3,"2AM to 3AM",2,"March 3, 2019 2:00","2019-03-03T02:00:00",66.2,63.8,62.6,85.3,29.17,0.0749,0.57,13.52]
["March",3,"3AM to 4AM",3,"March 3, 2019 3:00","2019-03-03T03:00:00",65.7,63.5,62.4,84.7,28.96,0.0749,0.57,{"v":13.5,"d":"13.50"}]
["March",3,"4AM to 5AM",4,"March 3, 2019 4:00","2019-03-03T04:00:00",64.9,63.1,62.1,83.6,28.61,0.0751,0.56,13.48]
["March",3,"5AM to 6AM",5,"March 3, 2019 5:00","2019-03-03T05:00:00",66.4,64.2,63.1,{"v":87,"d":"87.0"},29.48,0.0748,0.58,13.53]
["March",3,"6AM to 7AM",6,"March 3, 2019 6:00","2019-03-03T06:00:00",67.6,65.2,{"v":64,"d":"64.0"},89.8,30.23,0.0746,{"v":0.6,"d":"0.60"},13.57]
["March",3,"7AM to 8AM",7,"March 3, 2019 7:00","2019-03-03T07:00:00",69.1,66.3,64.9,92.7,31.04,0.0744,0.62,13.62]
["March",3,"8AM to 9AM",8,"March 3, 2019 8:00","2019-03-03T08:00:00",72.1,67.5,65.3,93.9,31.98,{"v":0.074,"d":"0.0740"},0.63,{"v":13.7,"d":"13.70"}]
["March",3,"9AM to 10AM",9,{"$f":"A1481&\" \"&B1481&\", \"&$D$5&\" \"&D1481&\":00\"","v":"March 3, 2019 9:00"},{"$f":"DATEVALUE(E1481)+TIMEVALUE(E1481)","v":"2019-03-03T09:00:00"},{"v":75,"d":"75.0"},67.9,64.6,91.6,32.32,0.0736,0.61,13.77]
["March",3,"10AM to 11AM",{"$f":"IF(D1481+1>23,0,D1481+1)","v":10},"March 3, 2019 10:00","2019-03-03T10:00:00",78.1,68.5,{"v":64,"d":"64.0"},89.8,{"v":32.8,"d":"32.80"},0.0732,{"v":0.6,"d":"0.60"},13.84]
["March",3,"11AM to 12PM",11,"March 3, 2019 11:00","2019-03-03T11:00:00",79.3,{"v":69,"d":"69.0"},64.2,90.4,{"v":33.2,"d":"33.20"},{"v":0.073,"d":"0.0730"},0.61,13.87]
["March",3,"12PM to 1PM",12,"March 3, 2019 12:00","2019-03-03T12:00:00",80.8,69.7,64.6,91.6,33.73,0.0728,0.61,13.91]
["March",3,"1PM to 2PM",13,"March 3, 2019 13:00","2019-03-03T13:00:00",{"v":82,"d":"82.0"},70.3,64.9,92.7,34.23,0.0726,0.62,13.95]
["March",3,"2PM to 3PM",14,"March 3, 2019 14:00","2019-03-03T14:00:00",81.3,{"v":69,"d":"69.0"},63.1,{"v":87,"d":"87.0"},33.15,0.0728,0.58,13.91]
["March",3,"3PM to 4PM",15,"March 3, 2019 15:00","2019-03-03T15:00:00",80.8,68.2,62.1,83.6,32.49,0.0729,0.56,13.89]
["March",3,"4PM to 5PM",16,"March 3, 2019 16:00","2019-03-03T16:00:00",80.1,66.9,60.1,77.9,31.41,{"v":0.073,"d":"0.0730"},0.52,13.85]
["March",3,"5PM to 6PM",17,"March 3, 2019 17:00","2019-03-03T17:00:00",78.1,67.2,61.7,82.6,31.66,0.0732,0.55,13.82]
["March",3,"6PM to 7PM",18,"March 3, 2019 18:00","2019-03-03T18:00:00",75.9,66.9,62.4,84.7,31.47,0.0735,0.57,13.77]
["March",3,"7PM to 8PM",19,"March 3, 2019 19:00","2019-03-03T19:00:00",73.9,66.6,{"v":63,"d":"63.0"},86.4,31.25,0.0738,0.58,13.72]
["March",3,"8PM to 9PM",20,"March 3, 2019 20:00","2019-03-03T20:00:00",73.6,66.4,62.8,85.8,31.07,0.0738,0.58,13.71]
["March",3,"9PM to 10PM",21,"March 3, 2019 21:00","2019-03-03T21:00:00",73.4,66.2,62.6,85.3,30.94,0.0739,0.57,{"v":13.7,"d":"13.70"}]
["March",3,"10PM to 11PM",22,"March 3, 2019 22:00","2019-03-03T22:00:00",{"v":73,"d":"73.0"},65.8,62.1,83.6,{"v":30.6,"d":"30.60"},0.0739,0.56,13.69]
["March",3,"11PM to 12AM",23,"March 3, 2019 23:00","2019-03-03T23:00:00",72.7,66.1,62.8,85.8,30.85,{"v":0.074,"d":"0.0740"},0.58,13.69]
["March",4,"12AM to 1AM",0,"March 4, 2019 0:00","2019-03-04",72.3,66.5,63.7,88.7,{"v":31.2,"d":"31.20"},{"v":0.074,"d":"0.0740"},0.59,13.69]
["March",4,"1AM to 2AM",1,"March 4, 2019 1:00","2019-03-04T01:00:00",{"v":72,"d":"72.0"},66.6,{"v":64,"d":"64.0"},89.8,31.29,{"v":0.074,"d":"0.0740"},{"v":0.6,"d":"0.60"},13.68]
["March",4,"2AM to 3AM",2,"March 4, 2019 2:00","2019-03-04T02:00:00",71.2,66.6,64.4,{"v":91,"d":"91.0"},{"v":31.3,"d":"31.30"},0.0741,0.61,13.67]
["March",4,"3AM to 4AM",3,"March 4, 2019 3:00","2019-03-04T03:00:00",70.7,66.6,64.6,91.6,31.26,0.0742,0.61,13.65]
["March",4,"4AM to 5AM",4,"March 4, 2019 4:00","2019-03-04T04:00:00",{"v":70,"d":"70.0"},66.6,64.9,92.7,31.26,0.0743,0.62,13.64]
["March",4,"5AM to 6AM",5,"March 4, 2019 5:00","2019-03-04T05:00:00",71.6,67.2,65.1,93.3,31.75,0.0741,0.63,13.68]
["March",4,"6AM to 7AM",6,"March 4, 2019 6:00","2019-03-04T06:00:00",73.4,67.8,65.1,93.3,{"v":32.2,"d":"32.20"},0.0738,0.63,13.73]
["March",4,"7AM to 8AM",7,"March 4, 2019 7:00","2019-03-04T07:00:00",{"v":75,"d":"75.0"},68.2,64.9,92.7,{"v":32.5,"d":"32.50"},0.0736,0.62,13.77]
["March",4,"8AM to 9AM",8,"March 4, 2019 8:00","2019-03-04T08:00:00",{"v":77,"d":"77.0"},{"v":69,"d":"69.0"},65.3,93.9,33.18,0.0733,0.63,13.82]
["March",4,"9AM to 10AM",9,"March 4, 2019 9:00","2019-03-04T09:00:00",{"v":79,"d":"79.0"},69.4,64.9,92.7,33.48,{"v":0.073,"d":"0.0730"},0.62,13.87]
["March",4,"10AM to 11AM",10,"March 4, 2019 10:00","2019-03-04T10:00:00",{"v":81,"d":"81.0"},{"v":70,"d":"70.0"},64.9,92.7,33.96,0.0728,0.62,13.92]
["March",4,"11AM to 12PM",11,"March 4, 2019 11:00","2019-03-04T11:00:00",{"v":82,"d":"82.0"},70.2,64.8,92.1,34.14,0.0726,0.62,13.95]
["March",4,"12PM to 1PM",12,"March 4, 2019 12:00","2019-03-04T12:00:00",82.9,70.6,65.1,93.3,34.54,0.0725,0.63,13.98]
["March",4,"1PM to 2PM",13,"March 4, 2019 13:00","2019-03-04T13:00:00",{"v":84,"d":"84.0"},70.9,64.9,92.7,34.71,0.0724,0.62,{"v":14,"d":"14.00"}]
["March",4,"2PM to 3PM",14,"March 4, 2019 14:00","2019-03-04T14:00:00",82.8,70.5,64.9,92.7,34.41,0.0725,0.62,13.97]
["March",4,"3PM to 4PM",15,"March 4, 2019 15:00","2019-03-04T15:00:00",81.3,70.2,65.1,93.3,34.14,0.0727,0.63,13.93]
["March",4,"4PM to 5PM",16,"March 4, 2019 16:00","2019-03-04T16:00:00",80.1,69.7,64.9,92.7,33.74,0.0729,0.62,{"v":13.9,"d":"13.90"}]
["March",4,"5PM to 6PM",17,"March 4, 2019 17:00","2019-03-04T17:00:00",78.1,69.4,65.5,94.5,33.54,0.0732,0.63,13.85]
["March",4,"6PM to 7PM",18,"March 4, 2019 18:00","2019-03-04T18:00:00",75.9,{"v":69,"d":"69.0"},65.8,95.8,{"v":33.2,"d":"33.20"},0.0734,0.64,{"v":13.8,"d":"13.80"}]
["March",4,"7PM to 8PM",19,"March 4, 2019 19:00","2019-03-04T19:00:00",73.9,68.5,{"v":66,"d":"66.0"},96.4,{"v":32.8,"d":"32.80"},0.0737,0.64,13.75]
["March",4,"8PM to 9PM",20,"March 4, 2019 20:00","2019-03-04T20:00:00",73.6,68.2,65.7,95.1,32.52,0.0738,0.64,13.74]
["March",4,"9PM to 10PM",21,"March 4, 2019 21:00","2019-03-04T21:00:00",73.4,{"v":68,"d":"68.0"},65.5,94.5,32.38,0.0738,0.63,13.73]
["March",4,"10PM to 11PM",22,"March 4, 2019 22:00","2019-03-04T22:00:00",{"v":73,"d":"73.0"},67.5,64.9,92.7,32.02,0.0739,0.62,13.72]
["March",4,"11PM to 12AM",23,"March 4, 2019 23:00","2019-03-04T23:00:00",{"v":73,"d":"73.0"},67.9,65.5,94.5,{"v":32.3,"d":"32.30"},0.0739,0.63,13.72]
["March",5,"12AM to 1AM",0,"March 5, 2019 0:00","2019-03-05",{"v":73,"d":"73.0"},68.1,65.8,95.8,32.49,0.0738,0.64,13.73]
["March",5,"1AM to 2AM",1,"March 5, 2019 1:00","2019-03-05T01:00:00",{"v":73,"d":"73.0"},68.2,{"v":66,"d":"66.0"},96.4,32.58,0.0738,0.64,13.73]
["March",5,"2AM to 3AM",2,"March 5, 2019 2:00","2019-03-05T02:00:00",73.4,68.2,65.8,95.8,32.57,0.0738,0.64,13.74]
["March",5,"3AM to 4AM",3,"March 5, 2019 3:00","2019-03-05T03:00:00",73.6,68.2,65.7,95.1,32.52,0.0738,0.64,13.74]
["March",5,"4AM to 5AM",4,"March 5, 2019 4:00","2019-03-05T04:00:00",73.9,67.8,64.9,92.7,32.24,0.0737,0.62,13.74]
["March",5,"5AM to 6AM",5,"March 5, 2019 5:00","2019-03-05T05:00:00",72.7,{"v":68,"d":"68.0"},65.8,95.8,{"v":32.4,"d":"32.40"},0.0739,0.64,13.72]
["March",5,"6AM to 7AM",6,"March 5, 2019 6:00","2019-03-05T06:00:00",71.2,{"v":68,"d":"68.0"},66.6,98.2,32.43,0.0741,0.66,13.69]
["March",5,"7AM to 8AM",7,"March 5, 2019 7:00","2019-03-05T07:00:00",{"v":70,"d":"70.0"},67.9,66.9,99.5,32.32,0.0742,0.67,13.66]
["March",5,"8AM to 9AM",8,"March 5, 2019 8:00","2019-03-05T08:00:00",71.2,68.5,67.3,100.8,32.83,0.0741,0.67,{"v":13.7,"d":"13.70"}]
["March",5,"9AM to 10AM",9,"March 5, 2019 9:00","2019-03-05T09:00:00",72.7,69.4,{"v":68,"d":"68.0"},103.4,33.59,0.0738,0.69,13.74]
["March",5,"10AM to 11AM",10,"March 5, 2019 10:00","2019-03-05T10:00:00",73.9,69.8,{"v":68,"d":"68.0"},103.4,{"v":33.9,"d":"33.90"},0.0737,0.69,13.77]
["March",5,"11AM to 12PM",11,"March 5, 2019 11:00","2019-03-05T11:00:00",74.7,69.7,67.5,101.4,33.77,0.0736,0.68,13.79]
["March",5,"12PM to 1PM",12,"March 5, 2019 12:00","2019-03-05T12:00:00",75.2,69.4,66.7,98.9,{"v":33.5,"d":"33.50"},0.0735,0.66,13.79]
["March",5,"1PM to 2PM",13,"March 5, 2019 13:00","2019-03-05T13:00:00",75.9,69.1,{"v":66,"d":"66.0"},96.4,33.29,0.0734,0.64,{"v":13.8,"d":"13.80"}]
["March",5,"2PM to 3PM",14,"March 5, 2019 14:00","2019-03-05T14:00:00",75.2,69.4,66.7,98.9,{"v":33.5,"d":"33.50"},0.0735,0.66,13.79]
["March",5,"3PM to 4PM",15,"March 5, 2019 15:00","2019-03-05T15:00:00",74.7,69.7,67.5,101.4,33.77,0.0736,0.68,13.79]
["March",5,"4PM to 5PM",16,"March 5, 2019 16:00","2019-03-05T16:00:00",73.9,69.8,{"v":68,"d":"68.0"},103.4,{"v":33.9,"d":"33.90"},0.0737,0.69,13.77]
["March",5,"5PM to 6PM",17,"March 5, 2019 17:00","2019-03-05T17:00:00",73.6,69.6,67.8,102.7,33.71,0.0737,0.69,13.76]
["March",5,"6PM to 7PM",18,"March 5, 2019 18:00","2019-03-05T18:00:00",73.4,69.4,67.6,102.1,33.56,0.0738,0.68,13.76]
["March",5,"7PM to 8PM",19,"March 5, 2019 19:00","2019-03-05T19:00:00",{"v":73,"d":"73.0"},68.8,66.9,99.5,33.07,0.0738,0.67,13.74]
["March",5,"8PM to 9PM",20,"March 5, 2019 20:00","2019-03-05T20:00:00",{"v":73,"d":"73.0"},68.8,66.9,99.5,33.07,0.0738,0.67,13.74]
["March",5,"9PM to 10PM",21,"March 5, 2019 21:00","2019-03-05T21:00:00",{"v":73,"d":"73.0"},68.6,66.6,98.2,32.87,0.0738,0.66,13.74]
["March",5,"10PM to 11PM",22,"March 5, 2019 22:00","2019-03-05T22:00:00",{"v":73,"d":"73.0"},68.2,{"v":66,"d":"66.0"},96.4,32.58,0.0738,0.64,13.73]
["March",5,"11PM to 12AM",23,"March 5, 2019 23:00","2019-03-05T23:00:00",72.7,68.5,66.6,98.2,32.78,0.0739,0.66,13.73]
["March",6,"12AM to 1AM",0,"March 6, 2019 0:00","2019-03-06",72.3,68.4,66.6,98.2,{"v":32.7,"d":"32.70"},0.0739,0.66,13.72]
["March",6,"1AM to 2AM",1,{"$f":"A1545&\" \"&B1545&\", \"&$D$5&\" \"&D1545&\":00\"","v":"March 6, 2019 1:00"},{"$f":"DATEVALUE(E1545)+TIMEVALUE(E1545)","v":"2019-03-06T01:00:00"},{"v":72,"d":"72.0"},68.5,66.9,99.5,{"v":32.8,"d":"32.80"},{"v":0.074,"d":"0.0740"},0.67,13.71]
["March",6,"2AM to 3AM",{"$f":"IF(D1545+1>23,0,D1545+1)","v":2},"March 6, 2019 2:00","2019-03-06T02:00:00",71.6,68.1,66.6,98.2,32.52,{"v":0.074,"d":"0.0740"},0.66,{"v":13.7,"d":"13.70"}]
["March",6,"3AM to 4AM",3,"March 6, 2019 3:00","2019-03-06T03:00:00",71.4,{"v":68,"d":"68.0"},66.4,97.6,32.38,0.0741,0.65,13.69]
["March",6,"4AM to 5AM",4,"March 6, 2019 4:00","2019-03-06T04:00:00",71.1,67.6,{"v":66,"d":"66.0"},96.4,32.09,0.0741,0.64,13.68]
["March",6,"5AM to 6AM",5,"March 6, 2019 5:00","2019-03-06T05:00:00",{"v":72,"d":"72.0"},67.8,65.8,95.8,32.22,{"v":0.074,"d":"0.0740"},0.64,{"v":13.7,"d":"13.70"}]
["March",6,"6AM to 7AM",6,"March 6, 2019 6:00","2019-03-06T06:00:00",{"v":73,"d":"73.0"},67.9,65.5,94.5,{"v":32.3,"d":"32.30"},0.0739,0.63,13.72]
["March",6,"7AM to 8AM",7,"March 6, 2019 7:00","2019-03-06T07:00:00",73.9,67.8,64.9,92.7,32.24,0.0737,0.62,13.74]
["March",6,"8AM to 9AM",8,"March 6, 2019 8:00","2019-03-06T08:00:00",74.3,68.7,66.2,{"v":97,"d":"97.0"},32.99,0.0737,0.65,13.76]
["March",6,"9AM to 10AM",9,"March 6, 2019 9:00","2019-03-06T09:00:00",74.7,69.3,66.9,99.5,33.47,0.0736,0.67,13.78]
["March",6,"10AM to 11AM",10,"March 6, 2019 10:00","2019-03-06T10:00:00",{"v":75,"d":"75.0"},70.1,{"v":68,"d":"68.0"},103.4,34.16,0.0735,0.69,{"v":13.8,"d":"13.80"}]
["March",6,"11AM to 12PM",11,"March 6, 2019 11:00","2019-03-06T11:00:00",{"v":77,"d":"77.0"},70.5,67.6,102.1,34.45,0.0733,0.68,13.85]
["March",6,"12PM to 1PM",12,"March 6, 2019 12:00","2019-03-06T12:00:00",{"v":79,"d":"79.0"},70.5,66.7,98.9,34.43,{"v":0.073,"d":"0.0730"},0.66,13.89]
["March",6,"1PM to 2PM",13,"March 6, 2019 13:00","2019-03-06T13:00:00",{"v":81,"d":"81.0"},70.6,{"v":66,"d":"66.0"},96.4,34.53,0.0728,0.64,13.93]
["March",6,"2PM to 3PM",14,"March 6, 2019 14:00","2019-03-06T14:00:00",80.1,{"v":70,"d":"70.0"},65.5,94.5,34.02,0.0729,0.63,{"v":13.9,"d":"13.90"}]
["March",6,"3PM to 4PM",15,"March 6, 2019 15:00","2019-03-06T15:00:00",{"v":79,"d":"79.0"},69.6,65.3,93.9,33.66,{"v":0.073,"d":"0.0730"},0.63,13.87]
["March",6,"4PM to 5PM",16,"March 6, 2019 16:00","2019-03-06T16:00:00",78.1,69.1,64.9,92.7,33.25,0.0732,0.62,13.85]
["March",6,"5PM to 6PM",17,"March 6, 2019 17:00","2019-03-06T17:00:00",76.6,68.1,{"v":64,"d":"64.0"},89.8,32.44,0.0734,{"v":0.6,"d":"0.60"},{"v":13.8,"d":"13.80"}]
["March",6,"6PM to 7PM",18,"March 6, 2019 18:00","2019-03-06T18:00:00",75.4,66.9,62.8,85.8,31.51,0.0736,0.58,13.76]
["March",6,"7PM to 8PM",19,"March 6, 2019 19:00","2019-03-06T19:00:00",73.9,66.1,62.1,83.6,30.82,0.0738,0.56,13.71]
["March",6,"8PM to 9PM",20,"March 6, 2019 20:00","2019-03-06T20:00:00",73.2,65.1,60.8,79.9,30.06,0.0739,0.54,13.68]
["March",6,"9PM to 10PM",21,"March 6, 2019 21:00","2019-03-06T21:00:00",72.7,64.6,60.3,78.4,29.69,{"v":0.074,"d":"0.0740"},0.53,13.66]
["March",6,"10PM to 11PM",22,"March 6, 2019 22:00","2019-03-06T22:00:00",{"v":72,"d":"72.0"},63.6,{"v":59,"d":"59.0"},74.9,28.96,0.0741,{"v":0.5,"d":"0.50"},13.64]
["March",6,"11PM to 12AM",23,"March 6, 2019 23:00","2019-03-06T23:00:00",{"v":72,"d":"72.0"},63.9,59.5,76.4,29.19,0.0741,0.51,13.64]
["March",7,"12AM to 1AM",0,"March 7, 2019 0:00","2019-03-07",{"v":72,"d":"72.0"},63.9,59.5,76.4,29.19,0.0741,0.51,13.64]
["March",7,"1AM to 2AM",1,"March 7, 2019 1:00","2019-03-07T01:00:00",{"v":72,"d":"72.0"},64.2,60.1,77.9,29.43,0.0741,0.52,13.64]
["March",7,"2AM to 3AM",2,"March 7, 2019 2:00","2019-03-07T02:00:00",71.6,64.4,60.6,79.4,29.58,0.0741,0.53,13.64]
["March",7,"3AM to 4AM",3,"March 7, 2019 3:00","2019-03-07T03:00:00",71.4,64.9,61.5,{"v":82,"d":"82.0"},29.95,0.0742,0.55,13.64]
["March",7,"4AM to 5AM",4,"March 7, 2019 4:00","2019-03-07T04:00:00",71.1,65.1,62.1,83.6,30.11,0.0742,0.56,13.64]
["March",7,"5AM to 6AM",5,"March 7, 2019 5:00","2019-03-07T05:00:00",71.8,65.8,62.8,85.8,30.63,0.0741,0.58,13.66]
["March",7,"6AM to 7AM",6,"March 7, 2019 6:00","2019-03-07T06:00:00",72.3,66.5,63.7,88.7,{"v":31.2,"d":"31.20"},{"v":0.074,"d":"0.0740"},0.59,13.69]
["March",7,"7AM to 8AM",7,"March 7, 2019 7:00","2019-03-07T07:00:00",{"v":73,"d":"73.0"},{"v":67,"d":"67.0"},{"v":64,"d":"64.0"},89.8,31.56,0.0739,{"v":0.6,"d":"0.60"},13.71]
["March",7,"8AM to 9AM",8,"March 7, 2019 8:00","2019-03-07T08:00:00",{"v":75,"d":"75.0"},67.9,64.6,91.6,32.32,0.0736,0.61,13.77]
["March",7,"9AM to 10AM",9,"March 7, 2019 9:00","2019-03-07T09:00:00",{"v":77,"d":"77.0"},68.7,64.8,92.1,{"v":32.9,"d":"32.90"},0.0733,0.62,13.82]
["March",7,"10AM to 11AM",10,"March 7, 2019 10:00","2019-03-07T10:00:00",{"v":79,"d":"79.0"},69.4,64.9,92.7,33.48,{"v":0.073,"d":"0.0730"},0.62,13.87]
["March",7,"11AM to 12PM",11,"March 7, 2019 11:00","2019-03-07T11:00:00",79.7,69.4,64.6,91.6,33.47,{"v":0.073,"d":"0.0730"},0.61,13.89]
["March",7,"12PM to 1PM",12,"March 7, 2019 12:00","2019-03-07T12:00:00",80.2,69.3,64.2,90.4,33.42,0.0729,0.61,{"v":13.9,"d":"13.90"}]
["March",7,"1PM to 2PM",13,"March 7, 2019 13:00","2019-03-07T13:00:00",{"v":81,"d":"81.0"},69.4,{"v":64,"d":"64.0"},89.8,{"v":33.5,"d":"33.50"},0.0728,{"v":0.6,"d":"0.60"},13.91]
["March",7,"2PM to 3PM",14,"March 7, 2019 14:00","2019-03-07T14:00:00",80.6,{"v":69,"d":"69.0"},63.5,88.1,33.15,0.0729,0.59,{"v":13.9,"d":"13.90"}]
["March",7,"3PM to 4PM",15,"March 7, 2019 15:00","2019-03-07T15:00:00",80.4,68.8,63.3,87.5,33.01,0.0729,0.59,13.89]
["March",7,"4PM to 5PM",16,"March 7, 2019 16:00","2019-03-07T16:00:00",80.1,68.5,{"v":63,"d":"63.0"},86.4,32.75,0.0729,0.58,13.88]
["March",7,"5PM to 6PM",17,"March 7, 2019 17:00","2019-03-07T17:00:00",78.1,67.2,61.7,82.6,31.66,0.0732,0.55,13.82]
["March",7,"6PM to 7PM",18,"March 7, 2019 18:00","2019-03-07T18:00:00",75.9,65.3,59.7,76.9,30.24,0.0736,0.52,13.74]
["March",7,"7PM to 8PM",19,"March 7, 2019 19:00","2019-03-07T19:00:00",73.9,63.7,57.9,{"v":72,"d":"72.0"},28.99,0.0739,0.48,13.68]
["March",7,"8PM to 9PM",20,"March 7, 2019 20:00","2019-03-07T20:00:00",73.2,64.3,59.5,76.4,{"v":29.5,"d":"29.50"},0.0739,0.51,13.67]
["March",7,"9PM to 10PM",21,"March 7, 2019 21:00","2019-03-07T21:00:00",72.7,65.1,61.2,{"v":81,"d":"81.0"},30.09,{"v":0.074,"d":"0.0740"},0.54,13.67]
["March",7,"10PM to 11PM",22,"March 7, 2019 22:00","2019-03-07T22:00:00",{"v":72,"d":"72.0"},65.4,62.1,83.6,30.33,0.0741,0.56,13.66]
["March",7,"11PM to 12AM",23,"March 7, 2019 23:00","2019-03-07T23:00:00",71.2,64.7,61.3,81.5,29.82,0.0742,0.55,13.64]
["March",8,"12AM to 1AM",0,"March 8, 2019 0:00","2019-03-08",70.7,64.2,60.8,79.9,29.44,0.0743,0.54,13.62]
["March",8,"1AM to 2AM",1,"March 8, 2019 1:00","2019-03-08T01:00:00",{"v":70,"d":"70.0"},63.6,60.1,77.9,28.94,0.0744,0.52,13.59]
["March",8,"2AM to 3AM",2,"March 8, 2019 2:00","2019-03-08T02:00:00",{"v":70,"d":"70.0"},63.3,59.7,76.9,28.79,0.0744,0.52,13.59]
["March",8,"3AM to 4AM",3,"March 8, 2019 3:00","2019-03-08T03:00:00",{"v":70,"d":"70.0"},63.1,59.4,75.9,28.63,0.0744,0.51,13.59]
["March",8,"4AM to 5AM",4,"March 8, 2019 4:00","2019-03-08T04:00:00",{"v":70,"d":"70.0"},62.9,{"v":59,"d":"59.0"},74.9,28.48,0.0744,{"v":0.5,"d":"0.50"},13.58]
["March",8,"5AM to 6AM",5,"March 8, 2019 5:00","2019-03-08T05:00:00",71.1,64.1,60.4,78.9,29.37,0.0742,0.53,13.62]
["March",8,"6AM to 7AM",6,"March 8, 2019 6:00","2019-03-08T06:00:00",{"v":72,"d":"72.0"},65.2,61.7,82.6,30.16,0.0741,0.55,13.66]
["March",8,"7AM to 8AM",7,"March 8, 2019 7:00","2019-03-08T07:00:00",{"v":73,"d":"73.0"},66.3,{"v":63,"d":"63.0"},86.4,31.03,0.0739,0.58,{"v":13.7,"d":"13.70"}]
["March",8,"8AM to 9AM",8,"March 8, 2019 8:00","2019-03-08T08:00:00",73.9,66.9,63.5,88.1,31.51,0.0738,0.59,13.73]
["March",8,"9AM to 10AM",9,"March 8, 2019 9:00","2019-03-08T09:00:00",{"v":75,"d":"75.0"},67.9,64.6,91.6,32.32,0.0736,0.61,13.77]
["March",8,"10AM to 11AM",10,"March 8, 2019 10:00","2019-03-08T10:00:00",75.9,68.4,64.9,92.7,32.72,0.0735,0.62,13.79]
["March",8,"11AM to 12PM",11,"March 8, 2019 11:00","2019-03-08T11:00:00",77.5,69.2,65.3,93.9,33.31,0.0732,0.63,13.84]
["March",8,"12PM to 1PM",12,"March 8, 2019 12:00","2019-03-08T12:00:00",79.3,69.9,65.7,95.1,33.94,{"v":0.073,"d":"0.0730"},0.64,13.89]
["March",8,"1PM to 2PM",13,"March 8, 2019 13:00","2019-03-08T13:00:00",{"v":81,"d":"81.0"},70.6,{"v":66,"d":"66.0"},96.4,34.53,0.0728,0.64,13.93]
["March",8,"2PM to 3PM",14,"March 8, 2019 14:00","2019-03-08T14:00:00",80.1,{"v":70,"d":"70.0"},65.5,94.5,34.02,0.0729,0.63,{"v":13.9,"d":"13.90"}]
["March",8,"3PM to 4PM",15,"March 8, 2019 15:00","2019-03-08T15:00:00",{"v":79,"d":"79.0"},69.6,65.3,93.9,33.66,{"v":0.073,"d":"0.0730"},0.63,13.87]
["March",8,"4PM to 5PM",16,"March 8, 2019 16:00","2019-03-08T16:00:00",78.1,69.1,64.9,92.7,33.25,0.0732,0.62,13.85]
["March",8,"5PM to 6PM",17,{"$f":"A1609&\" \"&B1609&\", \"&$D$5&\" \"&D1609&\":00\"","v":"March 8, 2019 17:00"},{"$f":"DATEVALUE(E1609)+TIMEVALUE(E1609)","v":"2019-03-08T17:00:00"},76.6,68.3,64.4,{"v":91,"d":"91.0"},32.62,0.0734,0.61,13.81]
["March",8,"6PM to 7PM",{"$f":"IF(D1609+1>23,0,D1609+1)","v":18},"March 8, 2019 18:00","2019-03-08T18:00:00",75.4,67.5,63.7,88.7,31.95,0.0736,0.59,13.77]
["March",8,"7PM to 8PM",19,"March 8, 2019 19:00","2019-03-08T19:00:00",73.9,66.6,{"v":63,"d":"63.0"},86.4,31.25,0.0738,0.58,13.72]
["March",8,"8PM to 9PM",20,"March 8, 2019 20:00","2019-03-08T20:00:00",73.6,66.4,62.8,85.8,31.07,0.0738,0.58,13.71]
["March",8,"9PM to 10PM",21,"March 8, 2019 21:00","2019-03-08T21:00:00",73.4,66.2,62.6,85.3,30.94,0.0739,0.57,{"v":13.7,"d":"13.70"}]
["March",8,"10PM to 11PM",22,"March 8, 2019 22:00","2019-03-08T22:00:00",{"v":73,"d":"73.0"},65.8,62.1,83.6,{"v":30.6,"d":"30.60"},0.0739,0.56,13.69]
["March",8,"11PM to 12AM",23,"March 8, 2019 23:00","2019-03-08T23:00:00",72.7,65.9,62.4,84.7,30.68,{"v":0.074,"d":"0.0740"},0.57,13.68]
["March",9,"12AM to 1AM",0,"March 9, 2019 0:00","2019-03-09",72.3,65.5,62.1,83.6,30.42,{"v":0.074,"d":"0.0740"},0.56,13.67]
["March",9,"1AM to 2AM",1,"March 9, 2019 1:00","2019-03-09T01:00:00",{"v":72,"d":"72.0"},65.4,62.1,83.6,30.33,0.0741,0.56,13.66]
["March",9,"2AM to 3AM",2,"March 9, 2019 2:00","2019-03-09T02:00:00",71.2,65.3,62.2,84.2,30.24,0.0742,0.57,13.65]
["March",9,"3AM to 4AM",3,"March 9, 2019 3:00","2019-03-09T03:00:00",70.7,{"v":65,"d":"65.0"},62.1,83.6,30.02,0.0742,0.56,13.63]
["March",9,"4AM to 5AM",4,"March 9, 2019 4:00","2019-03-09T04:00:00",{"v":70,"d":"70.0"},64.8,62.1,83.6,29.85,0.0743,0.56,13.61]
["March",9,"5AM to 6AM",5,"March 9, 2019 5:00","2019-03-09T05:00:00",71.1,65.3,62.4,84.7,30.28,0.0742,0.57,13.64]
["March",9,"6AM to 7AM",6,"March 9, 2019 6:00","2019-03-09T06:00:00",{"v":72,"d":"72.0"},65.4,62.1,83.6,30.33,0.0741,0.56,13.66]
["March",9,"7AM to 8AM",7,"March 9, 2019 7:00","2019-03-09T07:00:00",{"v":73,"d":"73.0"},65.8,62.1,83.6,{"v":30.6,"d":"30.60"},0.0739,0.56,13.69]
["March",9,"8AM to 9AM",8,"March 9, 2019 8:00","2019-03-09T08:00:00",75.4,66.7,62.4,84.7,31.34,0.0736,0.57,13.75]
["March",9,"9AM to 10AM",9,"March 9, 2019 9:00","2019-03-09T09:00:00",77.7,67.4,62.2,84.2,31.83,0.0733,0.57,13.81]
["March",9,"10AM to 11AM",10,"March 9, 2019 10:00","2019-03-09T10:00:00",80.1,{"v":68,"d":"68.0"},62.1,83.6,32.32,{"v":0.073,"d":"0.0730"},0.56,13.87]
["March",9,"11AM to 12PM",11,"March 9, 2019 11:00","2019-03-09T11:00:00",80.4,67.6,61.2,{"v":81,"d":"81.0"},31.99,0.0729,0.54,13.87]
["March",9,"12PM to 1PM",12,"March 9, 2019 12:00","2019-03-09T12:00:00",80.6,67.4,60.8,79.9,31.87,0.0729,0.54,13.87]
["March",9,"1PM to 2PM",13,"March 9, 2019 13:00","2019-03-09T13:00:00",{"v":81,"d":"81.0"},67.2,60.1,77.9,31.63,0.0729,0.52,13.88]
["March",9,"2PM to 3PM",14,"March 9, 2019 14:00","2019-03-09T14:00:00",80.2,66.5,59.4,75.9,31.14,{"v":0.073,"d":"0.0730"},0.51,13.85]
["March",9,"3PM to 4PM",15,"March 9, 2019 15:00","2019-03-09T15:00:00",79.7,66.2,{"v":59,"d":"59.0"},74.9,30.86,0.0731,{"v":0.5,"d":"0.50"},13.83]
["March",9,"4PM to 5PM",16,"March 9, 2019 16:00","2019-03-09T16:00:00",{"v":79,"d":"79.0"},65.3,57.9,{"v":72,"d":"72.0"},30.23,0.0732,0.48,13.81]
["March",9,"5PM to 6PM",17,"March 9, 2019 17:00","2019-03-09T17:00:00",{"v":77,"d":"77.0"},65.4,59.2,75.4,30.27,0.0734,0.51,13.77]
["March",9,"6PM to 7PM",18,"March 9, 2019 18:00","2019-03-09T18:00:00",{"v":75,"d":"75.0"},{"v":65,"d":"65.0"},59.7,76.9,30.02,0.0737,0.52,13.72]
["March",9,"7PM to 8PM",19,"March 9, 2019 19:00","2019-03-09T19:00:00",{"v":73,"d":"73.0"},64.6,60.1,77.9,29.69,{"v":0.074,"d":"0.0740"},0.52,13.67]
["March",9,"8PM to 9PM",20,"March 9, 2019 20:00","2019-03-09T20:00:00",72.3,64.2,59.9,77.4,29.44,0.0741,0.52,13.65]
["March",9,"9PM to 10PM",21,"March 9, 2019 21:00","2019-03-09T21:00:00",71.8,63.8,59.4,75.9,29.07,0.0741,0.51,13.63]
["March",9,"10PM to 11PM",22,"March 9, 2019 22:00","2019-03-09T22:00:00",71.1,63.3,{"v":59,"d":"59.0"},74.9,28.74,0.0742,{"v":0.5,"d":"0.50"},13.61]
["March",9,"11PM to 12AM",23,"March 9, 2019 23:00","2019-03-09T23:00:00",69.4,{"v":63,"d":"63.0"},59.4,75.9,{"v":28.5,"d":"28.50"},0.0745,0.51,13.57]
["March",10,"12AM to 1AM",0,"March 10, 2019 0:00","2019-03-10",67.6,62.2,59.2,75.4,27.98,0.0747,0.51,13.53]
["March",10,"1AM to 2AM",1,"March 10, 2019 1:00","2019-03-10T01:00:00",{"v":66,"d":"66.0"},61.5,{"v":59,"d":"59.0"},74.9,27.51,{"v":0.075,"d":"0.0750"},{"v":0.5,"d":"0.50"},13.48]
["March",10,"2AM to 3AM",2,"March 10, 2019 2:00","2019-03-10T02:00:00",65.3,61.5,59.4,75.9,27.49,0.0751,0.51,13.47]
["March",10,"3AM to 4AM",3,"March 10, 2019 3:00","2019-03-10T03:00:00",64.8,61.6,59.9,77.4,27.59,0.0751,0.52,13.46]
["March",10,"4AM to 5AM",4,"March 10, 2019 4:00","2019-03-10T04:00:00",{"v":64,"d":"64.0"},61.5,60.1,77.9,27.49,0.0752,0.52,13.44]
["March",10,"5AM to 6AM",5,"March 10, 2019 5:00","2019-03-10T05:00:00",64.4,62.1,60.8,79.9,{"v":27.9,"d":"27.90"},0.0752,0.54,13.46]
["March",10,"6AM to 7AM",6,"March 10, 2019 6:00","2019-03-10T06:00:00",64.6,62.5,61.3,81.5,28.19,0.0751,0.55,13.47]
["March",10,"7AM to 8AM",7,"March 10, 2019 7:00","2019-03-10T07:00:00",64.9,63.1,62.1,83.6,28.61,0.0751,0.56,13.48]
["March",10,"8AM to 9AM",8,"March 10, 2019 8:00","2019-03-10T08:00:00",69.6,64.6,62.1,83.6,29.76,0.0744,0.56,{"v":13.6,"d":"13.60"}]
["March",10,"9AM to 10AM",9,"March 10, 2019 9:00","2019-03-10T09:00:00",74.3,66.1,61.9,83.1,30.82,0.0737,0.56,13.72]
["March",10,"10AM to 11AM",10,"March 10, 2019 10:00","2019-03-10T10:00:00",{"v":79,"d":"79.0"},66.5,60.1,77.9,31.15,0.0731,0.52,13.82]
["March",10,"11AM to 12PM",11,"March 10, 2019 11:00","2019-03-10T11:00:00",{"v":79,"d":"79.0"},66.1,59.4,75.9,30.83,0.0732,0.51,13.82]
["March",10,"12PM to 1PM",12,"March 10, 2019 12:00","2019-03-10T12:00:00",{"v":79,"d":"79.0"},65.8,58.8,74.4,{"v":30.6,"d":"30.60"},0.0732,{"v":0.5,"d":"0.50"},13.81]
["March",10,"1PM to 2PM",13,"March 10, 2019 13:00","2019-03-10T13:00:00",{"v":79,"d":"79.0"},65.3,57.9,{"v":72,"d":"72.0"},30.23,0.0732,0.48,13.81]
["March",10,"2PM to 3PM",14,"March 10, 2019 14:00","2019-03-10T14:00:00",78.3,65.8,59.2,75.4,30.58,0.0733,0.51,{"v":13.8,"d":"13.80"}]
["March",10,"3PM to 4PM",15,"March 10, 2019 15:00","2019-03-10T15:00:00",77.7,66.2,60.3,78.4,30.92,0.0733,0.53,13.79]
["March",10,"4PM to 5PM",16,"March 10, 2019 16:00","2019-03-10T16:00:00",{"v":77,"d":"77.0"},66.4,{"v":61,"d":"61.0"},80.5,31.07,0.0734,0.54,13.78]
["March",10,"5PM to 6PM",17,"March 10, 2019 17:00","2019-03-10T17:00:00",75.9,66.2,61.2,{"v":81,"d":"81.0"},30.88,0.0735,0.54,13.76]
["March",10,"6PM to 7PM",18,"March 10, 2019 18:00","2019-03-10T18:00:00",{"v":75,"d":"75.0"},65.9,61.2,{"v":81,"d":"81.0"},30.66,0.0737,0.54,13.73]
["March",10,"7PM to 8PM",19,"March 10, 2019 19:00","2019-03-10T19:00:00",73.9,65.4,{"v":61,"d":"61.0"},80.5,30.32,0.0738,0.54,{"v":13.7,"d":"13.70"}]
["March",10,"8PM to 9PM",20,"March 10, 2019 20:00","2019-03-10T20:00:00",{"v":72,"d":"72.0"},{"v":65,"d":"65.0"},61.3,81.5,{"v":30,"d":"30.00"},0.0741,0.55,13.66]
["March",10,"9PM to 10PM",21,"March 10, 2019 21:00","2019-03-10T21:00:00",{"v":70,"d":"70.0"},64.1,{"v":61,"d":"61.0"},80.5,29.35,0.0744,0.54,{"v":13.6,"d":"13.60"}]
["March",10,"10PM to 11PM",22,"March 10, 2019 22:00","2019-03-10T22:00:00",{"v":68,"d":"68.0"},63.4,{"v":61,"d":"61.0"},80.5,28.86,0.0746,0.54,13.55]
["March",10,"11PM to 12AM",23,"March 10, 2019 23:00","2019-03-10T23:00:00",66.7,63.1,61.2,{"v":81,"d":"81.0"},28.63,0.0748,0.54,13.52]
["March",11,"12AM to 1AM",0,"March 11, 2019 0:00","2019-03-11",65.3,62.5,{"v":61,"d":"61.0"},80.5,{"v":28.2,"d":"28.20"},{"v":0.075,"d":"0.0750"},0.54,13.48]
["March",11,"1AM to 2AM",1,"March 11, 2019 1:00","2019-03-11T01:00:00",{"v":64,"d":"64.0"},62.1,{"v":61,"d":"61.0"},80.5,27.89,0.0752,0.54,13.45]
["March",11,"2AM to 3AM",2,"March 11, 2019 2:00","2019-03-11T02:00:00",63.7,61.9,{"v":61,"d":"61.0"},80.5,{"v":27.8,"d":"27.80"},0.0753,0.54,13.44]
["March",11,"3AM to 4AM",3,"March 11, 2019 3:00","2019-03-11T03:00:00",63.3,61.8,{"v":61,"d":"61.0"},80.5,27.71,0.0753,0.54,13.43]
["March",11,"4AM to 5AM",4,"March 11, 2019 4:00","2019-03-11T04:00:00",{"v":63,"d":"63.0"},61.7,{"v":61,"d":"61.0"},80.5,27.63,0.0754,0.54,13.42]
["March",11,"5AM to 6AM",5,"March 11, 2019 5:00","2019-03-11T05:00:00",64.2,62.4,61.3,81.5,{"v":28.1,"d":"28.10"},0.0752,0.55,13.46]
["March",11,"6AM to 7AM",6,"March 11, 2019 6:00","2019-03-11T06:00:00",65.7,63.1,61.7,82.6,28.62,{"v":0.075,"d":"0.0750"},0.55,{"v":13.5,"d":"13.50"}]
["March",11,"7AM to 8AM",7,"March 11, 2019 7:00","2019-03-11T07:00:00",66.9,63.7,62.1,83.6,29.09,0.0748,0.56,13.53]
["March",11,"8AM to 9AM",8,"March 11, 2019 8:00","2019-03-11T08:00:00",70.7,65.4,62.8,85.8,30.36,0.0742,0.58,13.64]
["March",11,"9AM to 10AM",9,{"$f":"A1673&\" \"&B1673&\", \"&$D$5&\" \"&D1673&\":00\"","v":"March 11, 2019 9:00"},{"$f":"DATEVALUE(E1673)+TIMEVALUE(E1673)","v":"2019-03-11T09:00:00"},74.3,66.8,63.1,{"v":87,"d":"87.0"},31.42,0.0737,0.58,13.73]
["March",11,"10AM to 11AM",{"$f":"IF(D1673+1>23,0,D1673+1)","v":10},"March 11, 2019 10:00","2019-03-11T10:00:00",78.1,67.9,{"v":63,"d":"63.0"},86.4,32.26,0.0732,0.58,13.83]
["March",11,"11AM to 12PM",11,"March 11, 2019 11:00","2019-03-11T11:00:00",78.8,68.3,63.3,87.5,32.62,0.0731,0.59,13.85]
["March",11,"12PM to 1PM",12,"March 11, 2019 12:00","2019-03-11T12:00:00",79.3,68.8,63.9,89.2,33.02,{"v":0.073,"d":"0.0730"},{"v":0.6,"d":"0.60"},13.87]
["March",11,"1PM to 2PM",13,"March 11, 2019 13:00","2019-03-11T13:00:00",80.1,69.1,{"v":64,"d":"64.0"},89.8,33.28,0.0729,{"v":0.6,"d":"0.60"},13.89]
["March",11,"2PM to 3PM",14,"March 11, 2019 14:00","2019-03-11T14:00:00",78.4,68.9,64.4,{"v":91,"d":"91.0"},33.07,0.0731,0.61,13.85]
["March",11,"3PM to 4PM",15,"March 11, 2019 15:00","2019-03-11T15:00:00",76.6,68.7,64.9,92.7,{"v":32.9,"d":"32.90"},0.0734,0.62,13.81]
["March",11,"4PM to 5PM",16,"March 11, 2019 16:00","2019-03-11T16:00:00",{"v":75,"d":"75.0"},68.2,64.9,92.7,{"v":32.5,"d":"32.50"},0.0736,0.62,13.77]
["March",11,"5PM to 6PM",17,"March 11, 2019 17:00","2019-03-11T17:00:00",74.7,68.4,65.5,94.5,32.69,0.0736,0.63,13.77]
["March",11,"6PM to 7PM",18,"March 11, 2019 18:00","2019-03-11T18:00:00",74.3,68.3,65.5,94.5,32.61,0.0737,0.63,13.76]
["March",11,"7PM to 8PM",19,"March 11, 2019 19:00","2019-03-11T19:00:00",73.9,68.5,{"v":66,"d":"66.0"},96.4,{"v":32.8,"d":"32.80"},0.0737,0.64,13.75]
["March",11,"8PM to 9PM",20,"March 11, 2019 20:00","2019-03-11T20:00:00",73.2,68.8,66.7,98.9,33.02,0.0738,0.66,13.74]
["March",11,"9PM to 10PM",21,"March 11, 2019 21:00","2019-03-11T21:00:00",72.7,68.9,67.3,100.8,33.18,0.0739,0.67,13.73]
["March",11,"10PM to 11PM",22,"March 11, 2019 22:00","2019-03-11T22:00:00",{"v":72,"d":"72.0"},69.2,{"v":68,"d":"68.0"},103.4,33.41,0.0739,0.69,13.72]
["March",11,"11PM to 12AM",23,"March 11, 2019 23:00","2019-03-11T23:00:00",{"v":73,"d":"73.0"},69.5,{"v":68,"d":"68.0"},103.4,33.67,0.0738,0.69,13.75]
["March",12,"12AM to 1AM",0,"March 12, 2019 0:00","2019-03-12",73.9,69.9,68.2,{"v":104,"d":"104.0"},{"v":34,"d":"34.00"},0.0737,0.69,13.78]
["March",12,"1AM to 2AM",1,"March 12, 2019 1:00","2019-03-12T01:00:00",{"v":75,"d":"75.0"},70.1,{"v":68,"d":"68.0"},103.4,34.16,0.0735,0.69,{"v":13.8,"d":"13.80"}]
["March",12,"2AM to 3AM",2,"March 12, 2019 2:00","2019-03-12T02:00:00",{"v":75,"d":"75.0"},70.5,68.5,105.3,34.47,0.0735,{"v":0.7,"d":"0.70"},13.81]
["March",12,"3AM to 4AM",3,"March 12, 2019 3:00","2019-03-12T03:00:00",{"v":75,"d":"75.0"},70.7,68.9,106.7,34.68,0.0735,0.71,13.81]
["March",12,"4AM to 5AM",4,"March 12, 2019 4:00","2019-03-12T04:00:00",{"v":75,"d":"75.0"},70.8,69.1,107.4,34.79,0.0735,0.72,13.81]
["March",12,"5AM to 6AM",5,"March 12, 2019 5:00","2019-03-12T05:00:00",74.7,{"v":71,"d":"71.0"},69.4,108.7,34.91,0.0735,0.73,13.81]
["March",12,"6AM to 7AM",6,"March 12, 2019 6:00","2019-03-12T06:00:00",74.3,70.9,69.4,108.7,34.82,0.0736,0.73,{"v":13.8,"d":"13.80"}]
["March",12,"7AM to 8AM",7,"March 12, 2019 7:00","2019-03-12T07:00:00",73.9,71.1,{"v":70,"d":"70.0"},110.8,35.06,0.0736,0.74,{"v":13.8,"d":"13.80"}]
["March",12,"8AM to 9AM",8,"March 12, 2019 8:00","2019-03-12T08:00:00",{"v":73,"d":"73.0"},70.6,69.6,109.4,34.62,0.0738,0.73,13.77]
["March",12,"9AM to 10AM",9,"March 12, 2019 9:00","2019-03-12T09:00:00",{"v":72,"d":"72.0"},70.1,69.3,{"v":108,"d":"108.0"},34.14,0.0739,0.72,13.74]
["March",12,"10AM to 11AM",10,"March 12, 2019 10:00","2019-03-12T10:00:00",71.1,69.7,69.1,107.4,33.81,{"v":0.074,"d":"0.0740"},0.72,13.71]
["March",12,"11AM to 12PM",11,"March 12, 2019 11:00","2019-03-12T11:00:00",{"v":73,"d":"73.0"},70.6,69.6,109.4,34.62,0.0738,0.73,13.77]
["March",12,"12PM to 1PM",12,"March 12, 2019 12:00","2019-03-12T12:00:00",{"v":75,"d":"75.0"},71.8,70.5,112.9,35.66,0.0735,0.75,13.83]
["March",12,"1PM to 2PM",13,"March 12, 2019 13:00","2019-03-12T13:00:00",{"v":77,"d":"77.0"},72.8,71.1,115.1,36.48,0.0732,0.77,13.89]
["March",12,"2PM to 3PM",14,"March 12, 2019 14:00","2019-03-12T14:00:00",{"v":77,"d":"77.0"},72.3,70.3,112.2,36.03,0.0732,0.75,13.88]
["March",12,"3PM to 4PM",15,"March 12, 2019 15:00","2019-03-12T15:00:00",{"v":77,"d":"77.0"},71.8,69.6,109.4,{"v":35.6,"d":"35.60"},0.0732,0.73,13.87]
["March",12,"4PM to 5PM",16,"March 12, 2019 16:00","2019-03-12T16:00:00",{"v":77,"d":"77.0"},71.4,69.1,107.4,35.28,0.0732,0.72,13.87]
["March",12,"5PM to 6PM",17,"March 12, 2019 17:00","2019-03-12T17:00:00",75.9,71.5,69.6,109.4,35.33,0.0734,0.73,13.84]
["March",12,"6PM to 7PM",18,"March 12, 2019 18:00","2019-03-12T18:00:00",{"v":75,"d":"75.0"},71.6,70.2,111.5,35.44,0.0735,0.74,13.83]
["March",12,"7PM to 8PM",19,"March 12, 2019 19:00","2019-03-12T19:00:00",73.9,71.9,71.1,115.1,35.72,0.0736,0.77,13.81]
["March",12,"8PM to 9PM",20,"March 12, 2019 20:00","2019-03-12T20:00:00",73.6,71.4,70.5,112.9,{"v":35.3,"d":"35.30"},0.0737,0.75,13.79]
["March",12,"9PM to 10PM",21,"March 12, 2019 21:00","2019-03-12T21:00:00",73.4,71.2,70.3,112.2,35.14,0.0737,0.75,13.79]
["March",12,"10PM to 11PM",22,"March 12, 2019 22:00","2019-03-12T22:00:00",{"v":73,"d":"73.0"},70.9,{"v":70,"d":"70.0"},110.8,34.84,0.0738,0.74,13.77]
["March",12,"11PM to 12AM",23,"March 12, 2019 23:00","2019-03-12T23:00:00",72.3,70.2,69.3,{"v":108,"d":"108.0"},34.23,0.0739,0.72,13.75]
["March",13,"12AM to 1AM",0,"March 13, 2019 0:00","2019-03-13",71.8,69.6,68.7,{"v":106,"d":"106.0"},33.78,{"v":0.074,"d":"0.0740"},0.71,13.73]
["March",13,"1AM to 2AM",1,"March 13, 2019 1:00","2019-03-13T01:00:00",71.1,68.9,{"v":68,"d":"68.0"},103.4,33.19,0.0741,0.69,{"v":13.7,"d":"13.70"}]
["March",13,"2AM to 3AM",2,"March 13, 2019 2:00","2019-03-13T02:00:00",70.7,68.8,{"v":68,"d":"68.0"},103.4,{"v":33.1,"d":"33.10"},0.0741,0.69,13.69]
["March",13,"3AM to 4AM",3,"March 13, 2019 3:00","2019-03-13T03:00:00",70.3,68.7,{"v":68,"d":"68.0"},103.4,33.01,0.0742,0.69,13.68]
["March",13,"4AM to 5AM",4,"March 13, 2019 4:00","2019-03-13T04:00:00",{"v":70,"d":"70.0"},68.6,{"v":68,"d":"68.0"},103.4,32.92,0.0742,0.69,13.67]
["March",13,"5AM to 6AM",5,"March 13, 2019 5:00","2019-03-13T05:00:00",70.3,68.7,{"v":68,"d":"68.0"},103.4,33.01,0.0742,0.69,13.68]
["March",13,"6AM to 7AM",6,"March 13, 2019 6:00","2019-03-13T06:00:00",70.7,68.8,{"v":68,"d":"68.0"},103.4,{"v":33.1,"d":"33.10"},0.0741,0.69,13.69]
["March",13,"7AM to 8AM",7,"March 13, 2019 7:00","2019-03-13T07:00:00",71.1,68.9,{"v":68,"d":"68.0"},103.4,33.19,0.0741,0.69,{"v":13.7,"d":"13.70"}]
["March",13,"8AM to 9AM",8,"March 13, 2019 8:00","2019-03-13T08:00:00",{"v":73,"d":"73.0"},69.8,68.4,104.7,33.88,0.0738,{"v":0.7,"d":"0.70"},13.75]
["March",13,"9AM to 10AM",9,"March 13, 2019 9:00","2019-03-13T09:00:00",{"v":75,"d":"75.0"},70.7,68.9,106.7,34.68,0.0735,0.71,13.81]
["March",13,"10AM to 11AM",10,"March 13, 2019 10:00","2019-03-13T10:00:00",{"v":77,"d":"77.0"},71.4,69.1,107.4,35.28,0.0732,0.72,13.87]
["March",13,"11AM to 12PM",11,"March 13, 2019 11:00","2019-03-13T11:00:00",77.4,71.2,68.5,105.3,35.05,0.0732,{"v":0.7,"d":"0.70"},13.87]
["March",13,"12PM to 1PM",12,"March 13, 2019 12:00","2019-03-13T12:00:00",77.7,71.2,68.4,104.7,35.03,0.0731,{"v":0.7,"d":"0.70"},13.88]
["March",13,"1PM to 2PM",13,"March 13, 2019 13:00","2019-03-13T13:00:00",78.1,{"v":71,"d":"71.0"},{"v":68,"d":"68.0"},103.4,34.92,0.0731,0.69,13.88]
["March",13,"2PM to 3PM",14,"March 13, 2019 14:00","2019-03-13T14:00:00",78.1,70.7,67.5,101.4,34.61,0.0731,0.68,13.87]
["March",13,"3PM to 4PM",15,"March 13, 2019 15:00","2019-03-13T15:00:00",78.1,70.2,66.7,98.9,34.21,0.0731,0.66,13.87]
["March",13,"4PM to 5PM",16,"March 13, 2019 16:00","2019-03-13T16:00:00",78.1,69.8,{"v":66,"d":"66.0"},96.4,33.82,0.0731,0.64,13.86]
["March",13,"5PM to 6PM",17,"March 13, 2019 17:00","2019-03-13T17:00:00",76.5,69.3,{"v":66,"d":"66.0"},96.4,33.42,0.0734,0.64,13.82]
["March",13,"6PM to 7PM",18,"March 13, 2019 18:00","2019-03-13T18:00:00",74.7,68.4,65.5,94.5,32.69,0.0736,0.63,13.77]
["March",13,"7PM to 8PM",19,"March 13, 2019 19:00","2019-03-13T19:00:00",{"v":73,"d":"73.0"},67.5,64.9,92.7,32.02,0.0739,0.62,13.72]
["March",13,"8PM to 9PM",20,"March 13, 2019 20:00","2019-03-13T20:00:00",72.3,{"v":67,"d":"67.0"},64.4,{"v":91,"d":"91.0"},31.56,{"v":0.074,"d":"0.0740"},0.61,13.69]
["March",13,"9PM to 10PM",21,"March 13, 2019 21:00","2019-03-13T21:00:00",71.8,66.5,63.9,89.2,31.16,0.0741,{"v":0.6,"d":"0.60"},13.67]
["March",13,"10PM to 11PM",22,"March 13, 2019 22:00","2019-03-13T22:00:00",71.1,65.7,{"v":63,"d":"63.0"},86.4,30.54,0.0742,0.58,13.65]
["March",13,"11PM to 12AM",23,"March 13, 2019 23:00","2019-03-13T23:00:00",70.3,65.5,63.1,{"v":87,"d":"87.0"},30.45,0.0743,0.58,13.63]
["March",14,"12AM to 1AM",0,"March 14, 2019 0:00","2019-03-14",69.8,65.3,{"v":63,"d":"63.0"},86.4,30.23,0.0744,0.58,13.62]
["March",14,"1AM to 2AM",1,{"$f":"A1737&\" \"&B1737&\", \"&$D$5&\" \"&D1737&\":00\"","v":"March 14, 2019 1:00"},{"$f":"DATEVALUE(E1737)+TIMEVALUE(E1737)","v":"2019-03-14T01:00:00"},69.1,{"v":65,"d":"65.0"},{"v":63,"d":"63.0"},86.4,30.05,0.0745,0.58,{"v":13.6,"d":"13.60"}]
["March",14,"2AM to 3AM",{"$f":"IF(D1737+1>23,0,D1737+1)","v":2},"March 14, 2019 2:00","2019-03-14T02:00:00",{"v":68,"d":"68.0"},64.7,{"v":63,"d":"63.0"},86.4,29.79,0.0746,0.58,13.57]
["March",14,"3AM to 4AM",3,"March 14, 2019 3:00","2019-03-14T03:00:00",67.1,64.5,63.1,{"v":87,"d":"87.0"},29.65,0.0747,0.58,13.55]
["March",14,"4AM to 5AM",4,"March 14, 2019 4:00","2019-03-14T04:00:00",{"v":66,"d":"66.0"},{"v":64,"d":"64.0"},{"v":63,"d":"63.0"},86.4,{"v":29.3,"d":"29.30"},0.0749,0.58,13.52]
["March",14,"5AM to 6AM",5,"March 14, 2019 5:00","2019-03-14T05:00:00",66.7,64.4,63.1,{"v":87,"d":"87.0"},29.57,0.0748,0.58,13.54]
["March",14,"6AM to 7AM",6,"March 14, 2019 6:00","2019-03-14T06:00:00",67.3,64.4,{"v":63,"d":"63.0"},86.4,29.61,0.0747,0.58,13.55]
["March",14,"7AM to 8AM",7,"March 14, 2019 7:00","2019-03-14T07:00:00",{"v":68,"d":"68.0"},64.7,{"v":63,"d":"63.0"},86.4,29.79,0.0746,0.58,13.57]
["March",14,"8AM to 9AM",8,"March 14, 2019 8:00","2019-03-14T08:00:00",70.7,65.9,63.5,88.1,30.71,0.0742,0.59,13.64]
["March",14,"9AM to 10AM",9,"March 14, 2019 9:00","2019-03-14T09:00:00",73.2,66.8,63.7,88.7,31.42,0.0739,0.59,13.71]
["March",14,"10AM to 11AM",10,"March 14, 2019 10:00","2019-03-14T10:00:00",75.9,67.9,{"v":64,"d":"64.0"},89.8,32.27,0.0735,{"v":0.6,"d":"0.60"},13.78]
["March",14,"11AM to 12PM",11,"March 14, 2019 11:00","2019-03-14T11:00:00",{"v":77,"d":"77.0"},67.9,63.5,88.1,32.26,0.0733,0.59,13.81]
["March",14,"12PM to 1PM",12,"March 14, 2019 12:00","2019-03-14T12:00:00",77.9,68.2,63.5,88.1,32.48,0.0732,0.59,13.83]
["March",14,"1PM to 2PM",13,"March 14, 2019 13:00","2019-03-14T13:00:00",{"v":79,"d":"79.0"},68.2,{"v":63,"d":"63.0"},86.4,32.48,0.0731,0.58,13.85]
["March",14,"2PM to 3PM",14,"March 14, 2019 14:00","2019-03-14T14:00:00",77.7,{"v":68,"d":"68.0"},63.3,87.5,32.35,0.0733,0.59,13.82]
["March",14,"3PM to 4PM",15,"March 14, 2019 15:00","2019-03-14T15:00:00",76.3,67.2,62.8,85.8,31.73,0.0735,0.58,13.78]
["March",14,"4PM to 5PM",16,"March 14, 2019 16:00","2019-03-14T16:00:00",{"v":75,"d":"75.0"},66.9,{"v":63,"d":"63.0"},86.4,31.51,0.0736,0.58,13.75]
["March",14,"5PM to 6PM",17,"March 14, 2019 17:00","2019-03-14T17:00:00",{"v":73,"d":"73.0"},65.9,62.2,84.2,30.68,0.0739,0.57,13.69]
["March",14,"6PM to 7PM",18,"March 14, 2019 18:00","2019-03-14T18:00:00",71.1,65.1,62.1,83.6,30.11,0.0742,0.56,13.64]
["March",14,"7PM to 8PM",19,"March 14, 2019 19:00","2019-03-14T19:00:00",69.1,63.8,{"v":61,"d":"61.0"},80.5,29.13,0.0745,0.54,13.58]
["March",14,"8PM to 9PM",20,"March 14, 2019 20:00","2019-03-14T20:00:00",{"v":68,"d":"68.0"},63.4,{"v":61,"d":"61.0"},80.5,28.86,0.0746,0.54,13.55]
["March",14,"9PM to 10PM",21,"March 14, 2019 21:00","2019-03-14T21:00:00",67.1,62.8,60.4,78.9,{"v":28.4,"d":"28.40"},0.0748,0.53,13.52]
["March",14,"10PM to 11PM",22,"March 14, 2019 22:00","2019-03-14T22:00:00",{"v":66,"d":"66.0"},62.2,60.1,77.9,27.97,0.0749,0.52,13.49]
["March",14,"11PM to 12AM",23,"March 14, 2019 23:00","2019-03-14T23:00:00",66.7,62.7,60.4,78.9,28.31,0.0748,0.53,13.51]
["March",15,"12AM to 1AM",0,"March 15, 2019 0:00","2019-03-15",67.3,{"v":63,"d":"63.0"},60.6,79.4,28.52,0.0748,0.53,13.53]
["March",15,"1AM to 2AM",1,"March 15, 2019 1:00","2019-03-15T01:00:00",{"v":68,"d":"68.0"},63.4,{"v":61,"d":"61.0"},80.5,28.86,0.0746,0.54,13.55]
["March",15,"2AM to 3AM",2,"March 15, 2019 2:00","2019-03-15T02:00:00",67.3,{"v":63,"d":"63.0"},60.6,79.4,28.52,0.0748,0.53,13.53]
["March",15,"3AM to 4AM",3,"March 15, 2019 3:00","2019-03-15T03:00:00",66.7,62.7,60.4,78.9,28.31,0.0748,0.53,13.51]
["March",15,"4AM to 5AM",4,"March 15, 2019 4:00","2019-03-15T04:00:00",{"v":66,"d":"66.0"},62.2,60.1,77.9,27.97,0.0749,0.52,13.49]
["March",15,"5AM to 6AM",5,"March 15, 2019 5:00","2019-03-15T05:00:00",67.1,62.6,60.1,77.9,28.24,0.0748,0.52,13.52]
["March",15,"6AM to 7AM",6,"March 15, 2019 6:00","2019-03-15T06:00:00",{"v":68,"d":"68.0"},62.6,59.5,76.4,28.22,0.0747,0.51,13.54]
["March",15,"7AM to 8AM",7,"March 15, 2019 7:00","2019-03-15T07:00:00",69.1,62.6,{"v":59,"d":"59.0"},74.9,28.26,0.0745,{"v":0.5,"d":"0.50"},13.56]
["March",15,"8AM to 9AM",8,"March 15, 2019 8:00","2019-03-15T08:00:00",71.4,63.9,59.9,77.4,29.22,0.0742,0.52,13.63]
["March",15,"9AM to 10AM",9,"March 15, 2019 9:00","2019-03-15T09:00:00",73.6,64.7,59.9,77.4,29.75,0.0739,0.52,13.68]
["March",15,"10AM to 11AM",10,"March 15, 2019 10:00","2019-03-15T10:00:00",75.9,65.5,60.1,77.9,{"v":30.4,"d":"30.40"},0.0736,0.52,13.75]
["March",15,"11AM to 12PM",11,"March 15, 2019 11:00","2019-03-15T11:00:00",76.3,65.3,59.5,76.4,30.25,0.0735,0.51,13.75]
["March",15,"12PM to 1PM",12,"March 15, 2019 12:00","2019-03-15T12:00:00",76.6,65.1,58.8,74.4,30.03,0.0735,{"v":0.5,"d":"0.50"},13.75]
["March",15,"1PM to 2PM",13,"March 15, 2019 13:00","2019-03-15T13:00:00",{"v":77,"d":"77.0"},64.7,57.9,{"v":72,"d":"72.0"},29.74,0.0734,0.48,13.76]
["March",15,"2PM to 3PM",14,"March 15, 2019 14:00","2019-03-15T14:00:00",76.3,64.5,57.9,{"v":72,"d":"72.0"},29.57,0.0735,0.48,13.74]
["March",15,"3PM to 4PM",15,"March 15, 2019 15:00","2019-03-15T15:00:00",75.7,{"v":64,"d":"64.0"},57.4,70.6,29.21,0.0736,0.48,13.72]
["March",15,"4PM to 5PM",16,"March 15, 2019 16:00","2019-03-15T16:00:00",{"v":75,"d":"75.0"},63.5,{"v":57,"d":"57.0"},69.7,28.89,0.0737,0.47,{"v":13.7,"d":"13.70"}]
["March",15,"5PM to 6PM",17,"March 15, 2019 17:00","2019-03-15T17:00:00",73.9,63.4,57.4,70.6,28.77,0.0739,0.48,13.67]
["March",15,"6PM to 7PM",18,"March 15, 2019 18:00","2019-03-15T18:00:00",{"v":73,"d":"73.0"},62.9,{"v":57,"d":"57.0"},69.7,28.41,{"v":0.074,"d":"0.0740"},0.47,13.65]
["March",15,"7PM to 8PM",19,"March 15, 2019 19:00","2019-03-15T19:00:00",{"v":72,"d":"72.0"},62.5,{"v":57,"d":"57.0"},69.7,28.15,0.0742,0.47,13.62]
["March",15,"8PM to 9PM",20,"March 15, 2019 20:00","2019-03-15T20:00:00",71.1,62.4,57.4,70.6,28.07,0.0743,0.48,{"v":13.6,"d":"13.60"}]
["March",15,"9PM to 10PM",21,"March 15, 2019 21:00","2019-03-15T21:00:00",{"v":70,"d":"70.0"},62.2,57.7,71.5,27.95,0.0744,0.48,13.57]
["March",15,"10PM to 11PM",22,"March 15, 2019 22:00","2019-03-15T22:00:00",69.1,{"v":62,"d":"62.0"},57.9,{"v":72,"d":"72.0"},27.81,0.0745,0.48,13.55]
["March",15,"11PM to 12AM",23,"March 15, 2019 23:00","2019-03-15T23:00:00",67.5,61.8,58.6,73.9,27.71,0.0748,{"v":0.5,"d":"0.50"},13.52]
["March",16,"12AM to 1AM",0,"March 16, 2019 0:00","2019-03-16",65.7,61.4,{"v":59,"d":"59.0"},74.9,27.42,{"v":0.075,"d":"0.0750"},{"v":0.5,"d":"0.50"},13.47]
["March",16,"1AM to 2AM",1,"March 16, 2019 1:00","2019-03-16T01:00:00",{"v":64,"d":"64.0"},60.8,{"v":59,"d":"59.0"},74.9,27.02,0.0752,{"v":0.5,"d":"0.50"},13.43]
["March",16,"2AM to 3AM",2,"March 16, 2019 2:00","2019-03-16T02:00:00",{"v":63,"d":"63.0"},60.7,59.4,75.9,26.91,0.0754,0.51,13.41]
["March",16,"3AM to 4AM",3,"March 16, 2019 3:00","2019-03-16T03:00:00",62.1,60.8,60.1,77.9,{"v":27,"d":"27.00"},0.0755,0.52,13.39]
["March",16,"4AM to 5AM",4,"March 16, 2019 4:00","2019-03-16T04:00:00",{"v":61,"d":"61.0"},60.4,60.1,77.9,26.74,0.0757,0.52,13.36]
["March",16,"5AM to 6AM",5,"March 16, 2019 5:00","2019-03-16T05:00:00",{"v":63,"d":"63.0"},61.2,60.3,78.4,{"v":27.3,"d":"27.30"},0.0754,0.53,13.42]
["March",16,"6AM to 7AM",6,"March 16, 2019 6:00","2019-03-16T06:00:00",64.9,61.8,60.1,77.9,27.71,0.0751,0.52,13.46]
["March",16,"7AM to 8AM",7,"March 16, 2019 7:00","2019-03-16T07:00:00",66.9,62.5,60.1,77.9,28.19,0.0748,0.52,13.52]
["March",16,"8AM to 9AM",8,"March 16, 2019 8:00","2019-03-16T08:00:00",70.3,{"v":64,"d":"64.0"},60.6,79.4,29.27,0.0743,0.53,13.61]
["March",16,"9AM to 10AM",9,"March 16, 2019 9:00","2019-03-16T09:00:00",73.6,64.9,60.3,78.4,29.91,0.0739,0.53,13.69]
["March",16,"10AM to 11AM",10,"March 16, 2019 10:00","2019-03-16T10:00:00",{"v":77,"d":"77.0"},65.9,60.1,77.9,30.66,0.0734,0.52,13.77]
["March",16,"11AM to 12PM",11,"March 16, 2019 11:00","2019-03-16T11:00:00",77.4,66.2,60.4,78.9,30.91,0.0734,0.53,13.79]
["March",16,"12PM to 1PM",12,"March 16, 2019 12:00","2019-03-16T12:00:00",77.7,66.5,60.8,79.9,31.16,0.0733,0.54,{"v":13.8,"d":"13.80"}]
["March",16,"1PM to 2PM",13,"March 16, 2019 13:00","2019-03-16T13:00:00",78.1,66.7,{"v":61,"d":"61.0"},80.5,31.33,0.0732,0.54,13.81]
["March",16,"2PM to 3PM",14,"March 16, 2019 14:00","2019-03-16T14:00:00",77.7,66.5,60.8,79.9,31.16,0.0733,0.54,{"v":13.8,"d":"13.80"}]
["March",16,"3PM to 4PM",15,"March 16, 2019 15:00","2019-03-16T15:00:00",77.4,66.2,60.4,78.9,30.91,0.0734,0.53,13.79]
["March",16,"4PM to 5PM",16,"March 16, 2019 16:00","2019-03-16T16:00:00",{"v":77,"d":"77.0"},65.9,60.1,77.9,30.66,0.0734,0.52,13.77]
["March",16,"5PM to 6PM",17,{"$f":"A1801&\" \"&B1801&\", \"&$D$5&\" \"&D1801&\":00\"","v":"March 16, 2019 17:00"},{"$f":"DATEVALUE(E1801)+TIMEVALUE(E1801)","v":"2019-03-16T17:00:00"},75.7,65.7,60.4,78.9,30.52,0.0736,0.53,13.74]
["March",16,"6PM to 7PM",{"$f":"IF(D1801+1>23,0,D1801+1)","v":18},"March 16, 2019 18:00","2019-03-16T18:00:00",74.3,65.5,{"v":61,"d":"61.0"},80.5,30.41,0.0738,0.54,13.71]
["March",16,"7PM to 8PM",19,"March 16, 2019 19:00","2019-03-16T19:00:00",{"v":73,"d":"73.0"},65.1,{"v":61,"d":"61.0"},80.5,{"v":30.1,"d":"30.10"},0.0739,0.54,13.68]
["March",16,"8PM to 9PM",20,"March 16, 2019 20:00","2019-03-16T20:00:00",72.7,65.3,61.5,{"v":82,"d":"82.0"},30.26,{"v":0.074,"d":"0.0740"},0.55,13.68]
["March",16,"9PM to 10PM",21,"March 16, 2019 21:00","2019-03-16T21:00:00",72.3,65.3,61.7,82.6,30.25,{"v":0.074,"d":"0.0740"},0.55,13.67]
["March",16,"10PM to 11PM",22,"March 16, 2019 22:00","2019-03-16T22:00:00",{"v":72,"d":"72.0"},65.4,62.1,83.6,30.33,0.0741,0.56,13.66]
["March",16,"11PM to 12AM",23,"March 16, 2019 23:00","2019-03-16T23:00:00",71.1,64.9,61.7,82.6,29.94,0.0742,0.55,13.64]
["March",17,"12AM to 1AM",0,"March 17, 2019 0:00","2019-03-17",{"v":70,"d":"70.0"},63.9,60.6,79.4,29.18,0.0744,0.53,{"v":13.6,"d":"13.60"}]
["March",17,"1AM to 2AM",1,"March 17, 2019 1:00","2019-03-17T01:00:00",69.1,63.3,60.1,77.9,28.72,0.0745,0.52,13.57]
["March",17,"2AM to 3AM",2,"March 17, 2019 2:00","2019-03-17T02:00:00",69.4,64.2,61.5,{"v":82,"d":"82.0"},29.46,0.0744,0.55,13.59]
["March",17,"3AM to 4AM",3,"March 17, 2019 3:00","2019-03-17T03:00:00",69.6,64.9,62.4,84.7,29.93,0.0744,0.57,13.61]
["March",17,"4AM to 5AM",4,"March 17, 2019 4:00","2019-03-17T04:00:00",{"v":70,"d":"70.0"},{"v":66,"d":"66.0"},{"v":64,"d":"64.0"},89.8,30.81,0.0743,{"v":0.6,"d":"0.60"},13.63]
["March",17,"5AM to 6AM",5,"March 17, 2019 5:00","2019-03-17T05:00:00",70.7,65.9,63.5,88.1,30.71,0.0742,0.59,13.64]
["March",17,"6AM to 7AM",6,"March 17, 2019 6:00","2019-03-17T06:00:00",71.2,{"v":66,"d":"66.0"},63.3,87.5,30.76,0.0741,0.59,13.66]
["March",17,"7AM to 8AM",7,"March 17, 2019 7:00","2019-03-17T07:00:00",{"v":72,"d":"72.0"},{"v":66,"d":"66.0"},{"v":63,"d":"63.0"},86.4,30.76,0.0741,0.58,13.67]
["March",17,"8AM to 9AM",8,"March 17, 2019 8:00","2019-03-17T08:00:00",73.2,66.8,63.7,88.7,31.42,0.0739,0.59,13.71]
["March",17,"9AM to 10AM",9,"March 17, 2019 9:00","2019-03-17T09:00:00",74.7,67.6,64.2,90.4,32.05,0.0737,0.61,13.75]
["March",17,"10AM to 11AM",10,"March 17, 2019 10:00","2019-03-17T10:00:00",75.9,68.4,64.9,92.7,32.72,0.0735,0.62,13.79]
["March",17,"11AM to 12PM",11,"March 17, 2019 11:00","2019-03-17T11:00:00",75.6,67.9,64.2,90.4,32.27,0.0735,0.61,13.78]
["March",17,"12PM to 1PM",12,"March 17, 2019 12:00","2019-03-17T12:00:00",75.4,67.5,63.7,88.7,31.95,0.0736,0.59,13.77]
["March",17,"1PM to 2PM",13,"March 17, 2019 13:00","2019-03-17T13:00:00",{"v":75,"d":"75.0"},66.9,{"v":63,"d":"63.0"},86.4,31.51,0.0736,0.58,13.75]
["March",17,"2PM to 3PM",14,"March 17, 2019 14:00","2019-03-17T14:00:00",74.3,66.8,63.1,{"v":87,"d":"87.0"},31.42,0.0737,0.58,13.73]
["March",17,"3PM to 4PM",15,"March 17, 2019 15:00","2019-03-17T15:00:00",73.8,66.5,{"v":63,"d":"63.0"},86.4,{"v":31.2,"d":"31.20"},0.0738,0.58,13.72]
["March",17,"4PM to 5PM",16,"March 17, 2019 16:00","2019-03-17T16:00:00",{"v":73,"d":"73.0"},66.3,{"v":63,"d":"63.0"},86.4,31.03,0.0739,0.58,{"v":13.7,"d":"13.70"}]
["March",17,"5PM to 6PM",17,"March 17, 2019 17:00","2019-03-17T17:00:00",72.3,66.5,63.7,88.7,{"v":31.2,"d":"31.20"},{"v":0.074,"d":"0.0740"},0.59,13.69]
["March",17,"6PM to 7PM",18,"March 17, 2019 18:00","2019-03-17T18:00:00",71.8,66.5,63.9,89.2,31.16,0.0741,{"v":0.6,"d":"0.60"},13.67]
["March",17,"7PM to 8PM",19,"March 17, 2019 19:00","2019-03-17T19:00:00",71.1,66.3,{"v":64,"d":"64.0"},89.8,31.07,0.0742,{"v":0.6,"d":"0.60"},13.66]
["March",17,"8PM to 9PM",20,"March 17, 2019 20:00","2019-03-17T20:00:00",{"v":70,"d":"70.0"},66.3,64.6,91.6,31.08,0.0743,0.61,13.64]
["March",17,"9PM to 10PM",21,"March 17, 2019 21:00","2019-03-17T21:00:00",69.1,66.2,64.8,92.1,30.95,0.0744,0.62,13.61]
["March",17,"10PM to 11PM",22,"March 17, 2019 22:00","2019-03-17T22:00:00",{"v":68,"d":"68.0"},65.9,64.9,92.7,30.78,0.0746,0.62,13.59]
["March",17,"11PM to 12AM",23,"March 17, 2019 23:00","2019-03-17T23:00:00",68.4,65.9,64.8,92.1,30.77,0.0745,0.62,{"v":13.6,"d":"13.60"}]
["March",18,"12AM to 1AM",0,"March 18, 2019 0:00","2019-03-18",68.7,65.8,64.4,{"v":91,"d":"91.0"},30.68,0.0745,0.61,{"v":13.6,"d":"13.60"}]
["March",18,"1AM to 2AM",1,"March 18, 2019 1:00","2019-03-18T01:00:00",69.1,65.7,{"v":64,"d":"64.0"},89.8,30.58,0.0744,{"v":0.6,"d":"0.60"},13.61]
["March",18,"2AM to 3AM",2,"March 18, 2019 2:00","2019-03-18T02:00:00",68.7,65.4,63.7,88.7,30.32,0.0745,0.59,13.59]
["March",18,"3AM to 4AM",3,"March 18, 2019 3:00","2019-03-18T03:00:00",68.4,{"v":65,"d":"65.0"},63.3,87.5,30.05,0.0745,0.59,13.58]
["March",18,"4AM to 5AM",4,"March 18, 2019 4:00","2019-03-18T04:00:00",{"v":68,"d":"68.0"},64.7,{"v":63,"d":"63.0"},86.4,29.79,0.0746,0.58,13.57]
["March",18,"5AM to 6AM",5,"March 18, 2019 5:00","2019-03-18T05:00:00",69.1,65.7,{"v":64,"d":"64.0"},89.8,30.58,0.0744,{"v":0.6,"d":"0.60"},13.61]
["March",18,"6AM to 7AM",6,"March 18, 2019 6:00","2019-03-18T06:00:00",{"v":70,"d":"70.0"},66.6,64.9,92.7,31.26,0.0743,0.62,13.64]
["March",18,"7AM to 8AM",7,"March 18, 2019 7:00","2019-03-18T07:00:00",71.1,67.6,{"v":66,"d":"66.0"},96.4,32.09,0.0741,0.64,13.68]
["March",18,"8AM to 9AM",8,"March 18, 2019 8:00","2019-03-18T08:00:00",70.3,67.4,{"v":66,"d":"66.0"},96.4,31.92,0.0742,0.64,13.66]
["March",18,"9AM to 10AM",9,"March 18, 2019 9:00","2019-03-18T09:00:00",69.8,67.3,66.2,{"v":97,"d":"97.0"},31.88,0.0743,0.65,13.65]
["March",18,"10AM to 11AM",10,"March 18, 2019 10:00","2019-03-18T10:00:00",69.1,{"v":67,"d":"67.0"},{"v":66,"d":"66.0"},96.4,31.61,0.0744,0.64,13.63]
["March",18,"11AM to 12PM",11,"March 18, 2019 11:00","2019-03-18T11:00:00",71.8,68.6,67.1,100.1,32.86,{"v":0.074,"d":"0.0740"},0.67,13.71]
["March",18,"12PM to 1PM",12,"March 18, 2019 12:00","2019-03-18T12:00:00",74.3,69.6,67.5,101.4,33.68,0.0736,0.68,13.78]
["March",18,"1PM to 2PM",13,"March 18, 2019 13:00","2019-03-18T13:00:00",{"v":77,"d":"77.0"},70.7,{"v":68,"d":"68.0"},103.4,34.65,0.0733,0.69,13.85]
["March",18,"2PM to 3PM",14,"March 18, 2019 14:00","2019-03-18T14:00:00",75.7,70.3,{"v":68,"d":"68.0"},103.4,34.34,0.0734,0.69,13.82]
["March",18,"3PM to 4PM",15,"March 18, 2019 15:00","2019-03-18T15:00:00",74.3,{"v":70,"d":"70.0"},68.2,{"v":104,"d":"104.0"},34.09,0.0736,0.69,13.79]
["March",18,"4PM to 5PM",16,"March 18, 2019 16:00","2019-03-18T16:00:00",{"v":73,"d":"73.0"},69.5,{"v":68,"d":"68.0"},103.4,33.67,0.0738,0.69,13.75]
["March",18,"5PM to 6PM",17,"March 18, 2019 17:00","2019-03-18T17:00:00",72.7,69.2,67.6,102.1,33.38,0.0739,0.68,13.74]
["March",18,"6PM to 7PM",18,"March 18, 2019 18:00","2019-03-18T18:00:00",72.3,68.8,67.3,100.8,33.09,0.0739,0.67,13.72]
["March",18,"7PM to 8PM",19,"March 18, 2019 19:00","2019-03-18T19:00:00",{"v":72,"d":"72.0"},68.5,66.9,99.5,{"v":32.8,"d":"32.80"},{"v":0.074,"d":"0.0740"},0.67,13.71]
["March",18,"8PM to 9PM",20,"March 18, 2019 20:00","2019-03-18T20:00:00",71.6,68.1,66.6,98.2,32.52,{"v":0.074,"d":"0.0740"},0.66,{"v":13.7,"d":"13.70"}]
["March",18,"9PM to 10PM",21,"March 18, 2019 21:00","2019-03-18T21:00:00",71.4,{"v":68,"d":"68.0"},66.4,97.6,32.38,0.0741,0.65,13.69]
["March",18,"10PM to 11PM",22,"March 18, 2019 22:00","2019-03-18T22:00:00",71.1,67.6,{"v":66,"d":"66.0"},96.4,32.09,0.0741,0.64,13.68]
["March",18,"11PM to 12AM",23,"March 18, 2019 23:00","2019-03-18T23:00:00",{"v":70,"d":"70.0"},67.3,{"v":66,"d":"66.0"},96.4,31.83,0.0743,0.64,13.65]
["March",19,"12AM to 1AM",0,"March 19, 2019 0:00","2019-03-19",69.1,{"v":67,"d":"67.0"},{"v":66,"d":"66.0"},96.4,31.61,0.0744,0.64,13.63]
["March",19,"1AM to 2AM",1,"March 19, 2019 1:00","2019-03-19T01:00:00",{"v":68,"d":"68.0"},66.7,{"v":66,"d":"66.0"},96.4,31.34,0.0745,0.64,{"v":13.6,"d":"13.60"}]
["March",19,"2AM to 3AM",2,"March 19, 2019 2:00","2019-03-19T02:00:00",67.3,66.1,65.5,94.5,30.88,0.0747,0.63,13.58]
["March",19,"3AM to 4AM",3,"March 19, 2019 3:00","2019-03-19T03:00:00",66.7,{"v":66,"d":"66.0"},65.7,95.1,30.84,0.0747,0.64,13.56]
["March",19,"4AM to 5AM",4,"March 19, 2019 4:00","2019-03-19T04:00:00",{"v":66,"d":"66.0"},65.3,64.9,92.7,30.29,0.0748,0.62,13.54]
["March",19,"5AM to 6AM",5,"March 19, 2019 5:00","2019-03-19T05:00:00",{"v":68,"d":"68.0"},66.4,65.7,95.1,31.15,0.0746,0.64,{"v":13.6,"d":"13.60"}]
["March",19,"6AM to 7AM",6,"March 19, 2019 6:00","2019-03-19T06:00:00",{"v":70,"d":"70.0"},67.3,{"v":66,"d":"66.0"},96.4,31.83,0.0743,0.64,13.65]
["March",19,"7AM to 8AM",7,"March 19, 2019 7:00","2019-03-19T07:00:00",{"v":72,"d":"72.0"},67.9,{"v":66,"d":"66.0"},96.4,32.32,{"v":0.074,"d":"0.0740"},0.64,{"v":13.7,"d":"13.70"}]
["March",19,"8AM to 9AM",8,"March 19, 2019 8:00","2019-03-19T08:00:00",73.9,{"v":69,"d":"69.0"},66.7,98.9,33.19,0.0737,0.66,13.76]
["March",19,"9AM to 10AM",9,{"$f":"A1865&\" \"&B1865&\", \"&$D$5&\" \"&D1865&\":00\"","v":"March 19, 2019 9:00"},{"$f":"DATEVALUE(E1865)+TIMEVALUE(E1865)","v":"2019-03-19T09:00:00"},76.1,69.7,66.9,99.5,33.82,0.0734,0.67,13.82]
["March",19,"10AM to 11AM",{"$f":"IF(D1865+1>23,0,D1865+1)","v":10},"March 19, 2019 10:00","2019-03-19T10:00:00",78.1,70.3,66.9,99.5,34.31,0.0731,0.67,13.87]
["March",19,"11AM to 12PM",11,"March 19, 2019 11:00","2019-03-19T11:00:00",78.4,70.8,67.5,101.4,{"v":34.7,"d":"34.70"},0.0731,0.68,13.88]
["March",19,"12PM to 1PM",12,"March 19, 2019 12:00","2019-03-19T12:00:00",78.6,70.9,67.6,102.1,34.85,{"v":0.073,"d":"0.0730"},0.68,13.89]
["March",19,"1PM to 2PM",13,"March 19, 2019 13:00","2019-03-19T13:00:00",{"v":79,"d":"79.0"},71.3,{"v":68,"d":"68.0"},103.4,35.14,{"v":0.073,"d":"0.0730"},0.69,{"v":13.9,"d":"13.90"}]
["March",19,"2PM to 3PM",14,"March 19, 2019 14:00","2019-03-19T14:00:00",78.6,70.9,67.6,102.1,34.85,{"v":0.073,"d":"0.0730"},0.68,13.89]
["March",19,"3PM to 4PM",15,"March 19, 2019 15:00","2019-03-19T15:00:00",78.4,70.8,67.5,101.4,{"v":34.7,"d":"34.70"},0.0731,0.68,13.88]
["March",19,"4PM to 5PM",16,"March 19, 2019 16:00","2019-03-19T16:00:00",78.1,70.3,66.9,99.5,34.31,0.0731,0.67,13.87]
["March",19,"5PM to 6PM",17,"March 19, 2019 17:00","2019-03-19T17:00:00",76.1,69.7,66.9,99.5,33.82,0.0734,0.67,13.82]
["March",19,"6PM to 7PM",18,"March 19, 2019 18:00","2019-03-19T18:00:00",73.9,{"v":69,"d":"69.0"},66.7,98.9,33.19,0.0737,0.66,13.76]
["March",19,"7PM to 8PM",19,"March 19, 2019 19:00","2019-03-19T19:00:00",{"v":72,"d":"72.0"},67.9,{"v":66,"d":"66.0"},96.4,32.32,{"v":0.074,"d":"0.0740"},0.64,{"v":13.7,"d":"13.70"}]
["March",19,"8PM to 9PM",20,"March 19, 2019 20:00","2019-03-19T20:00:00",71.1,67.9,66.4,97.6,32.29,0.0741,0.65,13.68]
["March",19,"9PM to 10PM",21,"March 19, 2019 21:00","2019-03-19T21:00:00",{"v":70,"d":"70.0"},67.3,{"v":66,"d":"66.0"},96.4,31.83,0.0743,0.64,13.65]
["March",19,"10PM to 11PM",22,"March 19, 2019 22:00","2019-03-19T22:00:00",69.1,{"v":67,"d":"67.0"},{"v":66,"d":"66.0"},96.4,31.61,0.0744,0.64,13.63]
["March",19,"11PM to 12AM",23,"March 19, 2019 23:00","2019-03-19T23:00:00",68.7,66.9,{"v":66,"d":"66.0"},96.4,31.52,0.0744,0.64,13.62]
["March",20,"12AM to 1AM",0,"March 20, 2019 0:00","2019-03-20",68.4,66.8,{"v":66,"d":"66.0"},96.4,31.43,0.0745,0.64,13.61]
["March",20,"1AM to 2AM",1,"March 20, 2019 1:00","2019-03-20T01:00:00",{"v":68,"d":"68.0"},66.7,{"v":66,"d":"66.0"},96.4,31.34,0.0745,0.64,{"v":13.6,"d":"13.60"}]
["March",20,"2AM to 3AM",2,"March 20, 2019 2:00","2019-03-20T02:00:00",67.3,66.1,65.5,94.5,30.88,0.0747,0.63,13.58]
["March",20,"3AM to 4AM",3,"March 20, 2019 3:00","2019-03-20T03:00:00",66.7,{"v":66,"d":"66.0"},65.7,95.1,30.84,0.0747,0.64,13.56]
["March",20,"4AM to 5AM",4,"March 20, 2019 4:00","2019-03-20T04:00:00",{"v":66,"d":"66.0"},65.3,64.9,92.7,30.29,0.0748,0.62,13.54]
["March",20,"5AM to 6AM",5,"March 20, 2019 5:00","2019-03-20T05:00:00",67.1,66.1,65.7,95.1,30.93,0.0747,0.64,13.57]
["March",20,"6AM to 7AM",6,"March 20, 2019 6:00","2019-03-20T06:00:00",{"v":68,"d":"68.0"},66.4,65.7,95.1,31.15,0.0746,0.64,{"v":13.6,"d":"13.60"}]
["March",20,"7AM to 8AM",7,"March 20, 2019 7:00","2019-03-20T07:00:00",69.1,{"v":67,"d":"67.0"},{"v":66,"d":"66.0"},96.4,31.61,0.0744,0.64,13.63]
["March",20,"8AM to 9AM",8,"March 20, 2019 8:00","2019-03-20T08:00:00",72.1,68.7,67.1,100.1,32.95,0.0739,0.67,13.72]
["March",20,"9AM to 10AM",9,"March 20, 2019 9:00","2019-03-20T09:00:00",{"v":75,"d":"75.0"},69.7,67.3,100.8,33.76,0.0735,0.67,13.79]
["March",20,"10AM to 11AM",10,"March 20, 2019 10:00","2019-03-20T10:00:00",78.1,{"v":71,"d":"71.0"},{"v":68,"d":"68.0"},103.4,34.92,0.0731,0.69,13.88]
["March",20,"11AM to 12PM",11,"March 20, 2019 11:00","2019-03-20T11:00:00",78.1,{"v":71,"d":"71.0"},{"v":68,"d":"68.0"},103.4,34.92,0.0731,0.69,13.88]
["March",20,"12PM to 1PM",12,"March 20, 2019 12:00","2019-03-20T12:00:00",78.1,{"v":71,"d":"71.0"},{"v":68,"d":"68.0"},103.4,34.92,0.0731,0.69,13.88]
["March",20,"1PM to 2PM",13,"March 20, 2019 13:00","2019-03-20T13:00:00",78.1,{"v":71,"d":"71.0"},{"v":68,"d":"68.0"},103.4,34.92,0.0731,0.69,13.88]
["March",20,"2PM to 3PM",14,"March 20, 2019 14:00","2019-03-20T14:00:00",77.7,71.2,68.4,104.7,35.03,0.0731,{"v":0.7,"d":"0.70"},13.88]
["March",20,"3PM to 4PM",15,"March 20, 2019 15:00","2019-03-20T15:00:00",77.4,71.2,68.5,105.3,35.05,0.0732,{"v":0.7,"d":"0.70"},13.87]
["March",20,"4PM to 5PM",16,"March 20, 2019 16:00","2019-03-20T16:00:00",{"v":77,"d":"77.0"},71.4,69.1,107.4,35.28,0.0732,0.72,13.87]
["March",20,"5PM to 6PM",17,"March 20, 2019 17:00","2019-03-20T17:00:00",76.3,70.9,68.5,105.3,34.78,0.0733,{"v":0.7,"d":"0.70"},13.84]
["March",20,"6PM to 7PM",18,"March 20, 2019 18:00","2019-03-20T18:00:00",75.7,70.6,68.4,104.7,34.55,0.0734,{"v":0.7,"d":"0.70"},13.82]
["March",20,"7PM to 8PM",19,"March 20, 2019 19:00","2019-03-20T19:00:00",{"v":75,"d":"75.0"},70.1,{"v":68,"d":"68.0"},103.4,34.16,0.0735,0.69,{"v":13.8,"d":"13.80"}]
["March",20,"8PM to 9PM",20,"March 20, 2019 20:00","2019-03-20T20:00:00",{"v":75,"d":"75.0"},70.7,68.9,106.7,34.68,0.0735,0.71,13.81]
["March",20,"9PM to 10PM",21,"March 20, 2019 21:00","2019-03-20T21:00:00",{"v":75,"d":"75.0"},71.1,69.4,108.7,{"v":35,"d":"35.00"},0.0735,0.73,13.82]
["March",20,"10PM to 11PM",22,"March 20, 2019 22:00","2019-03-20T22:00:00",{"v":75,"d":"75.0"},71.5,{"v":70,"d":"70.0"},110.8,35.33,0.0735,0.74,13.83]
["March",20,"11PM to 12AM",23,"March 20, 2019 23:00","2019-03-20T23:00:00",{"v":75,"d":"75.0"},71.8,70.5,112.9,35.66,0.0735,0.75,13.83]
["March",21,"12AM to 1AM",0,"March 21, 2019 0:00","2019-03-21",{"v":75,"d":"75.0"},71.8,70.5,112.9,35.66,0.0735,0.75,13.83]
["March",21,"1AM to 2AM",1,"March 21, 2019 1:00","2019-03-21T01:00:00",{"v":75,"d":"75.0"},72.2,71.1,115.1,35.99,0.0735,0.77,13.84]
["March",21,"2AM to 3AM",2,"March 21, 2019 2:00","2019-03-21T02:00:00",{"v":75,"d":"75.0"},71.8,70.5,112.9,35.66,0.0735,0.75,13.83]
["March",21,"3AM to 4AM",3,"March 21, 2019 3:00","2019-03-21T03:00:00",{"v":75,"d":"75.0"},71.8,70.5,112.9,35.66,0.0735,0.75,13.83]
["March",21,"4AM to 5AM",4,"March 21, 2019 4:00","2019-03-21T04:00:00",{"v":75,"d":"75.0"},71.5,{"v":70,"d":"70.0"},110.8,35.33,0.0735,0.74,13.83]
["March",21,"5AM to 6AM",5,"March 21, 2019 5:00","2019-03-21T05:00:00",{"v":75,"d":"75.0"},71.3,69.8,110.1,35.22,0.0735,0.73,13.82]
["March",21,"6AM to 7AM",6,"March 21, 2019 6:00","2019-03-21T06:00:00",{"v":75,"d":"75.0"},71.1,69.4,108.7,{"v":35,"d":"35.00"},0.0735,0.73,13.82]
["March",21,"7AM to 8AM",7,"March 21, 2019 7:00","2019-03-21T07:00:00",{"v":75,"d":"75.0"},70.8,69.1,107.4,34.79,0.0735,0.72,13.81]
["March",21,"8AM to 9AM",8,"March 21, 2019 8:00","2019-03-21T08:00:00",76.6,71.7,69.6,109.4,35.51,0.0733,0.73,13.86]
["March",21,"9AM to 10AM",9,"March 21, 2019 9:00","2019-03-21T09:00:00",78.4,72.3,69.8,110.1,36.06,{"v":0.073,"d":"0.0730"},0.73,13.91]
["March",21,"10AM to 11AM",10,"March 21, 2019 10:00","2019-03-21T10:00:00",80.1,72.9,{"v":70,"d":"70.0"},110.8,36.57,0.0728,0.74,13.96]
["March",21,"11AM to 12PM",11,"March 21, 2019 11:00","2019-03-21T11:00:00",80.4,73.1,70.2,111.5,36.77,0.0727,0.74,13.97]
["March",21,"12PM to 1PM",12,"March 21, 2019 12:00","2019-03-21T12:00:00",80.6,{"v":73,"d":"73.0"},{"v":70,"d":"70.0"},110.8,{"v":36.7,"d":"36.70"},0.0727,0.74,13.97]
["March",21,"1PM to 2PM",13,"March 21, 2019 13:00","2019-03-21T13:00:00",{"v":81,"d":"81.0"},73.1,{"v":70,"d":"70.0"},110.8,36.79,0.0727,0.74,13.98]
["March",21,"2PM to 3PM",14,"March 21, 2019 14:00","2019-03-21T14:00:00",80.2,72.9,{"v":70,"d":"70.0"},110.8,36.62,0.0728,0.74,13.96]
["March",21,"3PM to 4PM",15,"March 21, 2019 15:00","2019-03-21T15:00:00",79.7,72.8,{"v":70,"d":"70.0"},110.8,36.48,0.0728,0.74,13.95]
["March",21,"4PM to 5PM",16,"March 21, 2019 16:00","2019-03-21T16:00:00",{"v":79,"d":"79.0"},72.6,{"v":70,"d":"70.0"},110.8,{"v":36.3,"d":"36.30"},0.0729,0.74,13.93]
["March",21,"5PM to 6PM",17,"March 21, 2019 17:00","2019-03-21T17:00:00",77.9,72.4,70.2,111.5,36.15,0.0731,0.74,{"v":13.9,"d":"13.90"}]
["March",21,"6PM to 7PM",18,"March 21, 2019 18:00","2019-03-21T18:00:00",{"v":77,"d":"77.0"},{"v":72,"d":"72.0"},{"v":70,"d":"70.0"},110.8,35.81,0.0732,0.74,13.88]
["March",21,"7PM to 8PM",19,"March 21, 2019 19:00","2019-03-21T19:00:00",75.9,71.7,{"v":70,"d":"70.0"},110.8,35.55,0.0734,0.74,13.85]
["March",21,"8PM to 9PM",20,"March 21, 2019 20:00","2019-03-21T20:00:00",75.9,71.7,{"v":70,"d":"70.0"},110.8,35.55,0.0734,0.74,13.85]
["March",21,"9PM to 10PM",21,"March 21, 2019 21:00","2019-03-21T21:00:00",75.9,71.7,{"v":70,"d":"70.0"},110.8,35.55,0.0734,0.74,13.85]
["March",21,"10PM to 11PM",22,"March 21, 2019 22:00","2019-03-21T22:00:00",75.9,71.7,{"v":70,"d":"70.0"},110.8,35.55,0.0734,0.74,13.85]
["March",21,"11PM to 12AM",23,"March 21, 2019 23:00","2019-03-21T23:00:00",75.6,71.4,69.6,109.4,35.24,0.0734,0.73,13.83]
["March",22,"12AM to 1AM",0,"March 22, 2019 0:00","2019-03-22",75.4,71.2,69.4,108.7,35.09,0.0734,0.73,13.83]
["March",22,"1AM to 2AM",1,{"$f":"A1929&\" \"&B1929&\", \"&$D$5&\" \"&D1929&\":00\"","v":"March 22, 2019 1:00"},{"$f":"DATEVALUE(E1929)+TIMEVALUE(E1929)","v":"2019-03-22T01:00:00"},{"v":75,"d":"75.0"},70.8,69.1,107.4,34.79,0.0735,0.72,13.81]
["March",22,"2AM to 3AM",{"$f":"IF(D1929+1>23,0,D1929+1)","v":2},"March 22, 2019 2:00","2019-03-22T02:00:00",{"v":75,"d":"75.0"},71.1,69.4,108.7,{"v":35,"d":"35.00"},0.0735,0.73,13.82]
["March",22,"3AM to 4AM",3,"March 22, 2019 3:00","2019-03-22T03:00:00",{"v":75,"d":"75.0"},71.3,69.8,110.1,35.22,0.0735,0.73,13.82]
["March",22,"4AM to 5AM",4,"March 22, 2019 4:00","2019-03-22T04:00:00",{"v":75,"d":"75.0"},71.5,{"v":70,"d":"70.0"},110.8,35.33,0.0735,0.74,13.83]
["March",22,"5AM to 6AM",5,"March 22, 2019 5:00","2019-03-22T05:00:00",75.7,{"v":72,"d":"72.0"},70.5,112.9,35.83,0.0734,0.75,13.85]
["March",22,"6AM to 7AM",6,"March 22, 2019 6:00","2019-03-22T06:00:00",76.3,72.3,70.7,113.6,36.08,0.0733,0.76,13.87]
["March",22,"7AM to 8AM",7,"March 22, 2019 7:00","2019-03-22T07:00:00",{"v":77,"d":"77.0"},72.8,71.1,115.1,36.48,0.0732,0.77,13.89]
["March",22,"8AM to 9AM",8,"March 22, 2019 8:00","2019-03-22T08:00:00",78.3,73.2,71.2,115.8,36.91,{"v":0.073,"d":"0.0730"},0.77,13.92]
["March",22,"9AM to 10AM",9,"March 22, 2019 9:00","2019-03-22T09:00:00",79.7,73.5,71.1,115.1,37.15,0.0728,0.77,13.96]
["March",22,"10AM to 11AM",10,"March 22, 2019 10:00","2019-03-22T10:00:00",{"v":81,"d":"81.0"},73.9,71.1,115.1,37.46,0.0726,0.77,13.99]
["March",22,"11AM to 12PM",11,"March 22, 2019 11:00","2019-03-22T11:00:00",81.3,73.9,71.1,115.1,37.55,0.0726,0.77,{"v":14,"d":"14.00"}]
["March",22,"12PM to 1PM",12,"March 22, 2019 12:00","2019-03-22T12:00:00",81.7,73.9,70.9,114.3,37.53,0.0726,0.76,14.01]
["March",22,"1PM to 2PM",13,"March 22, 2019 13:00","2019-03-22T13:00:00",{"v":82,"d":"82.0"},74.1,71.1,115.1,37.73,0.0725,0.77,14.02]
["March",22,"2PM to 3PM",14,"March 22, 2019 14:00","2019-03-22T14:00:00",{"v":81,"d":"81.0"},73.9,71.1,115.1,37.46,0.0726,0.77,13.99]
["March",22,"3PM to 4PM",15,"March 22, 2019 15:00","2019-03-22T15:00:00",80.1,73.6,71.1,115.1,37.24,0.0728,0.77,13.97]
["March",22,"4PM to 5PM",16,"March 22, 2019 16:00","2019-03-22T16:00:00",{"v":79,"d":"79.0"},73.3,71.1,115.1,36.97,0.0729,0.77,13.94]
["March",22,"5PM to 6PM",17,"March 22, 2019 17:00","2019-03-22T17:00:00",78.3,73.2,71.2,115.8,36.91,{"v":0.073,"d":"0.0730"},0.77,13.92]
["March",22,"6PM to 7PM",18,"March 22, 2019 18:00","2019-03-22T18:00:00",77.7,{"v":73,"d":"73.0"},71.1,115.1,36.66,0.0731,0.77,13.91]
["March",22,"7PM to 8PM",19,"March 22, 2019 19:00","2019-03-22T19:00:00",{"v":77,"d":"77.0"},72.8,71.1,115.1,36.48,0.0732,0.77,13.89]
["March",22,"8PM to 9PM",20,"March 22, 2019 20:00","2019-03-22T20:00:00",{"v":77,"d":"77.0"},72.8,71.1,115.1,36.48,0.0732,0.77,13.89]
["March",22,"9PM to 10PM",21,"March 22, 2019 21:00","2019-03-22T21:00:00",{"v":77,"d":"77.0"},72.8,71.1,115.1,36.48,0.0732,0.77,13.89]
["March",22,"10PM to 11PM",22,"March 22, 2019 22:00","2019-03-22T22:00:00",{"v":77,"d":"77.0"},72.8,71.1,115.1,36.48,0.0732,0.77,13.89]
["March",22,"11PM to 12AM",23,"March 22, 2019 23:00","2019-03-22T23:00:00",75.7,72.5,71.2,115.8,36.28,0.0733,0.77,13.86]
["March",23,"12AM to 1AM",0,"March 23, 2019 0:00","2019-03-23",74.3,71.9,70.9,114.3,{"v":35.7,"d":"35.70"},0.0736,0.76,13.82]
["March",23,"1AM to 2AM",1,"March 23, 2019 1:00","2019-03-23T01:00:00",{"v":73,"d":"73.0"},71.6,71.1,115.1,{"v":35.5,"d":"35.50"},0.0737,0.77,13.79]
["March",23,"2AM to 3AM",2,"March 23, 2019 2:00","2019-03-23T02:00:00",{"v":72,"d":"72.0"},70.4,69.8,110.1,34.46,0.0739,0.73,13.74]
["March",23,"3AM to 4AM",3,"March 23, 2019 3:00","2019-03-23T03:00:00",71.1,69.6,68.9,106.7,{"v":33.7,"d":"33.70"},0.0741,0.71,13.71]
["March",23,"4AM to 5AM",4,"March 23, 2019 4:00","2019-03-23T04:00:00",{"v":70,"d":"70.0"},68.6,{"v":68,"d":"68.0"},103.4,32.92,0.0742,0.69,13.67]
["March",23,"5AM to 6AM",5,"March 23, 2019 5:00","2019-03-23T05:00:00",71.1,68.9,{"v":68,"d":"68.0"},103.4,33.19,0.0741,0.69,{"v":13.7,"d":"13.70"}]
["March",23,"6AM to 7AM",6,"March 23, 2019 6:00","2019-03-23T06:00:00",{"v":72,"d":"72.0"},69.1,67.8,102.7,33.31,{"v":0.074,"d":"0.0740"},0.69,13.72]
["March",23,"7AM to 8AM",7,"March 23, 2019 7:00","2019-03-23T07:00:00",{"v":73,"d":"73.0"},69.5,{"v":68,"d":"68.0"},103.4,33.67,0.0738,0.69,13.75]
["March",23,"8AM to 9AM",8,"March 23, 2019 8:00","2019-03-23T08:00:00",75.4,70.2,{"v":68,"d":"68.0"},103.4,34.25,0.0735,0.69,13.81]
["March",23,"9AM to 10AM",9,"March 23, 2019 9:00","2019-03-23T09:00:00",77.7,70.7,67.6,102.1,34.62,0.0732,0.68,13.87]
["March",23,"10AM to 11AM",10,"March 23, 2019 10:00","2019-03-23T10:00:00",80.1,70.9,66.9,99.5,{"v":34.8,"d":"34.80"},0.0729,0.67,13.92]
["March",23,"11AM to 12PM",11,"March 23, 2019 11:00","2019-03-23T11:00:00",80.8,70.9,66.6,98.2,34.78,0.0728,0.66,13.93]
["March",23,"12PM to 1PM",12,"March 23, 2019 12:00","2019-03-23T12:00:00",81.3,70.2,65.1,93.3,34.14,0.0727,0.63,13.93]
["March",23,"1PM to 2PM",13,"March 23, 2019 13:00","2019-03-23T13:00:00",{"v":82,"d":"82.0"},69.7,{"v":64,"d":"64.0"},89.8,33.77,0.0727,{"v":0.6,"d":"0.60"},13.94]
["March",23,"2PM to 3PM",14,"March 23, 2019 14:00","2019-03-23T14:00:00",81.3,69.3,63.7,88.7,33.41,0.0728,0.59,13.92]
["March",23,"3PM to 4PM",15,"March 23, 2019 15:00","2019-03-23T15:00:00",80.8,68.5,62.6,85.3,32.75,0.0728,0.57,13.89]
["March",23,"4PM to 5PM",16,"March 23, 2019 16:00","2019-03-23T16:00:00",80.1,{"v":68,"d":"68.0"},62.1,83.6,32.32,{"v":0.073,"d":"0.0730"},0.56,13.87]
["March",23,"5PM to 6PM",17,"March 23, 2019 17:00","2019-03-23T17:00:00",77.4,66.5,{"v":61,"d":"61.0"},80.5,31.16,0.0733,0.54,13.79]
["March",23,"6PM to 7PM",18,"March 23, 2019 18:00","2019-03-23T18:00:00",74.7,65.3,60.4,78.9,30.25,0.0737,0.53,13.72]
["March",23,"7PM to 8PM",19,"March 23, 2019 19:00","2019-03-23T19:00:00",{"v":72,"d":"72.0"},63.6,{"v":59,"d":"59.0"},74.9,28.96,0.0741,{"v":0.5,"d":"0.50"},13.64]
["March",23,"8PM to 9PM",20,"March 23, 2019 20:00","2019-03-23T20:00:00",71.2,63.6,59.4,75.9,28.94,0.0742,0.51,13.62]
["March",23,"9PM to 10PM",21,"March 23, 2019 21:00","2019-03-23T21:00:00",70.7,63.8,60.1,77.9,29.12,0.0743,0.52,13.61]
["March",23,"10PM to 11PM",22,"March 23, 2019 22:00","2019-03-23T22:00:00",{"v":70,"d":"70.0"},63.6,60.1,77.9,28.94,0.0744,0.52,13.59]
["March",23,"11PM to 12AM",23,"March 23, 2019 23:00","2019-03-23T23:00:00",69.3,{"v":63,"d":"63.0"},59.5,76.4,28.53,0.0745,0.51,13.57]
["March",24,"12AM to 1AM",0,"March 24, 2019 0:00","2019-03-24",68.7,62.5,{"v":59,"d":"59.0"},74.9,28.17,0.0746,{"v":0.5,"d":"0.50"},13.55]
["March",24,"1AM to 2AM",1,"March 24, 2019 1:00","2019-03-24T01:00:00",{"v":68,"d":"68.0"},61.6,57.9,{"v":72,"d":"72.0"},27.54,0.0747,0.48,13.53]
["March",24,"2AM to 3AM",2,"March 24, 2019 2:00","2019-03-24T02:00:00",65.3,60.9,58.3,72.9,27.03,0.0751,0.49,13.46]
["March",24,"3AM to 4AM",3,"March 24, 2019 3:00","2019-03-24T03:00:00",62.8,60.2,58.6,73.9,26.56,0.0754,{"v":0.5,"d":"0.50"},{"v":13.4,"d":"13.40"}]
["March",24,"4AM to 5AM",4,"March 24, 2019 4:00","2019-03-24T04:00:00",60.1,58.7,57.9,{"v":72,"d":"72.0"},{"v":25.6,"d":"25.60"},0.0758,0.48,13.32]
["March",24,"5AM to 6AM",5,"March 24, 2019 5:00","2019-03-24T05:00:00",62.4,{"v":60,"d":"60.0"},58.6,73.9,26.47,0.0755,{"v":0.5,"d":"0.50"},13.39]
["March",24,"6AM to 7AM",6,"March 24, 2019 6:00","2019-03-24T06:00:00",64.6,{"v":61,"d":"61.0"},{"v":59,"d":"59.0"},74.9,27.16,0.0752,{"v":0.5,"d":"0.50"},13.45]
["March",24,"7AM to 8AM",7,"March 24, 2019 7:00","2019-03-24T07:00:00",66.9,61.9,{"v":59,"d":"59.0"},74.9,27.73,0.0748,{"v":0.5,"d":"0.50"},13.51]
["March",24,"8AM to 9AM",8,"March 24, 2019 8:00","2019-03-24T08:00:00",70.7,63.1,58.8,74.4,28.58,0.0743,{"v":0.5,"d":"0.50"},{"v":13.6,"d":"13.60"}]
["March",24,"9AM to 10AM",9,"March 24, 2019 9:00","2019-03-24T09:00:00",74.3,63.4,57.2,70.1,28.79,0.0738,0.47,13.68]
["March",24,"10AM to 11AM",10,"March 24, 2019 10:00","2019-03-24T10:00:00",78.1,63.5,{"v":55,"d":"55.0"},64.8,28.88,0.0733,0.44,13.76]
["March",24,"11AM to 12PM",11,"March 24, 2019 11:00","2019-03-24T11:00:00",78.4,64.5,56.7,68.7,29.59,0.0733,0.46,13.78]
["March",24,"12PM to 1PM",12,"March 24, 2019 12:00","2019-03-24T12:00:00",78.6,65.5,58.5,73.4,30.36,0.0732,0.49,{"v":13.8,"d":"13.80"}]
["March",24,"1PM to 2PM",13,"March 24, 2019 13:00","2019-03-24T13:00:00",{"v":79,"d":"79.0"},66.5,60.1,77.9,31.15,0.0731,0.52,13.82]
["March",24,"2PM to 3PM",14,"March 24, 2019 14:00","2019-03-24T14:00:00",78.3,66.1,59.7,76.9,30.81,0.0732,0.52,{"v":13.8,"d":"13.80"}]
["March",24,"3PM to 4PM",15,"March 24, 2019 15:00","2019-03-24T15:00:00",77.7,65.7,59.4,75.9,30.53,0.0733,0.51,13.79]
["March",24,"4PM to 5PM",16,"March 24, 2019 16:00","2019-03-24T16:00:00",{"v":77,"d":"77.0"},65.3,{"v":59,"d":"59.0"},74.9,{"v":30.2,"d":"30.20"},0.0734,{"v":0.5,"d":"0.50"},13.76]
["March",24,"5PM to 6PM",17,{"$f":"A1993&\" \"&B1993&\", \"&$D$5&\" \"&D1993&\":00\"","v":"March 24, 2019 17:00"},{"$f":"DATEVALUE(E1993)+TIMEVALUE(E1993)","v":"2019-03-24T17:00:00"},75.4,64.6,58.6,73.9,29.65,0.0737,{"v":0.5,"d":"0.50"},13.72]
["March",24,"6PM to 7PM",{"$f":"IF(D1993+1>23,0,D1993+1)","v":18},"March 24, 2019 18:00","2019-03-24T18:00:00",73.6,63.3,57.6,{"v":71,"d":"71.0"},28.76,0.0739,0.48,13.67]
["March",24,"7PM to 8PM",19,"March 24, 2019 19:00","2019-03-24T19:00:00",{"v":72,"d":"72.0"},62.5,{"v":57,"d":"57.0"},69.7,28.15,0.0742,0.47,13.62]
["March",24,"8PM to 9PM",20,"March 24, 2019 20:00","2019-03-24T20:00:00",{"v":70,"d":"70.0"},62.2,57.7,71.5,27.95,0.0744,0.48,13.57]
["March",24,"9PM to 10PM",21,"March 24, 2019 21:00","2019-03-24T21:00:00",{"v":68,"d":"68.0"},61.6,57.9,{"v":72,"d":"72.0"},27.54,0.0747,0.48,13.53]
["March",24,"10PM to 11PM",22,"March 24, 2019 22:00","2019-03-24T22:00:00",{"v":66,"d":"66.0"},60.9,57.9,{"v":72,"d":"72.0"},27.06,{"v":0.075,"d":"0.0750"},0.48,13.47]
["March",24,"11PM to 12AM",23,"March 24, 2019 23:00","2019-03-24T23:00:00",64.4,60.9,58.8,74.4,27.04,0.0752,{"v":0.5,"d":"0.50"},13.44]
["March",25,"12AM to 1AM",0,"March 25, 2019 0:00","2019-03-25",62.6,60.1,58.6,73.9,26.52,0.0755,{"v":0.5,"d":"0.50"},13.39]
["March",25,"1AM to 2AM",1,"March 25, 2019 1:00","2019-03-25T01:00:00",{"v":61,"d":"61.0"},59.7,{"v":59,"d":"59.0"},74.9,26.27,0.0757,{"v":0.5,"d":"0.50"},13.35]
["March",25,"5AM to 6AM",5,"March 25, 2019 5:00","2019-03-25T05:00:00",62.8,61.3,60.4,78.9,27.34,0.0754,0.53,13.41]
["March",25,"8AM to 9AM",8,"March 25, 2019 8:00","2019-03-25T08:00:00",71.6,65.1,61.7,82.6,30.07,0.0741,0.55,13.65]
["March",25,"12PM to 1PM",12,"March 25, 2019 12:00","2019-03-25T12:00:00",79.7,66.8,60.1,77.9,31.33,{"v":0.073,"d":"0.0730"},0.52,13.84]
["March",25,"3PM to 4PM",15,"March 25, 2019 15:00","2019-03-25T15:00:00",78.8,67.2,61.3,81.5,31.67,0.0731,0.55,13.83]
["March",25,"6PM to 7PM",18,"March 25, 2019 18:00","2019-03-25T18:00:00",73.9,65.4,{"v":61,"d":"61.0"},80.5,30.32,0.0738,0.54,{"v":13.7,"d":"13.70"}]
["March",25,"7PM to 8PM",19,"March 25, 2019 19:00","2019-03-25T19:00:00",{"v":72,"d":"72.0"},64.8,{"v":61,"d":"61.0"},80.5,29.83,0.0741,0.54,13.65]
["March",25,"10PM to 11PM",22,"March 25, 2019 22:00","2019-03-25T22:00:00",{"v":70,"d":"70.0"},64.1,{"v":61,"d":"61.0"},80.5,29.35,0.0744,0.54,{"v":13.6,"d":"13.60"}]
["March",26,"3AM to 4AM",3,"March 26, 2019 3:00","2019-03-26T03:00:00",64.8,62.7,61.5,{"v":82,"d":"82.0"},28.31,0.0751,0.55,13.47]
["March",26,"6AM to 7AM",6,"March 26, 2019 6:00","2019-03-26T06:00:00",{"v":68,"d":"68.0"},64.1,62.1,83.6,29.36,0.0746,0.56,13.56]
["March",26,"9AM to 10AM",9,"March 26, 2019 9:00","2019-03-26T09:00:00",76.6,{"v":67,"d":"67.0"},62.2,84.2,31.56,0.0734,0.57,13.78]
["March",26,"1PM to 2PM",13,"March 26, 2019 13:00","2019-03-26T13:00:00",{"v":81,"d":"81.0"},69.4,{"v":64,"d":"64.0"},89.8,{"v":33.5,"d":"33.50"},0.0728,{"v":0.6,"d":"0.60"},13.91]
["March",26,"4PM to 5PM",16,"March 26, 2019 16:00","2019-03-26T16:00:00",80.1,69.1,{"v":64,"d":"64.0"},89.8,33.28,0.0729,{"v":0.6,"d":"0.60"},13.89]
["March",26,"7PM to 8PM",19,"March 26, 2019 19:00","2019-03-26T19:00:00",{"v":75,"d":"75.0"},68.2,64.9,92.7,{"v":32.5,"d":"32.50"},0.0736,0.62,13.77]
["March",26,"11PM to 12AM",23,"March 26, 2019 23:00","2019-03-26T23:00:00",69.6,{"v":66,"d":"66.0"},64.2,90.4,30.81,0.0744,0.61,13.62]
["March",27,"12AM to 1AM",0,"March 27, 2019 0:00","2019-03-27",68.4,65.2,63.7,88.7,30.23,0.0745,0.59,13.59]
["March",27,"4AM to 5AM",4,"March 27, 2019 4:00","2019-03-27T04:00:00",64.9,63.1,62.1,83.6,28.61,0.0751,0.56,13.48]
["March",27,"7AM to 8AM",7,"March 27, 2019 7:00","2019-03-27T07:00:00",{"v":72,"d":"72.0"},67.2,64.9,92.7,31.75,{"v":0.074,"d":"0.0740"},0.62,13.69]
["March",27,"10AM to 11AM",{"$f":"IF(D2057+1>23,0,D2057+1)","v":10},"March 27, 2019 10:00","2019-03-27T10:00:00",{"v":79,"d":"79.0"},{"v":70,"d":"70.0"},{"v":66,"d":"66.0"},96.4,34.04,{"v":0.073,"d":"0.0730"},0.64,13.88]
["March",27,"2PM to 3PM",14,"March 27, 2019 14:00","2019-03-27T14:00:00",80.1,69.4,64.4,{"v":91,"d":"91.0"},33.46,0.0729,0.61,13.89]
["March",27,"5PM to 6PM",17,"March 27, 2019 17:00","2019-03-27T17:00:00",78.1,68.9,64.6,91.6,33.07,0.0732,0.61,13.84]
["March",27,"6PM to 7PM",18,"March 27, 2019 18:00","2019-03-27T18:00:00",75.9,68.5,65.1,93.3,32.82,0.0735,0.63,13.79]
["March",28,"12AM to 1AM",0,"March 28, 2019 0:00","2019-03-28",69.1,65.9,64.4,{"v":91,"d":"91.0"},30.77,0.0744,0.61,13.61]
["March",28,"1AM to 2AM",1,"March 28, 2019 1:00","2019-03-28T01:00:00",{"v":68,"d":"68.0"},65.4,{"v":64,"d":"64.0"},89.8,30.32,0.0746,{"v":0.6,"d":"0.60"},13.58]
["March",28,"5AM to 6AM",5,"March 28, 2019 5:00","2019-03-28T05:00:00",69.3,66.1,64.6,91.6,{"v":30.9,"d":"30.90"},0.0744,0.61,13.62]
["March",28,"8AM to 9AM",8,"March 28, 2019 8:00","2019-03-28T08:00:00",75.4,69.1,66.2,{"v":97,"d":"97.0"},33.25,0.0735,0.65,13.79]
["March",28,"11AM to 12PM",11,"March 28, 2019 11:00","2019-03-28T11:00:00",78.8,{"v":70,"d":"70.0"},{"v":66,"d":"66.0"},96.4,{"v":34,"d":"34.00"},{"v":0.073,"d":"0.0730"},0.64,13.88]
["March",28,"3PM to 4PM",15,"March 28, 2019 15:00","2019-03-28T15:00:00",79.3,70.5,66.6,98.2,34.42,{"v":0.073,"d":"0.0730"},0.66,{"v":13.9,"d":"13.90"}]
["March",28,"6PM to 7PM",18,"March 28, 2019 18:00","2019-03-28T18:00:00",{"v":77,"d":"77.0"},70.5,67.6,102.1,34.45,0.0733,0.68,13.85]
["March",28,"9PM to 10PM",21,"March 28, 2019 21:00","2019-03-28T21:00:00",74.7,69.1,66.6,98.2,33.27,0.0736,0.66,13.78]
["March",28,"11PM to 12AM",23,"March 28, 2019 23:00","2019-03-28T23:00:00",73.2,68.5,66.4,97.6,32.82,0.0738,0.65,13.74]
["March",29,"2AM to 3AM",2,"March 29, 2019 2:00","2019-03-29T02:00:00",71.2,67.8,66.2,{"v":97,"d":"97.0"},32.24,0.0741,0.65,13.68]
["March",29,"6AM to 7AM",6,"March 29, 2019 6:00","2019-03-29T06:00:00",73.4,67.8,65.1,93.3,{"v":32.2,"d":"32.20"},0.0738,0.63,13.73]
["March",29,"9AM to 10AM",9,"March 29, 2019 9:00","2019-03-29T09:00:00",77.7,71.2,68.4,104.7,35.03,0.0731,{"v":0.7,"d":"0.70"},13.88]
["March",29,"12PM to 1PM",12,"March 29, 2019 12:00","2019-03-29T12:00:00",79.7,72.4,69.4,108.7,36.16,0.0729,0.73,13.94]
["March",29,"4PM to 5PM",16,"March 29, 2019 16:00","2019-03-29T16:00:00",78.1,71.7,69.1,107.4,35.54,0.0731,0.72,13.89]
["March",29,"7PM to 8PM",19,"March 29, 2019 19:00","2019-03-29T19:00:00",{"v":77,"d":"77.0"},{"v":70,"d":"70.0"},66.9,99.5,34.05,0.0733,0.67,13.84]
["March",29,"10PM to 11PM",22,"March 29, 2019 22:00","2019-03-29T22:00:00",{"v":77,"d":"77.0"},69.4,{"v":66,"d":"66.0"},96.4,33.56,0.0733,0.64,13.83]
["March",30,"12AM to 1AM",0,"March 30, 2019 0:00","2019-03-30",{"v":75,"d":"75.0"},{"v":69,"d":"69.0"},66.2,{"v":97,"d":"97.0"},33.17,0.0736,0.65,13.78]
["March",30,"3AM to 4AM",3,"March 30, 2019 3:00","2019-03-30T03:00:00",74.7,68.4,65.5,94.5,32.69,0.0736,0.63,13.77]
["March",30,"7AM to 8AM",7,"March 30, 2019 7:00","2019-03-30T07:00:00",75.9,67.9,{"v":64,"d":"64.0"},89.8,32.27,0.0735,{"v":0.6,"d":"0.60"},13.78]
["March",30,"10AM to 11AM",10,"March 30, 2019 10:00","2019-03-30T10:00:00",82.9,68.9,62.1,83.6,33.02,0.0726,0.56,13.94]
["March",30,"2PM to 3PM",14,"March 30, 2019 14:00","2019-03-30T14:00:00",83.3,{"v":70,"d":"70.0"},63.9,89.2,33.99,0.0725,{"v":0.6,"d":"0.60"},13.97]
["March",30,"5PM to 6PM",17,"March 30, 2019 17:00","2019-03-30T17:00:00",80.4,69.1,63.9,89.2,33.28,0.0729,{"v":0.6,"d":"0.60"},{"v":13.9,"d":"13.90"}]
["March",30,"7PM to 8PM",19,"March 30, 2019 19:00","2019-03-30T19:00:00",{"v":77,"d":"77.0"},68.2,{"v":64,"d":"64.0"},89.8,32.53,0.0733,{"v":0.6,"d":"0.60"},13.81]
["March",30,"10PM to 11PM",22,"March 30, 2019 22:00","2019-03-30T22:00:00",{"v":77,"d":"77.0"},68.8,64.9,92.7,32.99,0.0733,0.62,13.82]
["March",31,"1AM to 2AM",1,"March 31, 2019 1:00","2019-03-31T01:00:00",{"v":75,"d":"75.0"},68.2,64.9,92.7,{"v":32.5,"d":"32.50"},0.0736,0.62,13.77]
["March",31,"4AM to 5AM",4,"March 31, 2019 4:00","2019-03-31T04:00:00",{"v":73,"d":"73.0"},65.8,62.1,83.6,{"v":30.6,"d":"30.60"},0.0739,0.56,13.69]
["March",31,"8AM to 9AM",8,"March 31, 2019 8:00","2019-03-31T08:00:00",80.1,67.4,{"v":61,"d":"61.0"},80.5,31.82,{"v":0.073,"d":"0.0730"},0.54,13.86]
["March",31,"11AM to 12PM",11,"March 31, 2019 11:00","2019-03-31T11:00:00",{"v":84,"d":"84.0"},68.3,60.4,78.9,32.54,0.0725,0.53,13.96]
["March",31,"3PM to 4PM",15,"March 31, 2019 15:00","2019-03-31T15:00:00",82.8,68.6,61.7,82.6,32.81,0.0726,0.55,13.94]
["March",31,"6PM to 7PM",18,"March 31, 2019 18:00","2019-03-31T18:00:00",{"v":77,"d":"77.0"},67.3,62.6,85.3,31.82,0.0734,0.57,{"v":13.8,"d":"13.80"}]
["March",31,"8PM to 9PM",20,"March 31, 2019 20:00","2019-03-31T20:00:00",73.9,65.8,61.7,82.6,30.65,0.0738,0.55,13.71]
["March",31,"11PM to 12AM",23,"March 31, 2019 23:00","2019-03-31T23:00:00",72.1,64.6,60.6,79.4,29.71,0.0741,0.53,13.65]
["April",1,"2AM to 3AM",2,"April 1, 2019 2:00","2019-04-01T02:00:00",69.4,62.3,58.3,72.9,28.04,0.0745,0.49,13.56]
["April",1,"6AM to 7AM",6,"April 1, 2019 6:00","2019-04-01T06:00:00",{"v":68,"d":"68.0"},58.9,53.1,60.2,{"v":25.7,"d":"25.70"},0.0748,0.41,13.49]
["April",1,"9AM to 10AM",9,"April 1, 2019 9:00","2019-04-01T09:00:00",75.9,62.3,{"v":54,"d":"54.0"},62.2,27.95,0.0737,0.42,{"v":13.7,"d":"13.70"}]
["April",1,"12PM to 1PM",12,"April 1, 2019 12:00","2019-04-01T12:00:00",{"v":77,"d":"77.0"},62.6,{"v":54,"d":"54.0"},62.2,28.21,0.0735,0.42,13.73]
["April",1,"4PM to 5PM",16,"April 1, 2019 16:00","2019-04-01T16:00:00",{"v":75,"d":"75.0"},62.5,{"v":55,"d":"55.0"},64.8,28.13,0.0738,0.44,13.68]
["April",1,"5PM to 6PM",17,{"$f":"A2185&\" \"&B2185&\", \"&$D$5&\" \"&D2185&\":00\"","v":"April 1, 2019 17:00"},{"$f":"DATEVALUE(E2185)+TIMEVALUE(E2185)","v":"2019-04-01T17:00:00"},{"v":73,"d":"73.0"},61.2,{"v":54,"d":"54.0"},62.2,27.25,0.0741,0.42,13.62]
["April",1,"11PM to 12AM",23,"April 1, 2019 23:00","2019-04-01T23:00:00",71.1,60.5,{"v":54,"d":"54.0"},62.2,26.77,0.0743,0.42,13.57]
["April",2,"12AM to 1AM",0,"April 2, 2019 0:00","2019-04-02",{"v":70,"d":"70.0"},59.1,{"v":52,"d":"52.0"},57.8,25.81,0.0745,0.39,13.53]
["April",2,"3AM to 4AM",3,"April 2, 2019 3:00","2019-04-02T03:00:00",69.1,59.8,{"v":54,"d":"54.0"},62.2,26.28,0.0746,0.42,13.52]
["April",2,"7AM to 8AM",7,"April 2, 2019 7:00","2019-04-02T07:00:00",{"v":73,"d":"73.0"},62.9,{"v":57,"d":"57.0"},69.7,28.41,{"v":0.074,"d":"0.0740"},0.47,13.65]
["April",2,"10AM to 11AM",10,"April 2, 2019 10:00","2019-04-02T10:00:00",80.1,65.7,57.9,{"v":72,"d":"72.0"},30.49,{"v":0.073,"d":"0.0730"},0.48,13.83]
["April",2,"1PM to 2PM",13,"April 2, 2019 13:00","2019-04-02T13:00:00",{"v":81,"d":"81.0"},{"v":65,"d":"65.0"},55.9,66.9,29.92,0.0729,0.45,13.84]
["April",2,"5PM to 6PM",17,"April 2, 2019 17:00","2019-04-02T17:00:00",73.9,63.7,57.9,{"v":72,"d":"72.0"},28.99,0.0739,0.48,13.68]
["April",2,"6PM to 7PM",18,"April 2, 2019 18:00","2019-04-02T18:00:00",{"v":72,"d":"72.0"},{"v":63,"d":"63.0"},57.9,{"v":72,"d":"72.0"},28.51,0.0741,0.48,13.63]
["April",3,"12AM to 1AM",0,"April 3, 2019 0:00","2019-04-03",71.1,62.2,{"v":57,"d":"57.0"},69.7,27.93,0.0743,0.47,{"v":13.6,"d":"13.60"}]
["April",3,"1AM to 2AM",1,"April 3, 2019 1:00","2019-04-03T01:00:00",{"v":70,"d":"70.0"},62.9,{"v":59,"d":"59.0"},74.9,28.48,0.0744,{"v":0.5,"d":"0.50"},13.58]
["April",3,"4AM to 5AM",4,"April 3, 2019 4:00","2019-04-03T04:00:00",{"v":70,"d":"70.0"},64.1,{"v":61,"d":"61.0"},80.5,29.35,0.0744,0.54,{"v":13.6,"d":"13.60"}]
["April",3,"8AM to 9AM",8,"April 3, 2019 8:00","2019-04-03T08:00:00",{"v":77,"d":"77.0"},66.4,{"v":61,"d":"61.0"},80.5,31.07,0.0734,0.54,13.78]
["April",3,"11AM to 12PM",11,"April 3, 2019 11:00","2019-04-03T11:00:00",80.1,67.4,{"v":61,"d":"61.0"},80.5,31.82,{"v":0.073,"d":"0.0730"},0.54,13.86]
["April",3,"2PM to 3PM",14,"April 3, 2019 14:00","2019-04-03T14:00:00",78.1,66.2,60.1,77.9,30.93,0.0733,0.52,{"v":13.8,"d":"13.80"}]
["April",3,"7PM to 8PM",19,"April 3, 2019 19:00","2019-04-03T19:00:00",{"v":73,"d":"73.0"},{"v":64,"d":"64.0"},{"v":59,"d":"59.0"},74.9,29.23,{"v":0.074,"d":"0.0740"},{"v":0.5,"d":"0.50"},13.66]
["April",3,"10PM to 11PM",22,"April 3, 2019 22:00","2019-04-03T22:00:00",{"v":70,"d":"70.0"},62.3,57.9,{"v":72,"d":"72.0"},28.03,0.0744,0.48,13.58]
["April",3,"11PM to 12AM",23,"April 3, 2019 23:00","2019-04-03T23:00:00",{"v":70,"d":"70.0"},62.9,{"v":59,"d":"59.0"},74.9,28.48,0.0744,{"v":0.5,"d":"0.50"},13.58]
["April",4,"2AM to 3AM",2,"April 4, 2019 2:00","2019-04-04T02:00:00",69.1,62.6,{"v":59,"d":"59.0"},74.9,28.26,0.0745,{"v":0.5,"d":"0.50"},13.56]
["April",4,"5AM to 6AM",5,"April 4, 2019 5:00","2019-04-04T05:00:00",{"v":68,"d":"68.0"},62.2,{"v":59,"d":"59.0"},74.9,27.99,0.0747,{"v":0.5,"d":"0.50"},13.53]
["April",4,"9AM to 10AM",9,{"$f":"A2249&\" \"&B2249&\", \"&$D$5&\" \"&D2249&\":00\"","v":"April 4, 2019 9:00"},{"$f":"DATEVALUE(E2249)+TIMEVALUE(E2249)","v":"2019-04-04T09:00:00"},{"v":77,"d":"77.0"},67.6,{"v":63,"d":"63.0"},86.4,{"v":32,"d":"32.00"},0.0734,0.58,{"v":13.8,"d":"13.80"}]
["April",4,"12PM to 1PM",12,"April 4, 2019 12:00","2019-04-04T12:00:00",82.9,68.3,{"v":61,"d":"61.0"},80.5,32.52,0.0726,0.54,13.93]
["April",4,"3PM to 4PM",15,"April 4, 2019 15:00","2019-04-04T15:00:00",{"v":82,"d":"82.0"},67.5,60.1,77.9,{"v":31.9,"d":"31.90"},0.0727,0.52,{"v":13.9,"d":"13.90"}]
["April",4,"8PM to 9PM",20,"April 4, 2019 20:00","2019-04-04T20:00:00",{"v":73,"d":"73.0"},65.1,{"v":61,"d":"61.0"},80.5,{"v":30.1,"d":"30.10"},0.0739,0.54,13.68]
["April",4,"11PM to 12AM",23,"April 4, 2019 23:00","2019-04-04T23:00:00",{"v":70,"d":"70.0"},65.3,{"v":63,"d":"63.0"},86.4,30.27,0.0743,0.58,13.62]
["April",5,"12AM to 1AM",0,"April 5, 2019 0:00","2019-04-05",71.1,64.5,{"v":61,"d":"61.0"},80.5,29.61,0.0742,0.54,13.63]
["April",5,"3AM to 4AM",3,"April 5, 2019 3:00","2019-04-05T03:00:00",69.1,64.5,62.1,83.6,29.62,0.0745,0.56,13.59]
["April",5,"6AM to 7AM",6,"April 5, 2019 6:00","2019-04-05T06:00:00",71.1,63.9,60.1,77.9,29.21,0.0742,0.52,13.62]
["April",5,"10AM to 11AM",10,"April 5, 2019 10:00","2019-04-05T10:00:00",{"v":82,"d":"82.0"},66.3,57.9,{"v":72,"d":"72.0"},30.98,0.0728,0.48,13.88]
["April",5,"1PM to 2PM",13,"April 5, 2019 13:00","2019-04-05T13:00:00",{"v":84,"d":"84.0"},{"v":66,"d":"66.0"},55.9,66.9,30.67,0.0725,0.45,13.92]
["April",5,"5PM to 6PM",17,"April 5, 2019 17:00","2019-04-05T17:00:00",{"v":77,"d":"77.0"},65.9,60.1,77.9,30.66,0.0734,0.52,13.77]
["April",5,"9PM to 10PM",21,"April 5, 2019 21:00","2019-04-05T21:00:00",{"v":73,"d":"73.0"},65.1,{"v":61,"d":"61.0"},80.5,{"v":30.1,"d":"30.10"},0.0739,0.54,13.68]
["April",6,"12AM to 1AM",0,"April 6, 2019 0:00","2019-04-06",{"v":73,"d":"73.0"},{"v":64,"d":"64.0"},{"v":59,"d":"59.0"},74.9,29.23,{"v":0.074,"d":"0.0740"},{"v":0.5,"d":"0.50"},13.66]
["April",6,"1AM to 2AM",1,"April 6, 2019 1:00","2019-04-06T01:00:00",{"v":73,"d":"73.0"},64.6,60.1,77.9,29.69,{"v":0.074,"d":"0.0740"},0.52,13.67]
["April",6,"4AM to 5AM",4,"April 6, 2019 4:00","2019-04-06T04:00:00",71.1,61.6,55.9,66.9,{"v":27.5,"d":"27.50"},0.0743,0.45,13.59]
["April",6,"7AM to 8AM",7,"April 6, 2019 7:00","2019-04-06T07:00:00",{"v":75,"d":"75.0"},{"v":64,"d":"64.0"},57.9,{"v":72,"d":"72.0"},29.26,0.0737,0.48,13.71]
["April",6,"11AM to 12PM",11,"April 6, 2019 11:00","2019-04-06T11:00:00",80.1,65.7,57.9,{"v":72,"d":"72.0"},30.49,{"v":0.073,"d":"0.0730"},0.48,13.83]
["April",6,"2PM to 3PM",14,"April 6, 2019 14:00","2019-04-06T14:00:00",{"v":82,"d":"82.0"},{"v":68,"d":"68.0"},{"v":61,"d":"61.0"},80.5,{"v":32.3,"d":"32.30"},0.0727,0.54,13.91]
["April",6,"6PM to 7PM",18,"April 6, 2019 18:00","2019-04-06T18:00:00",{"v":75,"d":"75.0"},67.6,{"v":64,"d":"64.0"},89.8,32.04,0.0736,{"v":0.6,"d":"0.60"},13.76]
["April",6,"10PM to 11PM",22,"April 6, 2019 22:00","2019-04-06T22:00:00",{"v":73,"d":"73.0"},66.3,{"v":63,"d":"63.0"},86.4,31.03,0.0739,0.58,{"v":13.7,"d":"13.70"}]
["April",7,"1AM to 2AM",1,{"$f":"A2313&\" \"&B2313&\", \"&$D$5&\" \"&D2313&\":00\"","v":"April 7, 2019 1:00"},{"$f":"DATEVALUE(E2313)+TIMEVALUE(E2313)","v":"2019-04-07T01:00:00"},73.9,65.4,{"v":61,"d":"61.0"},80.5,30.32,0.0738,0.54,{"v":13.7,"d":"13.70"}]
["April",7,"2AM to 3AM",{"$f":"IF(D2313+1>23,0,D2313+1)","v":2},"April 7, 2019 2:00","2019-04-07T02:00:00",{"v":73,"d":"73.0"},66.3,{"v":63,"d":"63.0"},86.4,31.03,0.0739,0.58,{"v":13.7,"d":"13.70"}]
["April",7,"5AM to 6AM",5,"April 7, 2019 5:00","2019-04-07T05:00:00",71.1,64.5,{"v":61,"d":"61.0"},80.5,29.61,0.0742,0.54,13.63]
["April",7,"8AM to 9AM",8,"April 7, 2019 8:00","2019-04-07T08:00:00",78.1,66.7,{"v":61,"d":"61.0"},80.5,31.33,0.0732,0.54,13.81]
["April",7,"12PM to 1PM",12,"April 7, 2019 12:00","2019-04-07T12:00:00",{"v":84,"d":"84.0"},68.6,{"v":61,"d":"61.0"},80.5,32.79,0.0724,0.54,13.96]
["April",7,"3PM to 4PM",15,"April 7, 2019 15:00","2019-04-07T15:00:00",82.9,69.4,{"v":63,"d":"63.0"},86.4,33.46,0.0726,0.58,13.95]
["April",7,"8PM to 9PM",20,"April 7, 2019 20:00","2019-04-07T20:00:00",73.9,67.8,64.9,92.7,32.24,0.0737,0.62,13.74]
["April",7,"11PM to 12AM",23,"April 7, 2019 23:00","2019-04-07T23:00:00",{"v":72,"d":"72.0"},68.5,66.9,99.5,{"v":32.8,"d":"32.80"},{"v":0.074,"d":"0.0740"},0.67,13.71]
["April",8,"2AM to 3AM",2,"April 8, 2019 2:00","2019-04-08T02:00:00",{"v":70,"d":"70.0"},66.6,64.9,92.7,31.26,0.0743,0.62,13.64]
["April",8,"3AM to 4AM",3,"April 8, 2019 3:00","2019-04-08T03:00:00",69.1,66.3,64.9,92.7,31.04,0.0744,0.62,13.62]
["April",8,"6AM to 7AM",6,"April 8, 2019 6:00","2019-04-08T06:00:00",{"v":73,"d":"73.0"},67.5,64.9,92.7,32.02,0.0739,0.62,13.72]
["April",8,"10AM to 11AM",10,"April 8, 2019 10:00","2019-04-08T10:00:00",{"v":82,"d":"82.0"},69.7,{"v":64,"d":"64.0"},89.8,33.77,0.0727,{"v":0.6,"d":"0.60"},13.94]
["April",8,"1PM to 2PM",13,"April 8, 2019 13:00","2019-04-08T13:00:00",{"v":82,"d":"82.0"},70.9,{"v":66,"d":"66.0"},96.4,{"v":34.8,"d":"34.80"},0.0726,0.64,13.96]
["April",8,"4PM to 5PM",16,"April 8, 2019 16:00","2019-04-08T16:00:00",{"v":79,"d":"79.0"},67.7,62.1,83.6,32.05,0.0731,0.56,13.84]
["April",8,"9PM to 10PM",21,"April 8, 2019 21:00","2019-04-08T21:00:00",{"v":73,"d":"73.0"},{"v":67,"d":"67.0"},{"v":64,"d":"64.0"},89.8,31.56,0.0739,{"v":0.6,"d":"0.60"},13.71]
["April",9,"12AM to 1AM",0,"April 9, 2019 0:00","2019-04-09",71.1,67.6,{"v":66,"d":"66.0"},96.4,32.09,0.0741,0.64,13.68]
["April",9,"3AM to 4AM",3,"April 9, 2019 3:00","2019-04-09T03:00:00",{"v":72,"d":"72.0"},{"v":66,"d":"66.0"},{"v":63,"d":"63.0"},86.4,30.76,0.0741,0.58,13.67]
["April",9,"4AM to 5AM",4,"April 9, 2019 4:00","2019-04-09T04:00:00",71.1,66.3,{"v":64,"d":"64.0"},89.8,31.07,0.0742,{"v":0.6,"d":"0.60"},13.66]
["April",9,"7AM to 8AM",7,"April 9, 2019 7:00","2019-04-09T07:00:00",{"v":75,"d":"75.0"},68.2,64.9,92.7,{"v":32.5,"d":"32.50"},0.0736,0.62,13.77]
["April",9,"11AM to 12PM",11,"April 9, 2019 11:00","2019-04-09T11:00:00",{"v":82,"d":"82.0"},69.7,{"v":64,"d":"64.0"},89.8,33.77,0.0727,{"v":0.6,"d":"0.60"},13.94]
["April",9,"1PM to 2PM",13,"April 9, 2019 13:00","2019-04-09T13:00:00",{"v":86,"d":"86.0"},68.1,{"v":59,"d":"59.0"},74.9,{"v":32.4,"d":"32.40"},0.0722,{"v":0.5,"d":"0.50"},{"v":14,"d":"14.00"}]
["April",9,"6PM to 7PM",{"$f":"IF(D2377+1>23,0,D2377+1)","v":18},"April 9, 2019 18:00","2019-04-09T18:00:00",75.9,67.9,{"v":64,"d":"64.0"},89.8,32.27,0.0735,{"v":0.6,"d":"0.60"},13.78]
["April",9,"10PM to 11PM",22,"April 9, 2019 22:00","2019-04-09T22:00:00",{"v":75,"d":"75.0"},66.9,{"v":63,"d":"63.0"},86.4,31.51,0.0736,0.58,13.75]
["April",10,"1AM to 2AM",1,"April 10, 2019 1:00","2019-04-10T01:00:00",73.9,67.3,{"v":64,"d":"64.0"},89.8,31.78,0.0738,{"v":0.6,"d":"0.60"},13.73]
["April",10,"4AM to 5AM",4,"April 10, 2019 4:00","2019-04-10T04:00:00",73.9,65.4,{"v":61,"d":"61.0"},80.5,30.32,0.0738,0.54,{"v":13.7,"d":"13.70"}]
["April",10,"5AM to 6AM",5,"April 10, 2019 5:00","2019-04-10T05:00:00",71.1,65.1,62.1,83.6,30.11,0.0742,0.56,13.64]
["April",10,"8AM to 9AM",8,"April 10, 2019 8:00","2019-04-10T08:00:00",{"v":81,"d":"81.0"},68.3,62.1,83.6,32.54,0.0728,0.56,13.89]
["April",10,"12PM to 1PM",12,"April 10, 2019 12:00","2019-04-10T12:00:00",82.9,69.4,{"v":63,"d":"63.0"},86.4,33.46,0.0726,0.58,13.95]
["April",10,"2PM to 3PM",14,"April 10, 2019 14:00","2019-04-10T14:00:00",{"v":84,"d":"84.0"},69.7,{"v":63,"d":"63.0"},86.4,33.72,0.0724,0.58,13.98]
["April",10,"7PM to 8PM",19,"April 10, 2019 19:00","2019-04-10T19:00:00",73.9,67.3,{"v":64,"d":"64.0"},89.8,31.78,0.0738,{"v":0.6,"d":"0.60"},13.73]
["April",10,"11PM to 12AM",23,"April 10, 2019 23:00","2019-04-10T23:00:00",{"v":73,"d":"73.0"},67.5,64.9,92.7,32.02,0.0739,0.62,13.72]
["April",11,"2AM to 3AM",2,"April 11, 2019 2:00","2019-04-11T02:00:00",69.1,66.3,64.9,92.7,31.04,0.0744,0.62,13.62]
["April",11,"3AM to 4AM",3,"April 11, 2019 3:00","2019-04-11T03:00:00",{"v":70,"d":"70.0"},66.6,64.9,92.7,31.26,0.0743,0.62,13.64]
["April",11,"6AM to 7AM",6,"April 11, 2019 6:00","2019-04-11T06:00:00",{"v":72,"d":"72.0"},67.2,64.9,92.7,31.75,{"v":0.074,"d":"0.0740"},0.62,13.69]
["April",11,"9AM to 10AM",9,"April 11, 2019 9:00","2019-04-11T09:00:00",{"v":79,"d":"79.0"},68.2,{"v":63,"d":"63.0"},86.4,32.48,0.0731,0.58,13.85]
["April",11,"3PM to 4PM",15,"April 11, 2019 15:00","2019-04-11T15:00:00",{"v":81,"d":"81.0"},{"v":70,"d":"70.0"},64.9,92.7,33.96,0.0728,0.62,13.92]
["April",11,"5PM to 6PM",17,"April 11, 2019 17:00","2019-04-11T17:00:00",{"v":77,"d":"77.0"},68.8,64.9,92.7,32.99,0.0733,0.62,13.82]
["April",11,"8PM to 9PM",20,"April 11, 2019 20:00","2019-04-11T20:00:00",{"v":73,"d":"73.0"},68.2,{"v":66,"d":"66.0"},96.4,32.58,0.0738,0.64,13.73]
["April",12,"12AM to 1AM",0,"April 12, 2019 0:00","2019-04-12",{"v":73,"d":"73.0"},{"v":67,"d":"67.0"},{"v":64,"d":"64.0"},89.8,31.56,0.0739,{"v":0.6,"d":"0.60"},13.71]
["April",12,"3AM to 4AM",3,"April 12, 2019 3:00","2019-04-12T03:00:00",{"v":68,"d":"68.0"},64.7,{"v":63,"d":"63.0"},86.4,29.79,0.0746,0.58,13.57]
["April",12,"4AM to 5AM",4,"April 12, 2019 4:00","2019-04-12T04:00:00",{"v":66,"d":"66.0"},63.4,62.1,83.6,28.87,0.0749,0.56,13.51]
["April",12,"7AM to 8AM",7,"April 12, 2019 7:00","2019-04-12T07:00:00",{"v":73,"d":"73.0"},67.5,64.9,92.7,32.02,0.0739,0.62,13.72]
["April",12,"10AM to 11AM",{"$f":"IF(D2441+1>23,0,D2441+1)","v":10},"April 12, 2019 10:00","2019-04-12T10:00:00",{"v":75,"d":"75.0"},70.8,69.1,107.4,34.79,0.0735,0.72,13.81]
["April",12,"4PM to 5PM",16,"April 12, 2019 16:00","2019-04-12T16:00:00",80.1,{"v":68,"d":"68.0"},62.1,83.6,32.32,{"v":0.073,"d":"0.0730"},0.56,13.87]
["April",12,"6PM to 7PM",18,"April 12, 2019 18:00","2019-04-12T18:00:00",{"v":75,"d":"75.0"},66.9,{"v":63,"d":"63.0"},86.4,31.51,0.0736,0.58,13.75]
["April",12,"10PM to 11PM",22,"April 12, 2019 22:00","2019-04-12T22:00:00",{"v":73,"d":"73.0"},66.3,{"v":63,"d":"63.0"},86.4,31.03,0.0739,0.58,{"v":13.7,"d":"13.70"}]
["April",13,"1AM to 2AM",1,"April 13, 2019 1:00","2019-04-13T01:00:00",{"v":72,"d":"72.0"},{"v":66,"d":"66.0"},{"v":63,"d":"63.0"},86.4,30.76,0.0741,0.58,13.67]
["April",13,"4AM to 5AM",4,"April 13, 2019 4:00","2019-04-13T04:00:00",71.1,66.3,{"v":64,"d":"64.0"},89.8,31.07,0.0742,{"v":0.6,"d":"0.60"},13.66]
["April",13,"5AM to 6AM",5,"April 13, 2019 5:00","2019-04-13T05:00:00",{"v":70,"d":"70.0"},66.6,64.9,92.7,31.26,0.0743,0.62,13.64]
["April",13,"8AM to 9AM",8,"April 13, 2019 8:00","2019-04-13T08:00:00",{"v":77,"d":"77.0"},68.2,{"v":64,"d":"64.0"},89.8,32.53,0.0733,{"v":0.6,"d":"0.60"},13.81]
["April",13,"1PM to 2PM",13,"April 13, 2019 13:00","2019-04-13T13:00:00",{"v":82,"d":"82.0"},69.1,{"v":63,"d":"63.0"},86.4,33.23,0.0727,0.58,13.93]
["April",13,"4PM to 5PM",16,"April 13, 2019 16:00","2019-04-13T16:00:00",80.1,{"v":68,"d":"68.0"},62.1,83.6,32.32,{"v":0.073,"d":"0.0730"},0.56,13.87]
["April",13,"7PM to 8PM",19,"April 13, 2019 19:00","2019-04-13T19:00:00",{"v":72,"d":"72.0"},66.6,{"v":64,"d":"64.0"},89.8,31.29,{"v":0.074,"d":"0.0740"},{"v":0.6,"d":"0.60"},13.68]
["April",13,"11PM to 12AM",23,"April 13, 2019 23:00","2019-04-13T23:00:00",{"v":73,"d":"73.0"},65.8,62.1,83.6,{"v":30.6,"d":"30.60"},0.0739,0.56,13.69]
["April",14,"2AM to 3AM",2,"April 14, 2019 2:00","2019-04-14T02:00:00",{"v":72,"d":"72.0"},65.4,62.1,83.6,30.33,0.0741,0.56,13.66]
["April",14,"5AM to 6AM",5,"April 14, 2019 5:00","2019-04-14T05:00:00",69.1,64.5,62.1,83.6,29.62,0.0745,0.56,13.59]
["April",14,"6AM to 7AM",6,"April 14, 2019 6:00","2019-04-14T06:00:00",71.1,65.7,{"v":63,"d":"63.0"},86.4,30.54,0.0742,0.58,13.65]
["April",14,"9AM to 10AM",9,"April 14, 2019 9:00","2019-04-14T09:00:00",{"v":77,"d":"77.0"},67.6,{"v":63,"d":"63.0"},86.4,{"v":32,"d":"32.00"},0.0734,0.58,{"v":13.8,"d":"13.80"}]
["April",14,"2PM to 3PM",14,"April 14, 2019 14:00","2019-04-14T14:00:00",82.9,67.8,60.1,77.9,32.12,0.0726,0.52,13.93]
["April",14,"5PM to 6PM",17,"April 14, 2019 17:00","2019-04-14T17:00:00",78.1,67.4,62.1,83.6,31.83,0.0732,0.56,13.82]
["April",14,"8PM to 9PM",20,"April 14, 2019 20:00","2019-04-14T20:00:00",{"v":75,"d":"75.0"},66.4,62.1,83.6,31.08,0.0736,0.56,13.74]
["April",15,"12AM to 1AM",0,"April 15, 2019 0:00","2019-04-15",{"v":73,"d":"73.0"},66.3,{"v":63,"d":"63.0"},86.4,31.03,0.0739,0.58,{"v":13.7,"d":"13.70"}]
["April",15,"3AM to 4AM",3,"April 15, 2019 3:00","2019-04-15T03:00:00",{"v":70,"d":"70.0"},66.6,64.9,92.7,31.26,0.0743,0.62,13.64]
["April",15,"6AM to 7AM",6,"April 15, 2019 6:00","2019-04-15T06:00:00",69.1,66.3,64.9,92.7,31.04,0.0744,0.62,13.62]
["April",15,"7AM to 8AM",7,"April 15, 2019 7:00","2019-04-15T07:00:00",{"v":70,"d":"70.0"},{"v":66,"d":"66.0"},{"v":64,"d":"64.0"},89.8,30.81,0.0743,{"v":0.6,"d":"0.60"},13.63]
["April",15,"11AM to 12PM",11,"April 15, 2019 11:00","2019-04-15T11:00:00",80.1,{"v":68,"d":"68.0"},62.1,83.6,32.32,{"v":0.073,"d":"0.0730"},0.56,13.87]
["April",15,"3PM to 4PM",15,"April 15, 2019 15:00","2019-04-15T15:00:00",{"v":81,"d":"81.0"},67.2,60.1,77.9,31.63,0.0729,0.52,13.88]
["April",15,"6PM to 7PM",18,"April 15, 2019 18:00","2019-04-15T18:00:00",73.9,65.4,{"v":61,"d":"61.0"},80.5,30.32,0.0738,0.54,{"v":13.7,"d":"13.70"}]
["April",15,"9PM to 10PM",21,"April 15, 2019 21:00","2019-04-15T21:00:00",{"v":73,"d":"73.0"},65.1,{"v":61,"d":"61.0"},80.5,{"v":30.1,"d":"30.10"},0.0739,0.54,13.68]
["April",16,"1AM to 2AM",1,"April 16, 2019 1:00","2019-04-16T01:00:00",{"v":72,"d":"72.0"},{"v":63,"d":"63.0"},57.9,{"v":72,"d":"72.0"},28.51,0.0741,0.48,13.63]
["April",16,"4AM to 5AM",4,"April 16, 2019 4:00","2019-04-16T04:00:00",{"v":72,"d":"72.0"},64.8,{"v":61,"d":"61.0"},80.5,29.83,0.0741,0.54,13.65]
["April",16,"7AM to 8AM",7,"April 16, 2019 7:00","2019-04-16T07:00:00",75.9,66.7,62.1,83.6,{"v":31.3,"d":"31.30"},0.0735,0.56,13.76]
["April",16,"8AM to 9AM",8,"April 16, 2019 8:00","2019-04-16T08:00:00",75.9,67.2,{"v":63,"d":"63.0"},86.4,31.73,0.0735,0.58,13.77]
["April",16,"12PM to 1PM",12,"April 16, 2019 12:00","2019-04-16T12:00:00",{"v":79,"d":"79.0"},69.4,64.9,92.7,33.48,{"v":0.073,"d":"0.0730"},0.62,13.87]
["April",16,"4PM to 5PM",16,"April 16, 2019 16:00","2019-04-16T16:00:00",75.9,67.2,{"v":63,"d":"63.0"},86.4,31.73,0.0735,0.58,13.77]
["April",16,"7PM to 8PM",19,"April 16, 2019 19:00","2019-04-16T19:00:00",{"v":73,"d":"73.0"},67.5,64.9,92.7,32.02,0.0739,0.62,13.72]
["April",16,"10PM to 11PM",22,"April 16, 2019 22:00","2019-04-16T22:00:00",{"v":72,"d":"72.0"},{"v":66,"d":"66.0"},{"v":63,"d":"63.0"},86.4,30.76,0.0741,0.58,13.67]
["April",17,"2AM to 3AM",2,"April 17, 2019 2:00","2019-04-17T02:00:00",{"v":73,"d":"73.0"},65.8,62.1,83.6,{"v":30.6,"d":"30.60"},0.0739,0.56,13.69]
["April",17,"5AM to 6AM",5,"April 17, 2019 5:00","2019-04-17T05:00:00",{"v":73,"d":"73.0"},65.1,{"v":61,"d":"61.0"},80.5,{"v":30.1,"d":"30.10"},0.0739,0.54,13.68]
["April",17,"8AM to 9AM",8,"April 17, 2019 8:00","2019-04-17T08:00:00",73.9,68.5,{"v":66,"d":"66.0"},96.4,{"v":32.8,"d":"32.80"},0.0737,0.64,13.75]
["April",17,"9AM to 10AM",9,"April 17, 2019 9:00","2019-04-17T09:00:00",{"v":77,"d":"77.0"},68.8,64.9,92.7,32.99,0.0733,0.62,13.82]
["April",17,"1PM to 2PM",13,"April 17, 2019 13:00","2019-04-17T13:00:00",{"v":81,"d":"81.0"},69.4,{"v":64,"d":"64.0"},89.8,{"v":33.5,"d":"33.50"},0.0728,{"v":0.6,"d":"0.60"},13.91]
["April",17,"5PM to 6PM",17,{"$f":"A2569&\" \"&B2569&\", \"&$D$5&\" \"&D2569&\":00\"","v":"April 17, 2019 17:00"},{"$f":"DATEVALUE(E2569)+TIMEVALUE(E2569)","v":"2019-04-17T17:00:00"},75.9,67.2,{"v":63,"d":"63.0"},86.4,31.73,0.0735,0.58,13.77]
["April",17,"8PM to 9PM",20,"April 17, 2019 20:00","2019-04-17T20:00:00",{"v":72,"d":"72.0"},67.2,64.9,92.7,31.75,{"v":0.074,"d":"0.0740"},0.62,13.69]
["April",17,"11PM to 12AM",23,"April 17, 2019 23:00","2019-04-17T23:00:00",{"v":70,"d":"70.0"},65.3,{"v":63,"d":"63.0"},86.4,30.27,0.0743,0.58,13.62]
["April",18,"3AM to 4AM",3,"April 18, 2019 3:00","2019-04-18T03:00:00",{"v":72,"d":"72.0"},{"v":66,"d":"66.0"},{"v":63,"d":"63.0"},86.4,30.76,0.0741,0.58,13.67]
["April",18,"6AM to 7AM",6,"April 18, 2019 6:00","2019-04-18T06:00:00",71.1,65.7,{"v":63,"d":"63.0"},86.4,30.54,0.0742,0.58,13.65]
["April",18,"7AM to 8AM",7,"April 18, 2019 7:00","2019-04-18T07:00:00",73.9,66.6,{"v":63,"d":"63.0"},86.4,31.25,0.0738,0.58,13.72]
["April",18,"10AM to 11AM",10,"April 18, 2019 10:00","2019-04-18T10:00:00",{"v":82,"d":"82.0"},{"v":68,"d":"68.0"},{"v":61,"d":"61.0"},80.5,{"v":32.3,"d":"32.30"},0.0727,0.54,13.91]
["April",18,"2PM to 3PM",14,"April 18, 2019 14:00","2019-04-18T14:00:00",{"v":82,"d":"82.0"},{"v":68,"d":"68.0"},{"v":61,"d":"61.0"},80.5,{"v":32.3,"d":"32.30"},0.0727,0.54,13.91]
["April",18,"6PM to 7PM",18,"April 18, 2019 18:00","2019-04-18T18:00:00",73.9,64.9,60.1,77.9,29.91,0.0738,0.52,{"v":13.7,"d":"13.70"}]
["April",18,"9PM to 10PM",21,"April 18, 2019 21:00","2019-04-18T21:00:00",{"v":72,"d":"72.0"},{"v":66,"d":"66.0"},{"v":63,"d":"63.0"},86.4,30.76,0.0741,0.58,13.67]
["April",19,"12AM to 1AM",0,"April 19, 2019 0:00","2019-04-19",71.1,65.1,62.1,83.6,30.11,0.0742,0.56,13.64]
["April",19,"4AM to 5AM",4,"April 19, 2019 4:00","2019-04-19T04:00:00",69.1,{"v":65,"d":"65.0"},{"v":63,"d":"63.0"},86.4,30.05,0.0745,0.58,{"v":13.6,"d":"13.60"}]
["April",19,"7AM to 8AM",7,"April 19, 2019 7:00","2019-04-19T07:00:00",{"v":70,"d":"70.0"},67.3,{"v":66,"d":"66.0"},96.4,31.83,0.0743,0.64,13.65]
["April",19,"11AM to 12PM",11,"April 19, 2019 11:00","2019-04-19T11:00:00",82.9,69.4,{"v":63,"d":"63.0"},86.4,33.46,0.0726,0.58,13.95]
["April",19,"12PM to 1PM",12,"April 19, 2019 12:00","2019-04-19T12:00:00",{"v":82,"d":"82.0"},{"v":68,"d":"68.0"},{"v":61,"d":"61.0"},80.5,{"v":32.3,"d":"32.30"},0.0727,0.54,13.91]
["April",19,"3PM to 4PM",15,"April 19, 2019 15:00","2019-04-19T15:00:00",{"v":84,"d":"84.0"},69.7,{"v":63,"d":"63.0"},86.4,33.72,0.0724,0.58,13.98]
["April",19,"7PM to 8PM",19,"April 19, 2019 19:00","2019-04-19T19:00:00",71.1,67.6,{"v":66,"d":"66.0"},96.4,32.09,0.0741,0.64,13.68]
["April",19,"10PM to 11PM",22,"April 19, 2019 22:00","2019-04-19T22:00:00",{"v":73,"d":"73.0"},{"v":67,"d":"67.0"},{"v":64,"d":"64.0"},89.8,31.56,0.0739,{"v":0.6,"d":"0.60"},13.71]
["April",20,"2AM to 3AM",2,"April 20, 2019 2:00","2019-04-20T02:00:00",{"v":68,"d":"68.0"},65.4,{"v":64,"d":"64.0"},89.8,30.32,0.0746,{"v":0.6,"d":"0.60"},13.58]
["April",20,"5AM to 6AM",5,"April 20, 2019 5:00","2019-04-20T05:00:00",{"v":68,"d":"68.0"},65.4,{"v":64,"d":"64.0"},89.8,30.32,0.0746,{"v":0.6,"d":"0.60"},13.58]
["April",20,"8AM to 9AM",8,"April 20, 2019 8:00","2019-04-20T08:00:00",{"v":77,"d":"77.0"},68.8,64.9,92.7,32.99,0.0733,0.62,13.82]
["April",20,"12PM to 1PM",12,"April 20, 2019 12:00","2019-04-20T12:00:00",82.9,71.2,{"v":66,"d":"66.0"},96.4,35.02,0.0725,0.64,13.98]
["April",20,"1PM to 2PM",13,"April 20, 2019 13:00","2019-04-20T13:00:00",{"v":82,"d":"82.0"},71.5,66.9,99.5,35.29,0.0726,0.67,13.97]
["April",20,"4PM to 5PM",16,"April 20, 2019 16:00","2019-04-20T16:00:00",80.1,69.1,{"v":64,"d":"64.0"},89.8,33.28,0.0729,{"v":0.6,"d":"0.60"},13.89]
["April",20,"8PM to 9PM",20,"April 20, 2019 20:00","2019-04-20T20:00:00",{"v":73,"d":"73.0"},66.3,{"v":63,"d":"63.0"},86.4,31.03,0.0739,0.58,{"v":13.7,"d":"13.70"}]
["April",20,"11PM to 12AM",23,"April 20, 2019 23:00","2019-04-20T23:00:00",71.1,66.3,{"v":64,"d":"64.0"},89.8,31.07,0.0742,{"v":0.6,"d":"0.60"},13.66]
["April",21,"3AM to 4AM",3,"April 21, 2019 3:00","2019-04-21T03:00:00",66.9,64.3,{"v":63,"d":"63.0"},86.4,29.52,0.0748,0.58,13.54]
["April",21,"6AM to 7AM",6,"April 21, 2019 6:00","2019-04-21T06:00:00",{"v":70,"d":"70.0"},67.3,{"v":66,"d":"66.0"},96.4,31.83,0.0743,0.64,13.65]
["April",21,"9AM to 10AM",9,"April 21, 2019 9:00","2019-04-21T09:00:00",{"v":79,"d":"79.0"},{"v":70,"d":"70.0"},{"v":66,"d":"66.0"},96.4,34.04,{"v":0.073,"d":"0.0730"},0.64,13.88]
["April",21,"11AM to 12PM",11,"April 21, 2019 11:00","2019-04-21T11:00:00",82.9,71.2,{"v":66,"d":"66.0"},96.4,35.02,0.0725,0.64,13.98]
["April",21,"2PM to 3PM",14,"April 21, 2019 14:00","2019-04-21T14:00:00",{"v":79,"d":"79.0"},70.6,66.9,99.5,34.53,{"v":0.073,"d":"0.0730"},0.67,13.89]
["April",21,"5PM to 6PM",17,"April 21, 2019 17:00","2019-04-21T17:00:00",{"v":72,"d":"72.0"},66.6,{"v":64,"d":"64.0"},89.8,31.29,{"v":0.074,"d":"0.0740"},{"v":0.6,"d":"0.60"},13.68]
["April",21,"9PM to 10PM",21,"April 21, 2019 21:00","2019-04-21T21:00:00",{"v":70,"d":"70.0"},65.3,{"v":63,"d":"63.0"},86.4,30.27,0.0743,0.58,13.62]
["April",22,"12AM to 1AM",0,"April 22, 2019 0:00","2019-04-22",{"v":68,"d":"68.0"},62.9,60.1,77.9,28.46,0.0747,0.52,13.54]
["April",22,"4AM to 5AM",4,"April 22, 2019 4:00","2019-04-22T04:00:00",64.9,61.8,60.1,77.9,27.71,0.0751,0.52,13.46]
["April",22,"7AM to 8AM",7,"April 22, 2019 7:00","2019-04-22T07:00:00",{"v":73,"d":"73.0"},65.1,{"v":61,"d":"61.0"},80.5,{"v":30.1,"d":"30.10"},0.0739,0.54,13.68]
["April",22,"10AM to 11AM",10,"April 22, 2019 10:00","2019-04-22T10:00:00",78.1,66.2,60.1,77.9,30.93,0.0733,0.52,{"v":13.8,"d":"13.80"}]
["April",22,"12PM to 1PM",12,"April 22, 2019 12:00","2019-04-22T12:00:00",{"v":82,"d":"82.0"},{"v":68,"d":"68.0"},{"v":61,"d":"61.0"},80.5,{"v":32.3,"d":"32.30"},0.0727,0.54,13.91]
["April",22,"3PM to 4PM",15,"April 22, 2019 15:00","2019-04-22T15:00:00",{"v":82,"d":"82.0"},68.6,62.1,83.6,{"v":32.8,"d":"32.80"},0.0727,0.56,13.92]
["April",22,"7PM to 8PM",19,"April 22, 2019 19:00","2019-04-22T19:00:00",{"v":73,"d":"73.0"},65.8,62.1,83.6,{"v":30.6,"d":"30.60"},0.0739,0.56,13.69]
["April",22,"10PM to 11PM",22,"April 22, 2019 22:00","2019-04-22T22:00:00",{"v":72,"d":"72.0"},{"v":66,"d":"66.0"},{"v":63,"d":"63.0"},86.4,30.76,0.0741,0.58,13.67]
["April",23,"1AM to 2AM",1,{"$f":"A2697&\" \"&B2697&\", \"&$D$5&\" \"&D2697&\":00\"","v":"April 23, 2019 1:00"},{"$f":"DATEVALUE(E2697)+TIMEVALUE(E2697)","v":"2019-04-23T01:00:00"},71.1,66.3,{"v":64,"d":"64.0"},89.8,31.07,0.0742,{"v":0.6,"d":"0.60"},13.66]
["April",23,"5AM to 6AM",5,"April 23, 2019 5:00","2019-04-23T05:00:00",66.9,64.3,{"v":63,"d":"63.0"},86.4,29.52,0.0748,0.58,13.54]
["April",23,"7AM to 8AM",7,"April 23, 2019 7:00","2019-04-23T07:00:00",{"v":75,"d":"75.0"},67.6,{"v":64,"d":"64.0"},89.8,32.04,0.0736,{"v":0.6,"d":"0.60"},13.76]
["April",23,"12PM to 1PM",12,"April 23, 2019 12:00","2019-04-23T12:00:00",{"v":82,"d":"82.0"},70.3,64.9,92.7,34.23,0.0726,0.62,13.95]
["April",23,"1PM to 2PM",13,"April 23, 2019 13:00","2019-04-23T13:00:00",80.1,70.9,66.9,99.5,{"v":34.8,"d":"34.80"},0.0729,0.67,13.92]
["April",23,"4PM to 5PM",16,"April 23, 2019 16:00","2019-04-23T16:00:00",{"v":77,"d":"77.0"},{"v":70,"d":"70.0"},66.9,99.5,34.05,0.0733,0.67,13.84]
["April",23,"8PM to 9PM",20,"April 23, 2019 20:00","2019-04-23T20:00:00",{"v":73,"d":"73.0"},68.8,66.9,99.5,33.07,0.0738,0.67,13.74]
["April",23,"11PM to 12AM",23,"April 23, 2019 23:00","2019-04-23T23:00:00",{"v":72,"d":"72.0"},67.9,{"v":66,"d":"66.0"},96.4,32.32,{"v":0.074,"d":"0.0740"},0.64,{"v":13.7,"d":"13.70"}]
["April",24,"2AM to 3AM",2,"April 24, 2019 2:00","2019-04-24T02:00:00",71.1,67.6,{"v":66,"d":"66.0"},96.4,32.09,0.0741,0.64,13.68]
["April",24,"6AM to 7AM",6,"April 24, 2019 6:00","2019-04-24T06:00:00",{"v":72,"d":"72.0"},68.5,66.9,99.5,{"v":32.8,"d":"32.80"},{"v":0.074,"d":"0.0740"},0.67,13.71]
["April",24,"8AM to 9AM",8,"April 24, 2019 8:00","2019-04-24T08:00:00",{"v":79,"d":"79.0"},70.6,66.9,99.5,34.53,{"v":0.073,"d":"0.0730"},0.67,13.89]
["April",24,"1PM to 2PM",13,"April 24, 2019 13:00","2019-04-24T13:00:00",{"v":84,"d":"84.0"},72.7,{"v":68,"d":"68.0"},103.4,36.38,0.0723,0.69,14.03]
["April",24,"2PM to 3PM",14,"April 24, 2019 14:00","2019-04-24T14:00:00",82.9,71.7,66.9,99.5,35.51,0.0725,0.67,13.99]
["April",24,"5PM to 6PM",17,"April 24, 2019 17:00","2019-04-24T17:00:00",80.1,71.6,{"v":68,"d":"68.0"},103.4,{"v":35.4,"d":"35.40"},0.0728,0.69,13.93]
["April",24,"9PM to 10PM",21,"April 24, 2019 21:00","2019-04-24T21:00:00",{"v":75,"d":"75.0"},70.1,{"v":68,"d":"68.0"},103.4,34.16,0.0735,0.69,{"v":13.8,"d":"13.80"}]
["April",25,"12AM to 1AM",0,"April 25, 2019 0:00","2019-04-25",{"v":72,"d":"72.0"},69.9,69.1,107.4,34.03,0.0739,0.72,13.74]
["April",25,"3AM to 4AM",3,"April 25, 2019 3:00","2019-04-25T03:00:00",{"v":72,"d":"72.0"},69.2,{"v":68,"d":"68.0"},103.4,33.41,0.0739,0.69,13.72]
["April",25,"5AM to 6AM",5,"April 25, 2019 5:00","2019-04-25T05:00:00",73.9,69.1,66.9,99.5,33.29,0.0737,0.67,13.76]
["April",25,"11AM to 12PM",11,"April 25, 2019 11:00","2019-04-25T11:00:00",{"v":82,"d":"82.0"},71.5,66.9,99.5,35.29,0.0726,0.67,13.97]
["April",25,"12PM to 1PM",12,"April 25, 2019 12:00","2019-04-25T12:00:00",{"v":82,"d":"82.0"},71.5,66.9,99.5,35.29,0.0726,0.67,13.97]
["April",25,"3PM to 4PM",15,"April 25, 2019 15:00","2019-04-25T15:00:00",82.9,{"v":70,"d":"70.0"},{"v":64,"d":"64.0"},89.8,33.99,0.0725,{"v":0.6,"d":"0.60"},13.96]
["April",25,"6PM to 7PM",{"$f":"IF(D2761+1>23,0,D2761+1)","v":18},"April 25, 2019 18:00","2019-04-25T18:00:00",73.9,67.3,{"v":64,"d":"64.0"},89.8,31.78,0.0738,{"v":0.6,"d":"0.60"},13.73]
["April",25,"10PM to 11PM",22,"April 25, 2019 22:00","2019-04-25T22:00:00",{"v":72,"d":"72.0"},66.6,{"v":64,"d":"64.0"},89.8,31.29,{"v":0.074,"d":"0.0740"},{"v":0.6,"d":"0.60"},13.68]
["April",26,"1AM to 2AM",1,"April 26, 2019 1:00","2019-04-26T01:00:00",{"v":72,"d":"72.0"},{"v":66,"d":"66.0"},{"v":63,"d":"63.0"},86.4,30.76,0.0741,0.58,13.67]
["April",26,"4AM to 5AM",4,"April 26, 2019 4:00","2019-04-26T04:00:00",{"v":70,"d":"70.0"},64.8,62.1,83.6,29.85,0.0743,0.56,13.61]
["April",26,"6AM to 7AM",6,"April 26, 2019 6:00","2019-04-26T06:00:00",69.1,{"v":67,"d":"67.0"},{"v":66,"d":"66.0"},96.4,31.61,0.0744,0.64,13.63]
["April",26,"12PM to 1PM",12,"April 26, 2019 12:00","2019-04-26T12:00:00",{"v":79,"d":"79.0"},66.5,60.1,77.9,31.15,0.0731,0.52,13.82]
["April",26,"1PM to 2PM",13,"April 26, 2019 13:00","2019-04-26T13:00:00",78.1,66.7,{"v":61,"d":"61.0"},80.5,31.33,0.0732,0.54,13.81]
["April",26,"4PM to 5PM",16,"April 26, 2019 16:00","2019-04-26T16:00:00",{"v":75,"d":"75.0"},65.8,{"v":61,"d":"61.0"},80.5,30.58,0.0737,0.54,13.73]
["April",26,"7PM to 8PM",19,"April 26, 2019 19:00","2019-04-26T19:00:00",69.1,63.3,60.1,77.9,28.72,0.0745,0.52,13.57]
["April",26,"11PM to 12AM",23,"April 26, 2019 23:00","2019-04-26T23:00:00",69.1,63.3,60.1,77.9,28.72,0.0745,0.52,13.57]
["April",27,"2AM to 3AM",2,"April 27, 2019 2:00","2019-04-27T02:00:00",{"v":68,"d":"68.0"},62.2,{"v":59,"d":"59.0"},74.9,27.99,0.0747,{"v":0.5,"d":"0.50"},13.53]
["April",27,"7AM to 8AM",7,"April 27, 2019 7:00","2019-04-27T07:00:00",{"v":72,"d":"72.0"},62.5,{"v":57,"d":"57.0"},69.7,28.15,0.0742,0.47,13.62]
["April",27,"10AM to 11AM",10,"April 27, 2019 10:00","2019-04-27T10:00:00",78.1,{"v":63,"d":"63.0"},{"v":54,"d":"54.0"},62.2,28.48,0.0734,0.42,13.75]
["April",27,"1PM to 2PM",13,"April 27, 2019 13:00","2019-04-27T13:00:00",{"v":79,"d":"79.0"},62.9,53.1,60.2,28.38,0.0732,0.41,13.77]
["April",27,"2PM to 3PM",14,"April 27, 2019 14:00","2019-04-27T14:00:00",{"v":77,"d":"77.0"},62.2,53.1,60.2,27.89,0.0735,0.41,13.72]
["April",27,"5PM to 6PM",17,"April 27, 2019 17:00","2019-04-27T17:00:00",{"v":73,"d":"73.0"},60.8,53.1,60.2,26.93,0.0741,0.41,13.62]
["April",27,"8PM to 9PM",20,"April 27, 2019 20:00","2019-04-27T20:00:00",69.1,60.9,55.9,66.9,27.02,0.0746,0.45,13.54]
["April",28,"12AM to 1AM",0,"April 28, 2019 0:00","2019-04-28",{"v":68,"d":"68.0"},61.1,{"v":57,"d":"57.0"},69.7,27.18,0.0747,0.47,13.52]
["April",28,"3AM to 4AM",3,"April 28, 2019 3:00","2019-04-28T03:00:00",{"v":68,"d":"68.0"},62.2,{"v":59,"d":"59.0"},74.9,27.99,0.0747,{"v":0.5,"d":"0.50"},13.53]
["April",28,"8AM to 9AM",8,"April 28, 2019 8:00","2019-04-28T08:00:00",{"v":75,"d":"75.0"},{"v":64,"d":"64.0"},57.9,{"v":72,"d":"72.0"},29.26,0.0737,0.48,13.71]
["April",28,"11AM to 12PM",11,"April 28, 2019 11:00","2019-04-28T11:00:00",78.1,{"v":64,"d":"64.0"},55.9,66.9,29.22,0.0733,0.45,13.77]
["April",28,"2PM to 3PM",14,"April 28, 2019 14:00","2019-04-28T14:00:00",{"v":77,"d":"77.0"},63.2,{"v":55,"d":"55.0"},64.8,28.61,0.0735,0.44,13.73]
["April",28,"3PM to 4PM",15,"April 28, 2019 15:00","2019-04-28T15:00:00",{"v":77,"d":"77.0"},63.2,{"v":55,"d":"55.0"},64.8,28.61,0.0735,0.44,13.73]
["April",28,"6PM to 7PM",18,"April 28, 2019 18:00","2019-04-28T18:00:00",{"v":70,"d":"70.0"},60.1,{"v":54,"d":"54.0"},62.2,{"v":26.5,"d":"26.50"},0.0745,0.42,13.55]
["April",28,"9PM to 10PM",21,"April 28, 2019 21:00","2019-04-28T21:00:00",69.1,60.4,{"v":55,"d":"55.0"},64.8,26.68,0.0746,0.44,13.53]
["April",29,"1AM to 2AM",1,"April 29, 2019 1:00","2019-04-29T01:00:00",69.1,61.5,{"v":57,"d":"57.0"},69.7,27.44,0.0746,0.47,13.55]
["April",29,"5AM to 6AM",5,"April 29, 2019 5:00","2019-04-29T05:00:00",{"v":68,"d":"68.0"},60.5,55.9,66.9,26.76,0.0747,0.45,13.51]
["April",29,"9AM to 10AM",9,"April 29, 2019 9:00","2019-04-29T09:00:00",{"v":77,"d":"77.0"},63.6,55.9,66.9,28.95,0.0735,0.45,13.74]
["April",29,"12PM to 1PM",12,"April 29, 2019 12:00","2019-04-29T12:00:00",{"v":81,"d":"81.0"},64.5,{"v":55,"d":"55.0"},64.8,29.58,{"v":0.073,"d":"0.0730"},0.44,13.83]
["April",29,"3PM to 4PM",15,"April 29, 2019 15:00","2019-04-29T15:00:00",{"v":79,"d":"79.0"},64.3,55.9,66.9,29.44,0.0732,0.45,13.79]
["April",29,"4PM to 5PM",16,"April 29, 2019 16:00","2019-04-29T16:00:00",{"v":77,"d":"77.0"},64.2,{"v":57,"d":"57.0"},69.7,29.38,0.0735,0.47,13.75]
["April",29,"7PM to 8PM",19,"April 29, 2019 19:00","2019-04-29T19:00:00",{"v":72,"d":"72.0"},61.9,55.9,66.9,27.72,0.0742,0.45,13.61]
["April",29,"11PM to 12AM",23,"April 29, 2019 23:00","2019-04-29T23:00:00",71.1,63.3,{"v":59,"d":"59.0"},74.9,28.74,0.0742,{"v":0.5,"d":"0.50"},13.61]
["April",30,"2AM to 3AM",2,"April 30, 2019 2:00","2019-04-30T02:00:00",71.1,62.2,{"v":57,"d":"57.0"},69.7,27.93,0.0743,0.47,{"v":13.6,"d":"13.60"}]
["April",30,"6AM to 7AM",6,"April 30, 2019 6:00","2019-04-30T06:00:00",71.1,63.9,60.1,77.9,29.21,0.0742,0.52,13.62]
["April",30,"10AM to 11AM",10,"April 30, 2019 10:00","2019-04-30T10:00:00",{"v":82,"d":"82.0"},65.3,55.9,66.9,30.18,0.0728,0.45,13.87]
["April",30,"1PM to 2PM",13,"April 30, 2019 13:00","2019-04-30T13:00:00",{"v":82,"d":"82.0"},65.3,55.9,66.9,30.18,0.0728,0.45,13.87]
["April",30,"4PM to 5PM",16,"April 30, 2019 16:00","2019-04-30T16:00:00",{"v":79,"d":"79.0"},64.9,{"v":57,"d":"57.0"},69.7,29.86,0.0732,0.47,{"v":13.8,"d":"13.80"}]
["April",30,"5PM to 6PM",17,"April 30, 2019 17:00","2019-04-30T17:00:00",75.9,66.1,{"v":61,"d":"61.0"},80.5,{"v":30.8,"d":"30.80"},0.0735,0.54,13.75]
["April",30,"8PM to 9PM",20,"April 30, 2019 20:00","2019-04-30T20:00:00",{"v":72,"d":"72.0"},{"v":66,"d":"66.0"},{"v":63,"d":"63.0"},86.4,30.76,0.0741,0.58,13.67]
["May",1,"12AM to 1AM",0,"May 1, 2019 0:00","2019-05-01",70.5,66.2,{"v":64,"d":"64.0"},89.8,30.94,0.0742,{"v":0.6,"d":"0.60"},13.64]
["May",1,"3AM to 4AM",3,"May 1, 2019 3:00","2019-05-01T03:00:00",70.2,65.7,63.5,88.1,30.58,0.0743,0.59,13.63]
["May",1,"7AM to 8AM",7,"May 1, 2019 7:00","2019-05-01T07:00:00",{"v":75,"d":"75.0"},66.4,62.1,83.6,31.08,0.0736,0.56,13.74]
["May",1,"11AM to 12PM",11,"May 1, 2019 11:00","2019-05-01T11:00:00",82.9,68.9,62.1,83.6,33.02,0.0726,0.56,13.94]
["May",1,"2PM to 3PM",14,"May 1, 2019 14:00","2019-05-01T14:00:00",{"v":84,"d":"84.0"},68.1,60.1,77.9,32.38,0.0725,0.52,13.95]
["May",1,"3PM to 4PM",15,"May 1, 2019 15:00","2019-05-01T15:00:00",82.9,68.3,{"v":61,"d":"61.0"},80.5,32.52,0.0726,0.54,13.93]
["May",1,"6PM to 7PM",18,"May 1, 2019 18:00","2019-05-01T18:00:00",{"v":75,"d":"75.0"},65.2,60.1,77.9,30.18,0.0737,0.52,13.72]
["May",1,"9PM to 10PM",21,"May 1, 2019 21:00","2019-05-01T21:00:00",{"v":72,"d":"72.0"},64.8,{"v":61,"d":"61.0"},80.5,29.83,0.0741,0.54,13.65]
["May",2,"1AM to 2AM",1,"May 2, 2019 1:00","2019-05-02T01:00:00",{"v":70,"d":"70.0"},64.8,62.1,83.6,29.85,0.0743,0.56,13.61]
["May",2,"4AM to 5AM",4,"May 2, 2019 4:00","2019-05-02T04:00:00",{"v":70,"d":"70.0"},66.6,64.9,92.7,31.26,0.0743,0.62,13.64]
["May",2,"8AM to 9AM",8,"May 2, 2019 8:00","2019-05-02T08:00:00",{"v":77,"d":"77.0"},68.2,{"v":64,"d":"64.0"},89.8,32.53,0.0733,{"v":0.6,"d":"0.60"},13.81]
["May",2,"12PM to 1PM",12,"May 2, 2019 12:00","2019-05-02T12:00:00",82.9,{"v":70,"d":"70.0"},{"v":64,"d":"64.0"},89.8,33.99,0.0725,{"v":0.6,"d":"0.60"},13.96]
["May",2,"3PM to 4PM",15,"May 2, 2019 15:00","2019-05-02T15:00:00",{"v":82,"d":"82.0"},69.7,{"v":64,"d":"64.0"},89.8,33.77,0.0727,{"v":0.6,"d":"0.60"},13.94]
["May",2,"4PM to 5PM",16,"May 2, 2019 16:00","2019-05-02T16:00:00",{"v":79,"d":"79.0"},68.2,{"v":63,"d":"63.0"},86.4,32.48,0.0731,0.58,13.85]
["May",2,"7PM to 8PM",19,"May 2, 2019 19:00","2019-05-02T19:00:00",{"v":73,"d":"73.0"},{"v":67,"d":"67.0"},{"v":64,"d":"64.0"},89.8,31.56,0.0739,{"v":0.6,"d":"0.60"},13.71]
["May",2,"10PM to 11PM",22,"May 2, 2019 22:00","2019-05-02T22:00:00",{"v":73,"d":"73.0"},67.5,64.9,92.7,32.02,0.0739,0.62,13.72]
["May",3,"1AM to 2AM",1,"May 3, 2019 1:00","2019-05-03T01:00:00",{"v":73,"d":"73.0"},68.2,{"v":66,"d":"66.0"},96.4,32.58,0.0738,0.64,13.73]
["May",3,"6AM to 7AM",6,"May 3, 2019 6:00","2019-05-03T06:00:00",{"v":73,"d":"73.0"},68.2,{"v":66,"d":"66.0"},96.4,32.58,0.0738,0.64,13.73]
["May",3,"9AM to 10AM",9,"May 3, 2019 9:00","2019-05-03T09:00:00",78.1,{"v":71,"d":"71.0"},{"v":68,"d":"68.0"},103.4,34.92,0.0731,0.69,13.88]
["May",3,"1PM to 2PM",13,"May 3, 2019 13:00","2019-05-03T13:00:00",{"v":81,"d":"81.0"},{"v":70,"d":"70.0"},64.9,92.7,33.96,0.0728,0.62,13.92]
["May",3,"4PM to 5PM",16,"May 3, 2019 16:00","2019-05-03T16:00:00",{"v":82,"d":"82.0"},69.7,{"v":64,"d":"64.0"},89.8,33.77,0.0727,{"v":0.6,"d":"0.60"},13.94]
["May",3,"5PM to 6PM",17,{"$f":"A2953&\" \"&B2953&\", \"&$D$5&\" \"&D2953&\":00\"","v":"May 3, 2019 17:00"},{"$f":"DATEVALUE(E2953)+TIMEVALUE(E2953)","v":"2019-05-03T17:00:00"},{"v":79,"d":"79.0"},68.8,{"v":64,"d":"64.0"},89.8,33.02,0.0731,{"v":0.6,"d":"0.60"},13.86]
["May",3,"8PM to 9PM",20,"May 3, 2019 20:00","2019-05-03T20:00:00",{"v":75,"d":"75.0"},68.2,64.9,92.7,{"v":32.5,"d":"32.50"},0.0736,0.62,13.77]
["May",3,"11PM to 12AM",23,"May 3, 2019 23:00","2019-05-03T23:00:00",75.9,67.9,{"v":64,"d":"64.0"},89.8,32.27,0.0735,{"v":0.6,"d":"0.60"},13.78]
["May",4,"2AM to 3AM",2,"May 4, 2019 2:00","2019-05-04T02:00:00",{"v":73,"d":"73.0"},67.5,64.9,92.7,32.02,0.0739,0.62,13.72]
["May",4,"7AM to 8AM",7,"May 4, 2019 7:00","2019-05-04T07:00:00",{"v":77,"d":"77.0"},65.9,60.1,77.9,30.66,0.0734,0.52,13.77]
["May",4,"11AM to 12PM",11,"May 4, 2019 11:00","2019-05-04T11:00:00",{"v":86,"d":"86.0"},71.4,64.9,92.7,{"v":35.2,"d":"35.20"},0.0721,0.62,14.05]
["May",4,"2PM to 3PM",14,"May 4, 2019 14:00","2019-05-04T14:00:00",{"v":84,"d":"84.0"},70.9,64.9,92.7,34.71,0.0724,0.62,{"v":14,"d":"14.00"}]
["May",4,"5PM to 6PM",17,"May 4, 2019 17:00","2019-05-04T17:00:00",80.1,69.7,64.9,92.7,33.74,0.0729,0.62,{"v":13.9,"d":"13.90"}]
["May",4,"6PM to 7PM",18,"May 4, 2019 18:00","2019-05-04T18:00:00",75.9,68.4,64.9,92.7,32.72,0.0735,0.62,13.79]
["May",4,"9PM to 10PM",21,"May 4, 2019 21:00","2019-05-04T21:00:00",73.9,66.6,{"v":63,"d":"63.0"},86.4,31.25,0.0738,0.58,13.72]
["May",5,"3AM to 4AM",3,"May 5, 2019 3:00","2019-05-05T03:00:00",{"v":72,"d":"72.0"},66.6,{"v":64,"d":"64.0"},89.8,31.29,{"v":0.074,"d":"0.0740"},{"v":0.6,"d":"0.60"},13.68]
["May",5,"5AM to 6AM",5,"May 5, 2019 5:00","2019-05-05T05:00:00",{"v":73,"d":"73.0"},66.3,{"v":63,"d":"63.0"},86.4,31.03,0.0739,0.58,{"v":13.7,"d":"13.70"}]
["May",5,"8AM to 9AM",8,"May 5, 2019 8:00","2019-05-05T08:00:00",80.1,69.7,64.9,92.7,33.74,0.0729,0.62,{"v":13.9,"d":"13.90"}]
["May",5,"12PM to 1PM",12,"May 5, 2019 12:00","2019-05-05T12:00:00",84.9,71.1,64.9,92.7,34.94,0.0723,0.62,14.02]
["May",5,"3PM to 4PM",15,"May 5, 2019 15:00","2019-05-05T15:00:00",{"v":82,"d":"82.0"},69.7,{"v":64,"d":"64.0"},89.8,33.77,0.0727,{"v":0.6,"d":"0.60"},13.94]
["May",5,"6PM to 7PM",18,"May 5, 2019 18:00","2019-05-05T18:00:00",{"v":77,"d":"77.0"},68.2,{"v":64,"d":"64.0"},89.8,32.53,0.0733,{"v":0.6,"d":"0.60"},13.81]
["May",5,"7PM to 8PM",19,"May 5, 2019 19:00","2019-05-05T19:00:00",{"v":73,"d":"73.0"},68.2,{"v":66,"d":"66.0"},96.4,32.58,0.0738,0.64,13.73]
["May",5,"10PM to 11PM",22,"May 5, 2019 22:00","2019-05-05T22:00:00",{"v":73,"d":"73.0"},68.2,{"v":66,"d":"66.0"},96.4,32.58,0.0738,0.64,13.73]
["May",6,"4AM to 5AM",4,"May 6, 2019 4:00","2019-05-06T04:00:00",{"v":73,"d":"73.0"},67.5,64.9,92.7,32.02,0.0739,0.62,13.72]
["May",6,"6AM to 7AM",6,"May 6, 2019 6:00","2019-05-06T06:00:00",73.9,67.8,64.9,92.7,32.24,0.0737,0.62,13.74]
["May",6,"9AM to 10AM",9,{"$f":"A3017&\" \"&B3017&\", \"&$D$5&\" \"&D3017&\":00\"","v":"May 6, 2019 9:00"},{"$f":"DATEVALUE(E3017)+TIMEVALUE(E3017)","v":"2019-05-06T09:00:00"},{"v":81,"d":"81.0"},70.6,{"v":66,"d":"66.0"},96.4,34.53,0.0728,0.64,13.93]
["May",6,"1PM to 2PM",13,"May 6, 2019 13:00","2019-05-06T13:00:00",75.9,71.1,69.1,107.4,35.01,0.0734,0.72,13.84]
["May",6,"4PM to 5PM",16,"May 6, 2019 16:00","2019-05-06T16:00:00",78.1,69.8,{"v":66,"d":"66.0"},96.4,33.82,0.0731,0.64,13.86]
["May",6,"7PM to 8PM",19,"May 6, 2019 19:00","2019-05-06T19:00:00",73.9,67.8,64.9,92.7,32.24,0.0737,0.62,13.74]
["May",6,"8PM to 9PM",20,"May 6, 2019 20:00","2019-05-06T20:00:00",{"v":75,"d":"75.0"},68.2,64.9,92.7,{"v":32.5,"d":"32.50"},0.0736,0.62,13.77]
["May",7,"1AM to 2AM",1,"May 7, 2019 1:00","2019-05-07T01:00:00",{"v":73,"d":"73.0"},65.8,62.1,83.6,{"v":30.6,"d":"30.60"},0.0739,0.56,13.69]
["May",7,"4AM to 5AM",4,"May 7, 2019 4:00","2019-05-07T04:00:00",{"v":72,"d":"72.0"},64.8,{"v":61,"d":"61.0"},80.5,29.83,0.0741,0.54,13.65]
["May",7,"7AM to 8AM",7,"May 7, 2019 7:00","2019-05-07T07:00:00",{"v":77,"d":"77.0"},68.8,64.9,92.7,32.99,0.0733,0.62,13.82]
["May",7,"10AM to 11AM",10,"May 7, 2019 10:00","2019-05-07T10:00:00",{"v":84,"d":"84.0"},69.2,62.1,83.6,33.29,0.0724,0.56,13.97]
["May",7,"2PM to 3PM",14,"May 7, 2019 14:00","2019-05-07T14:00:00",{"v":81,"d":"81.0"},69.4,{"v":64,"d":"64.0"},89.8,{"v":33.5,"d":"33.50"},0.0728,{"v":0.6,"d":"0.60"},13.91]
["May",7,"5PM to 6PM",17,"May 7, 2019 17:00","2019-05-07T17:00:00",{"v":79,"d":"79.0"},68.8,{"v":64,"d":"64.0"},89.8,33.02,0.0731,{"v":0.6,"d":"0.60"},13.86]
["May",7,"8PM to 9PM",20,"May 7, 2019 20:00","2019-05-07T20:00:00",{"v":75,"d":"75.0"},67.6,{"v":64,"d":"64.0"},89.8,32.04,0.0736,{"v":0.6,"d":"0.60"},13.76]
["May",7,"9PM to 10PM",21,"May 7, 2019 21:00","2019-05-07T21:00:00",73.9,67.8,64.9,92.7,32.24,0.0737,0.62,13.74]
["May",8,"2AM to 3AM",2,"May 8, 2019 2:00","2019-05-08T02:00:00",71.1,66.9,64.9,92.7,31.53,0.0741,0.62,13.67]
["May",8,"5AM to 6AM",5,"May 8, 2019 5:00","2019-05-08T05:00:00",69.1,66.3,64.9,92.7,31.04,0.0744,0.62,13.62]
["May",8,"8AM to 9AM",8,"May 8, 2019 8:00","2019-05-08T08:00:00",{"v":77,"d":"77.0"},{"v":70,"d":"70.0"},66.9,99.5,34.05,0.0733,0.67,13.84]
["May",8,"11AM to 12PM",11,"May 8, 2019 11:00","2019-05-08T11:00:00",{"v":81,"d":"81.0"},71.9,{"v":68,"d":"68.0"},103.4,35.63,0.0727,0.69,13.96]
["May",8,"3PM to 4PM",15,"May 8, 2019 15:00","2019-05-08T15:00:00",{"v":79,"d":"79.0"},70.6,66.9,99.5,34.53,{"v":0.073,"d":"0.0730"},0.67,13.89]
["May",8,"6PM to 7PM",18,"May 8, 2019 18:00","2019-05-08T18:00:00",{"v":77,"d":"77.0"},69.4,{"v":66,"d":"66.0"},96.4,33.56,0.0733,0.64,13.83]
["May",8,"7PM to 8PM",19,"May 8, 2019 19:00","2019-05-08T19:00:00",{"v":77,"d":"77.0"},69.4,{"v":66,"d":"66.0"},96.4,33.56,0.0733,0.64,13.83]
["May",8,"11PM to 12AM",23,"May 8, 2019 23:00","2019-05-08T23:00:00",73.9,69.1,66.9,99.5,33.29,0.0737,0.67,13.76]
["May",9,"2AM to 3AM",{"$f":"IF(D3081+1>23,0,D3081+1)","v":2},"May 9, 2019 2:00","2019-05-09T02:00:00",{"v":73,"d":"73.0"},67.5,64.9,92.7,32.02,0.0739,0.62,13.72]
["May",9,"6AM to 7AM",6,"May 9, 2019 6:00","2019-05-09T06:00:00",{"v":72,"d":"72.0"},68.5,66.9,99.5,{"v":32.8,"d":"32.80"},{"v":0.074,"d":"0.0740"},0.67,13.71]
["May",9,"9AM to 10AM",9,"May 9, 2019 9:00","2019-05-09T09:00:00",82.9,71.2,{"v":66,"d":"66.0"},96.4,35.02,0.0725,0.64,13.98]
["May",9,"12PM to 1PM",12,"May 9, 2019 12:00","2019-05-09T12:00:00",87.1,71.7,64.9,92.7,35.47,{"v":0.072,"d":"0.0720"},0.62,14.08]
["May",9,"4PM to 5PM",16,"May 9, 2019 16:00","2019-05-09T16:00:00",{"v":84,"d":"84.0"},70.3,{"v":64,"d":"64.0"},89.8,34.26,0.0724,{"v":0.6,"d":"0.60"},13.99]
["May",9,"7PM to 8PM",19,"May 9, 2019 19:00","2019-05-09T19:00:00",75.9,68.4,64.9,92.7,32.72,0.0735,0.62,13.79]
["May",9,"8PM to 9PM",20,"May 9, 2019 20:00","2019-05-09T20:00:00",73.9,67.8,64.9,92.7,32.24,0.0737,0.62,13.74]
["May",10,"12AM to 1AM",0,"May 10, 2019 0:00","2019-05-10",73.9,69.1,66.9,99.5,33.29,0.0737,0.67,13.76]
["May",10,"3AM to 4AM",3,"May 10, 2019 3:00","2019-05-10T03:00:00",{"v":72,"d":"72.0"},68.5,66.9,99.5,{"v":32.8,"d":"32.80"},{"v":0.074,"d":"0.0740"},0.67,13.71]
["May",10,"7AM to 8AM",7,"May 10, 2019 7:00","2019-05-10T07:00:00",78.1,70.3,66.9,99.5,34.31,0.0731,0.67,13.87]
["May",10,"10AM to 11AM",10,"May 10, 2019 10:00","2019-05-10T10:00:00",82.9,73.1,69.1,107.4,36.74,0.0724,0.72,14.02]
["May",10,"1PM to 2PM",13,"May 10, 2019 13:00","2019-05-10T13:00:00",{"v":81,"d":"81.0"},72.5,69.1,107.4,36.25,0.0727,0.72,13.97]
["May",10,"5PM to 6PM",17,"May 10, 2019 17:00","2019-05-10T17:00:00",78.1,{"v":71,"d":"71.0"},{"v":68,"d":"68.0"},103.4,34.92,0.0731,0.69,13.88]
["May",10,"8PM to 9PM",20,"May 10, 2019 20:00","2019-05-10T20:00:00",{"v":73,"d":"73.0"},69.5,{"v":68,"d":"68.0"},103.4,33.67,0.0738,0.69,13.75]
["May",10,"9PM to 10PM",21,"May 10, 2019 21:00","2019-05-10T21:00:00",73.9,69.1,66.9,99.5,33.29,0.0737,0.67,13.76]
["May",11,"1AM to 2AM",1,"May 11, 2019 1:00","2019-05-11T01:00:00",{"v":72,"d":"72.0"},68.5,66.9,99.5,{"v":32.8,"d":"32.80"},{"v":0.074,"d":"0.0740"},0.67,13.71]
["May",11,"4AM to 5AM",4,"May 11, 2019 4:00","2019-05-11T04:00:00",71.1,67.6,{"v":66,"d":"66.0"},96.4,32.09,0.0741,0.64,13.68]
["May",11,"8AM to 9AM",8,"May 11, 2019 8:00","2019-05-11T08:00:00",80.1,70.9,66.9,99.5,{"v":34.8,"d":"34.80"},0.0729,0.67,13.92]
["May",11,"11AM to 12PM",11,"May 11, 2019 11:00","2019-05-11T11:00:00",{"v":82,"d":"82.0"},72.9,69.1,107.4,36.52,0.0725,0.72,{"v":14,"d":"14.00"}]
["May",11,"3PM to 4PM",15,"May 11, 2019 15:00","2019-05-11T15:00:00",{"v":81,"d":"81.0"},70.6,{"v":66,"d":"66.0"},96.4,34.53,0.0728,0.64,13.93]
["May",11,"6PM to 7PM",{"$f":"IF(D3145+1>23,0,D3145+1)","v":18},"May 11, 2019 18:00","2019-05-11T18:00:00",{"v":77,"d":"77.0"},68.8,64.9,92.7,32.99,0.0733,0.62,13.82]
["May",11,"9PM to 10PM",21,"May 11, 2019 21:00","2019-05-11T21:00:00",73.9,67.8,64.9,92.7,32.24,0.0737,0.62,13.74]
["May",11,"10PM to 11PM",22,"May 11, 2019 22:00","2019-05-11T22:00:00",73.9,67.8,64.9,92.7,32.24,0.0737,0.62,13.74]
["May",12,"2AM to 3AM",2,"May 12, 2019 2:00","2019-05-12T02:00:00",71.1,66.3,{"v":64,"d":"64.0"},89.8,31.07,0.0742,{"v":0.6,"d":"0.60"},13.66]
["May",12,"5AM to 6AM",5,"May 12, 2019 5:00","2019-05-12T05:00:00",69.1,66.3,64.9,92.7,31.04,0.0744,0.62,13.62]
["May",12,"9AM to 10AM",9,"May 12, 2019 9:00","2019-05-12T09:00:00",82.9,71.2,{"v":66,"d":"66.0"},96.4,35.02,0.0725,0.64,13.98]
["May",12,"12PM to 1PM",12,"May 12, 2019 12:00","2019-05-12T12:00:00",87.1,72.9,66.9,99.5,36.53,0.0719,0.67,{"v":14.1,"d":"14.10"}]
["May",12,"4PM to 5PM",16,"May 12, 2019 16:00","2019-05-12T16:00:00",{"v":82,"d":"82.0"},70.9,{"v":66,"d":"66.0"},96.4,{"v":34.8,"d":"34.80"},0.0726,0.64,13.96]
["May",12,"7PM to 8PM",19,"May 12, 2019 19:00","2019-05-12T19:00:00",{"v":77,"d":"77.0"},68.8,64.9,92.7,32.99,0.0733,0.62,13.82]
["May",12,"11PM to 12AM",23,"May 12, 2019 23:00","2019-05-12T23:00:00",{"v":75,"d":"75.0"},68.8,{"v":66,"d":"66.0"},96.4,33.07,0.0736,0.64,13.78]
["May",13,"12AM to 1AM",0,"May 13, 2019 0:00","2019-05-13",73.9,67.8,64.9,92.7,32.24,0.0737,0.62,13.74]
["May",13,"3AM to 4AM",3,"May 13, 2019 3:00","2019-05-13T03:00:00",{"v":73,"d":"73.0"},{"v":67,"d":"67.0"},{"v":64,"d":"64.0"},89.8,31.56,0.0739,{"v":0.6,"d":"0.60"},13.71]
["May",13,"7AM to 8AM",7,"May 13, 2019 7:00","2019-05-13T07:00:00",{"v":77,"d":"77.0"},68.8,64.9,92.7,32.99,0.0733,0.62,13.82]
["May",13,"10AM to 11AM",10,"May 13, 2019 10:00","2019-05-13T10:00:00",{"v":79,"d":"79.0"},69.4,64.9,92.7,33.48,{"v":0.073,"d":"0.0730"},0.62,13.87]
["May",13,"1PM to 2PM",13,"May 13, 2019 13:00","2019-05-13T13:00:00",84.9,70.6,{"v":64,"d":"64.0"},89.8,34.48,0.0723,{"v":0.6,"d":"0.60"},14.01]
["May",13,"5PM to 6PM",17,"May 13, 2019 17:00","2019-05-13T17:00:00",{"v":79,"d":"79.0"},68.8,{"v":64,"d":"64.0"},89.8,33.02,0.0731,{"v":0.6,"d":"0.60"},13.86]
["May",13,"8PM to 9PM",20,"May 13, 2019 20:00","2019-05-13T20:00:00",{"v":75,"d":"75.0"},67.6,{"v":64,"d":"64.0"},89.8,32.04,0.0736,{"v":0.6,"d":"0.60"},13.76]
["May",14,"12AM to 1AM",0,"May 14, 2019 0:00","2019-05-14",73.9,66.1,62.1,83.6,30.82,0.0738,0.56,13.71]
["May",14,"1AM to 2AM",1,"May 14, 2019 1:00","2019-05-14T01:00:00",{"v":73,"d":"73.0"},65.8,62.1,83.6,{"v":30.6,"d":"30.60"},0.0739,0.56,13.69]
["May",14,"4AM to 5AM",4,"May 14, 2019 4:00","2019-05-14T04:00:00",{"v":73,"d":"73.0"},66.3,{"v":63,"d":"63.0"},86.4,31.03,0.0739,0.58,{"v":13.7,"d":"13.70"}]
["May",14,"8AM to 9AM",8,"May 14, 2019 8:00","2019-05-14T08:00:00",80.1,{"v":68,"d":"68.0"},62.1,83.6,32.32,{"v":0.073,"d":"0.0730"},0.56,13.87]
["May",14,"11AM to 12PM",11,"May 14, 2019 11:00","2019-05-14T11:00:00",82.9,68.3,{"v":61,"d":"61.0"},80.5,32.52,0.0726,0.54,13.93]
["May",14,"2PM to 3PM",14,"May 14, 2019 14:00","2019-05-14T14:00:00",{"v":82,"d":"82.0"},68.6,62.1,83.6,{"v":32.8,"d":"32.80"},0.0727,0.56,13.92]
["May",14,"6PM to 7PM",18,"May 14, 2019 18:00","2019-05-14T18:00:00",{"v":75,"d":"75.0"},65.8,{"v":61,"d":"61.0"},80.5,30.58,0.0737,0.54,13.73]
["May",14,"9PM to 10PM",21,"May 14, 2019 21:00","2019-05-14T21:00:00",73.9,66.1,62.1,83.6,30.82,0.0738,0.56,13.71]
["May",15,"1AM to 2AM",1,"May 15, 2019 1:00","2019-05-15T01:00:00",73.9,65.4,{"v":61,"d":"61.0"},80.5,30.32,0.0738,0.54,{"v":13.7,"d":"13.70"}]
["May",15,"2AM to 3AM",2,"May 15, 2019 2:00","2019-05-15T02:00:00",75.9,65.5,60.1,77.9,{"v":30.4,"d":"30.40"},0.0736,0.52,13.75]
["May",15,"5AM to 6AM",5,"May 15, 2019 5:00","2019-05-15T05:00:00",71.1,64.5,{"v":61,"d":"61.0"},80.5,29.61,0.0742,0.54,13.63]
["May",15,"9AM to 10AM",9,"May 15, 2019 9:00","2019-05-15T09:00:00",{"v":79,"d":"79.0"},66.5,60.1,77.9,31.15,0.0731,0.52,13.82]
["May",15,"12PM to 1PM",12,"May 15, 2019 12:00","2019-05-15T12:00:00",{"v":84,"d":"84.0"},68.6,{"v":61,"d":"61.0"},80.5,32.79,0.0724,0.54,13.96]
["May",15,"3PM to 4PM",15,"May 15, 2019 15:00","2019-05-15T15:00:00",{"v":77,"d":"77.0"},68.2,{"v":64,"d":"64.0"},89.8,32.53,0.0733,{"v":0.6,"d":"0.60"},13.81]
["May",15,"7PM to 8PM",19,"May 15, 2019 19:00","2019-05-15T19:00:00",73.9,66.6,{"v":63,"d":"63.0"},86.4,31.25,0.0738,0.58,13.72]
["May",15,"10PM to 11PM",22,"May 15, 2019 22:00","2019-05-15T22:00:00",73.9,66.6,{"v":63,"d":"63.0"},86.4,31.25,0.0738,0.58,13.72]
["May",16,"12AM to 1AM",0,"May 16, 2019 0:00","2019-05-16",{"v":73,"d":"73.0"},66.3,{"v":63,"d":"63.0"},86.4,31.03,0.0739,0.58,{"v":13.7,"d":"13.70"}]
["May",16,"3AM to 4AM",3,"May 16, 2019 3:00","2019-05-16T03:00:00",{"v":73,"d":"73.0"},65.8,62.1,83.6,{"v":30.6,"d":"30.60"},0.0739,0.56,13.69]
["May",16,"6AM to 7AM",6,"May 16, 2019 6:00","2019-05-16T06:00:00",{"v":70,"d":"70.0"},67.3,{"v":66,"d":"66.0"},96.4,31.83,0.0743,0.64,13.65]
["May",16,"10AM to 11AM",10,"May 16, 2019 10:00","2019-05-16T10:00:00",{"v":79,"d":"79.0"},69.4,64.9,92.7,33.48,{"v":0.073,"d":"0.0730"},0.62,13.87]
["May",16,"1PM to 2PM",13,"May 16, 2019 13:00","2019-05-16T13:00:00",{"v":79,"d":"79.0"},68.8,{"v":64,"d":"64.0"},89.8,33.02,0.0731,{"v":0.6,"d":"0.60"},13.86]
["May",16,"4PM to 5PM",16,"May 16, 2019 16:00","2019-05-16T16:00:00",{"v":77,"d":"77.0"},67.6,{"v":63,"d":"63.0"},86.4,{"v":32,"d":"32.00"},0.0734,0.58,{"v":13.8,"d":"13.80"}]
["May",16,"7PM to 8PM",19,"May 16, 2019 19:00","2019-05-16T19:00:00",{"v":75,"d":"75.0"},66.9,{"v":63,"d":"63.0"},86.4,31.51,0.0736,0.58,13.75]
["May",17,"12AM to 1AM",0,"May 17, 2019 0:00","2019-05-17",{"v":73,"d":"73.0"},66.3,{"v":63,"d":"63.0"},86.4,31.03,0.0739,0.58,{"v":13.7,"d":"13.70"}]
["May",17,"1AM to 2AM",1,{"$f":"A3273&\" \"&B3273&\", \"&$D$5&\" \"&D3273&\":00\"","v":"May 17, 2019 1:00"},{"$f":"DATEVALUE(E3273)+TIMEVALUE(E3273)","v":"2019-05-17T01:00:00"},{"v":72,"d":"72.0"},{"v":66,"d":"66.0"},{"v":63,"d":"63.0"},86.4,30.76,0.0741,0.58,13.67]
["May",17,"4AM to 5AM",4,"May 17, 2019 4:00","2019-05-17T04:00:00",{"v":70,"d":"70.0"},64.8,62.1,83.6,29.85,0.0743,0.56,13.61]
["May",17,"7AM to 8AM",7,"May 17, 2019 7:00","2019-05-17T07:00:00",{"v":77,"d":"77.0"},68.2,{"v":64,"d":"64.0"},89.8,32.53,0.0733,{"v":0.6,"d":"0.60"},13.81]
["May",17,"11AM to 12PM",11,"May 17, 2019 11:00","2019-05-17T11:00:00",{"v":84,"d":"84.0"},70.3,{"v":64,"d":"64.0"},89.8,34.26,0.0724,{"v":0.6,"d":"0.60"},13.99]
["May",17,"2PM to 3PM",14,"May 17, 2019 14:00","2019-05-17T14:00:00",{"v":84,"d":"84.0"},68.6,{"v":61,"d":"61.0"},80.5,32.79,0.0724,0.54,13.96]
["May",17,"4PM to 5PM",16,"May 17, 2019 16:00","2019-05-17T16:00:00",{"v":82,"d":"82.0"},69.1,{"v":63,"d":"63.0"},86.4,33.23,0.0727,0.58,13.93]
["May",17,"10PM to 11PM",22,"May 17, 2019 22:00","2019-05-17T22:00:00",{"v":73,"d":"73.0"},67.5,64.9,92.7,32.02,0.0739,0.62,13.72]
["May",18,"1AM to 2AM",1,"May 18, 2019 1:00","2019-05-18T01:00:00",{"v":70,"d":"70.0"},{"v":66,"d":"66.0"},{"v":64,"d":"64.0"},89.8,30.81,0.0743,{"v":0.6,"d":"0.60"},13.63]
["May",18,"2AM to 3AM",2,"May 18, 2019 2:00","2019-05-18T02:00:00",69.1,65.7,{"v":64,"d":"64.0"},89.8,30.58,0.0744,{"v":0.6,"d":"0.60"},13.61]
["May",18,"5AM to 6AM",5,"May 18, 2019 5:00","2019-05-18T05:00:00",{"v":66,"d":"66.0"},{"v":64,"d":"64.0"},{"v":63,"d":"63.0"},86.4,{"v":29.3,"d":"29.30"},0.0749,0.58,13.52]
["May",18,"8AM to 9AM",8,"May 18, 2019 8:00","2019-05-18T08:00:00",80.1,70.9,66.9,99.5,{"v":34.8,"d":"34.80"},0.0729,0.67,13.92]
["May",18,"12PM to 1PM",12,"May 18, 2019 12:00","2019-05-18T12:00:00",87.1,71.7,64.9,92.7,35.47,{"v":0.072,"d":"0.0720"},0.62,14.08]
["May",18,"3PM to 4PM",15,"May 18, 2019 15:00","2019-05-18T15:00:00",84.9,71.1,64.9,92.7,34.94,0.0723,0.62,14.02]
["May",18,"5PM to 6PM",17,"May 18, 2019 17:00","2019-05-18T17:00:00",78.1,69.1,64.9,92.7,33.25,0.0732,0.62,13.85]
["May",18,"11PM to 12AM",23,"May 18, 2019 23:00","2019-05-18T23:00:00",{"v":75,"d":"75.0"},68.2,64.9,92.7,{"v":32.5,"d":"32.50"},0.0736,0.62,13.77]
["May",19,"2AM to 3AM",2,"May 19, 2019 2:00","2019-05-19T02:00:00",73.9,67.8,64.9,92.7,32.24,0.0737,0.62,13.74]
["May",19,"3AM to 4AM",3,"May 19, 2019 3:00","2019-05-19T03:00:00",73.9,67.8,64.9,92.7,32.24,0.0737,0.62,13.74]
["May",19,"6AM to 7AM",6,"May 19, 2019 6:00","2019-05-19T06:00:00",{"v":77,"d":"77.0"},68.8,64.9,92.7,32.99,0.0733,0.62,13.82]
["May",19,"9AM to 10AM",9,"May 19, 2019 9:00","2019-05-19T09:00:00",{"v":84,"d":"84.0"},70.9,64.9,92.7,34.71,0.0724,0.62,{"v":14,"d":"14.00"}]
["May",19,"1PM to 2PM",13,"May 19, 2019 13:00","2019-05-19T13:00:00",{"v":86,"d":"86.0"},71.4,64.9,92.7,{"v":35.2,"d":"35.20"},0.0721,0.62,14.05]
["May",19,"6PM to 7PM",{"$f":"IF(D3337+1>23,0,D3337+1)","v":18},"May 19, 2019 18:00","2019-05-19T18:00:00",{"v":77,"d":"77.0"},68.8,64.9,92.7,32.99,0.0733,0.62,13.82]
["May",19,"9PM to 10PM",21,"May 19, 2019 21:00","2019-05-19T21:00:00",{"v":75,"d":"75.0"},68.8,{"v":66,"d":"66.0"},96.4,33.07,0.0736,0.64,13.78]
["May",20,"12AM to 1AM",0,"May 20, 2019 0:00","2019-05-20",{"v":75,"d":"75.0"},68.2,64.9,92.7,{"v":32.5,"d":"32.50"},0.0736,0.62,13.77]
["May",20,"3AM to 4AM",3,"May 20, 2019 3:00","2019-05-20T03:00:00",{"v":73,"d":"73.0"},68.2,{"v":66,"d":"66.0"},96.4,32.58,0.0738,0.64,13.73]
["May",20,"4AM to 5AM",4,"May 20, 2019 4:00","2019-05-20T04:00:00",{"v":73,"d":"73.0"},{"v":67,"d":"67.0"},{"v":64,"d":"64.0"},89.8,31.56,0.0739,{"v":0.6,"d":"0.60"},13.71]
["May",20,"7AM to 8AM",7,"May 20, 2019 7:00","2019-05-20T07:00:00",78.1,67.4,62.1,83.6,31.83,0.0732,0.56,13.82]
["May",20,"11AM to 12PM",11,"May 20, 2019 11:00","2019-05-20T11:00:00",84.9,67.8,{"v":59,"d":"59.0"},74.9,32.13,0.0724,{"v":0.5,"d":"0.50"},13.97]
["May",20,"2PM to 3PM",14,"May 20, 2019 14:00","2019-05-20T14:00:00",82.9,67.8,60.1,77.9,32.12,0.0726,0.52,13.93]
["May",20,"7PM to 8PM",19,"May 20, 2019 19:00","2019-05-20T19:00:00",73.9,64.9,60.1,77.9,29.91,0.0738,0.52,{"v":13.7,"d":"13.70"}]
["May",20,"10PM to 11PM",22,"May 20, 2019 22:00","2019-05-20T22:00:00",{"v":73,"d":"73.0"},65.1,{"v":61,"d":"61.0"},80.5,{"v":30.1,"d":"30.10"},0.0739,0.54,13.68]
["May",21,"1AM to 2AM",1,"May 21, 2019 1:00","2019-05-21T01:00:00",71.1,63.9,60.1,77.9,29.21,0.0742,0.52,13.62]
["May",21,"4AM to 5AM",4,"May 21, 2019 4:00","2019-05-21T04:00:00",71.1,63.9,60.1,77.9,29.21,0.0742,0.52,13.62]
["May",21,"5AM to 6AM",5,"May 21, 2019 5:00","2019-05-21T05:00:00",71.1,64.5,{"v":61,"d":"61.0"},80.5,29.61,0.0742,0.54,13.63]
["May",21,"8AM to 9AM",8,"May 21, 2019 8:00","2019-05-21T08:00:00",{"v":79,"d":"79.0"},{"v":67,"d":"67.0"},{"v":61,"d":"61.0"},80.5,31.55,0.0731,0.54,13.83]
["May",21,"12PM to 1PM",12,"May 21, 2019 12:00","2019-05-21T12:00:00",{"v":82,"d":"82.0"},{"v":68,"d":"68.0"},{"v":61,"d":"61.0"},80.5,{"v":32.3,"d":"32.30"},0.0727,0.54,13.91]
["May",21,"4PM to 5PM",16,"May 21, 2019 16:00","2019-05-21T16:00:00",{"v":82,"d":"82.0"},68.6,62.1,83.6,{"v":32.8,"d":"32.80"},0.0727,0.56,13.92]
["May",21,"7PM to 8PM",19,"May 21, 2019 19:00","2019-05-21T19:00:00",75.9,67.2,{"v":63,"d":"63.0"},86.4,31.73,0.0735,0.58,13.77]
["May",21,"11PM to 12AM",23,"May 21, 2019 23:00","2019-05-21T23:00:00",{"v":73,"d":"73.0"},66.3,{"v":63,"d":"63.0"},86.4,31.03,0.0739,0.58,{"v":13.7,"d":"13.70"}]
["May",22,"2AM to 3AM",2,"May 22, 2019 2:00","2019-05-22T02:00:00",{"v":70,"d":"70.0"},66.6,64.9,92.7,31.26,0.0743,0.62,13.64]
["May",22,"5AM to 6AM",5,"May 22, 2019 5:00","2019-05-22T05:00:00",69.1,66.3,64.9,92.7,31.04,0.0744,0.62,13.62]
["May",22,"6AM to 7AM",6,"May 22, 2019 6:00","2019-05-22T06:00:00",{"v":72,"d":"72.0"},67.2,64.9,92.7,31.75,{"v":0.074,"d":"0.0740"},0.62,13.69]
["May",22,"9AM to 10AM",9,{"$f":"A3401&\" \"&B3401&\", \"&$D$5&\" \"&D3401&\":00\"","v":"May 22, 2019 9:00"},{"$f":"DATEVALUE(E3401)+TIMEVALUE(E3401)","v":"2019-05-22T09:00:00"},{"v":81,"d":"81.0"},68.8,{"v":63,"d":"63.0"},86.4,32.97,0.0728,0.58,{"v":13.9,"d":"13.90"}]
["May",22,"1PM to 2PM",13,"May 22, 2019 13:00","2019-05-22T13:00:00",84.9,69.5,62.1,83.6,33.51,0.0723,0.56,{"v":14,"d":"14.00"}]
["May",22,"5PM to 6PM",17,"May 22, 2019 17:00","2019-05-22T17:00:00",78.1,67.4,62.1,83.6,31.83,0.0732,0.56,13.82]
["May",22,"8PM to 9PM",20,"May 22, 2019 20:00","2019-05-22T20:00:00",73.9,66.6,{"v":63,"d":"63.0"},86.4,31.25,0.0738,0.58,13.72]
["May",23,"12AM to 1AM",0,"May 23, 2019 0:00","2019-05-23",{"v":72,"d":"72.0"},65.4,62.1,83.6,30.33,0.0741,0.56,13.66]
["May",23,"3AM to 4AM",3,"May 23, 2019 3:00","2019-05-23T03:00:00",69.1,64.5,62.1,83.6,29.62,0.0745,0.56,13.59]
["May",23,"4AM to 5AM",4,"May 23, 2019 4:00","2019-05-23T04:00:00",66.9,63.7,62.1,83.6,29.09,0.0748,0.56,13.53]
["May",23,"7AM to 8AM",7,"May 23, 2019 7:00","2019-05-23T07:00:00",{"v":77,"d":"77.0"},{"v":67,"d":"67.0"},62.1,83.6,31.57,0.0734,0.56,13.79]
["May",23,"10AM to 11AM",10,"May 23, 2019 10:00","2019-05-23T10:00:00",{"v":82,"d":"82.0"},{"v":68,"d":"68.0"},{"v":61,"d":"61.0"},80.5,{"v":32.3,"d":"32.30"},0.0727,0.54,13.91]
["May",23,"2PM to 3PM",14,"May 23, 2019 14:00","2019-05-23T14:00:00",84.9,{"v":70,"d":"70.0"},{"v":63,"d":"63.0"},86.4,33.94,0.0723,0.58,{"v":14,"d":"14.00"}]
["May",23,"6PM to 7PM",18,"May 23, 2019 18:00","2019-05-23T18:00:00",{"v":77,"d":"77.0"},68.8,64.9,92.7,32.99,0.0733,0.62,13.82]
["May",23,"9PM to 10PM",21,"May 23, 2019 21:00","2019-05-23T21:00:00",75.9,69.1,{"v":66,"d":"66.0"},96.4,33.29,0.0734,0.64,{"v":13.8,"d":"13.80"}]
["May",24,"1AM to 2AM",1,"May 24, 2019 1:00","2019-05-24T01:00:00",{"v":72,"d":"72.0"},67.9,{"v":66,"d":"66.0"},96.4,32.32,{"v":0.074,"d":"0.0740"},0.64,{"v":13.7,"d":"13.70"}]
["May",24,"4AM to 5AM",4,"May 24, 2019 4:00","2019-05-24T04:00:00",{"v":72,"d":"72.0"},67.2,64.9,92.7,31.75,{"v":0.074,"d":"0.0740"},0.62,13.69]
["May",24,"5AM to 6AM",5,"May 24, 2019 5:00","2019-05-24T05:00:00",{"v":72,"d":"72.0"},67.2,64.9,92.7,31.75,{"v":0.074,"d":"0.0740"},0.62,13.69]
["May",24,"8AM to 9AM",8,"May 24, 2019 8:00","2019-05-24T08:00:00",80.1,69.7,64.9,92.7,33.74,0.0729,0.62,{"v":13.9,"d":"13.90"}]
["May",24,"11AM to 12PM",11,"May 24, 2019 11:00","2019-05-24T11:00:00",89.1,70.7,62.1,83.6,34.53,0.0718,0.56,{"v":14.1,"d":"14.10"}]
["May",24,"3PM to 4PM",15,"May 24, 2019 15:00","2019-05-24T15:00:00",84.9,{"v":70,"d":"70.0"},{"v":63,"d":"63.0"},86.4,33.94,0.0723,0.58,{"v":14,"d":"14.00"}]
["May",24,"7PM to 8PM",19,"May 24, 2019 19:00","2019-05-24T19:00:00",{"v":75,"d":"75.0"},67.6,{"v":64,"d":"64.0"},89.8,32.04,0.0736,{"v":0.6,"d":"0.60"},13.76]
["May",24,"10PM to 11PM",22,"May 24, 2019 22:00","2019-05-24T22:00:00",{"v":75,"d":"75.0"},68.2,64.9,92.7,{"v":32.5,"d":"32.50"},0.0736,0.62,13.77]
["May",25,"2AM to 3AM",{"$f":"IF(D3465+1>23,0,D3465+1)","v":2},"May 25, 2019 2:00","2019-05-25T02:00:00",{"v":73,"d":"73.0"},{"v":67,"d":"67.0"},{"v":64,"d":"64.0"},89.8,31.56,0.0739,{"v":0.6,"d":"0.60"},13.71]
["May",25,"5AM to 6AM",5,"May 25, 2019 5:00","2019-05-25T05:00:00",73.9,67.3,{"v":64,"d":"64.0"},89.8,31.78,0.0738,{"v":0.6,"d":"0.60"},13.73]
["May",25,"6AM to 7AM",6,"May 25, 2019 6:00","2019-05-25T06:00:00",{"v":75,"d":"75.0"},66.9,{"v":63,"d":"63.0"},86.4,31.51,0.0736,0.58,13.75]
["May",25,"9AM to 10AM",9,"May 25, 2019 9:00","2019-05-25T09:00:00",80.1,68.5,{"v":63,"d":"63.0"},86.4,32.75,0.0729,0.58,13.88]
["May",25,"12PM to 1PM",12,"May 25, 2019 12:00","2019-05-25T12:00:00",84.9,69.5,62.1,83.6,33.51,0.0723,0.56,{"v":14,"d":"14.00"}]
["May",25,"5PM to 6PM",17,"May 25, 2019 17:00","2019-05-25T17:00:00",78.1,68.5,{"v":64,"d":"64.0"},89.8,{"v":32.8,"d":"32.80"},0.0732,{"v":0.6,"d":"0.60"},13.84]
["May",25,"8PM to 9PM",20,"May 25, 2019 20:00","2019-05-25T20:00:00",{"v":75,"d":"75.0"},68.8,{"v":66,"d":"66.0"},96.4,33.07,0.0736,0.64,13.78]
["May",26,"12AM to 1AM",0,"May 26, 2019 0:00","2019-05-26",73.9,69.1,66.9,99.5,33.29,0.0737,0.67,13.76]
["May",26,"3AM to 4AM",3,"May 26, 2019 3:00","2019-05-26T03:00:00",71.1,68.2,66.9,99.5,32.58,0.0741,0.67,13.69]
["May",26,"6AM to 7AM",6,"May 26, 2019 6:00","2019-05-26T06:00:00",73.9,69.1,66.9,99.5,33.29,0.0737,0.67,13.76]
["May",26,"7AM to 8AM",7,"May 26, 2019 7:00","2019-05-26T07:00:00",{"v":77,"d":"77.0"},{"v":70,"d":"70.0"},66.9,99.5,34.05,0.0733,0.67,13.84]
["May",26,"10AM to 11AM",10,"May 26, 2019 10:00","2019-05-26T10:00:00",{"v":82,"d":"82.0"},71.5,66.9,99.5,35.29,0.0726,0.67,13.97]
["May",26,"1PM to 2PM",13,"May 26, 2019 13:00","2019-05-26T13:00:00",82.9,73.1,69.1,107.4,36.74,0.0724,0.72,14.02]
["May",26,"6PM to 7PM",18,"May 26, 2019 18:00","2019-05-26T18:00:00",75.9,69.7,66.9,99.5,33.78,0.0734,0.67,13.81]
["May",26,"9PM to 10PM",21,"May 26, 2019 21:00","2019-05-26T21:00:00",73.9,69.8,{"v":68,"d":"68.0"},103.4,{"v":33.9,"d":"33.90"},0.0737,0.69,13.77]
["May",27,"1AM to 2AM",1,"May 27, 2019 1:00","2019-05-27T01:00:00",{"v":73,"d":"73.0"},69.5,{"v":68,"d":"68.0"},103.4,33.67,0.0738,0.69,13.75]
["May",27,"4AM to 5AM",4,"May 27, 2019 4:00","2019-05-27T04:00:00",{"v":72,"d":"72.0"},68.5,66.9,99.5,{"v":32.8,"d":"32.80"},{"v":0.074,"d":"0.0740"},0.67,13.71]
["May",27,"7AM to 8AM",7,"May 27, 2019 7:00","2019-05-27T07:00:00",78.1,70.3,66.9,99.5,34.31,0.0731,0.67,13.87]
["May",27,"8AM to 9AM",8,"May 27, 2019 8:00","2019-05-27T08:00:00",{"v":81,"d":"81.0"},70.6,{"v":66,"d":"66.0"},96.4,34.53,0.0728,0.64,13.93]
["May",27,"2PM to 3PM",14,"May 27, 2019 14:00","2019-05-27T14:00:00",78.1,72.3,{"v":70,"d":"70.0"},110.8,36.08,0.0731,0.74,{"v":13.9,"d":"13.90"}]
["May",27,"4PM to 5PM",16,"May 27, 2019 16:00","2019-05-27T16:00:00",{"v":75,"d":"75.0"},71.5,{"v":70,"d":"70.0"},110.8,35.33,0.0735,0.74,13.83]
["May",27,"7PM to 8PM",19,"May 27, 2019 19:00","2019-05-27T19:00:00",75.9,71.1,69.1,107.4,35.01,0.0734,0.72,13.84]
["May",27,"10PM to 11PM",22,"May 27, 2019 22:00","2019-05-27T22:00:00",73.9,69.8,{"v":68,"d":"68.0"},103.4,{"v":33.9,"d":"33.90"},0.0737,0.69,13.77]
["May",28,"2AM to 3AM",2,"May 28, 2019 2:00","2019-05-28T02:00:00",{"v":70,"d":"70.0"},67.3,{"v":66,"d":"66.0"},96.4,31.83,0.0743,0.64,13.65]
["May",28,"5AM to 6AM",5,"May 28, 2019 5:00","2019-05-28T05:00:00",66.9,65.6,64.9,92.7,30.51,0.0747,0.62,13.56]
["May",28,"8AM to 9AM",8,"May 28, 2019 8:00","2019-05-28T08:00:00",80.1,70.9,66.9,99.5,{"v":34.8,"d":"34.80"},0.0729,0.67,13.92]
["May",28,"9AM to 10AM",9,"May 28, 2019 9:00","2019-05-28T09:00:00",{"v":82,"d":"82.0"},71.5,66.9,99.5,35.29,0.0726,0.67,13.97]
["May",28,"3PM to 4PM",15,"May 28, 2019 15:00","2019-05-28T15:00:00",75.9,70.4,{"v":68,"d":"68.0"},103.4,34.38,0.0734,0.69,13.83]
["May",28,"5PM to 6PM",17,"May 28, 2019 17:00","2019-05-28T17:00:00",{"v":72,"d":"72.0"},69.2,{"v":68,"d":"68.0"},103.4,33.41,0.0739,0.69,13.72]
["May",28,"8PM to 9PM",20,"May 28, 2019 20:00","2019-05-28T20:00:00",{"v":72,"d":"72.0"},69.2,{"v":68,"d":"68.0"},103.4,33.41,0.0739,0.69,13.72]
["May",28,"11PM to 12AM",23,"May 28, 2019 23:00","2019-05-28T23:00:00",71.1,68.2,66.9,99.5,32.58,0.0741,0.67,13.69]
["May",29,"3AM to 4AM",3,"May 29, 2019 3:00","2019-05-29T03:00:00",69.1,{"v":67,"d":"67.0"},{"v":66,"d":"66.0"},96.4,31.61,0.0744,0.64,13.63]
["May",29,"6AM to 7AM",6,"May 29, 2019 6:00","2019-05-29T06:00:00",73.9,67.8,64.9,92.7,32.24,0.0737,0.62,13.74]
["May",29,"9AM to 10AM",9,"May 29, 2019 9:00","2019-05-29T09:00:00",{"v":84,"d":"84.0"},70.3,{"v":64,"d":"64.0"},89.8,34.26,0.0724,{"v":0.6,"d":"0.60"},13.99]
["May",29,"12PM to 1PM",12,"May 29, 2019 12:00","2019-05-29T12:00:00",82.9,71.7,66.9,99.5,35.51,0.0725,0.67,13.99]
["May",29,"2PM to 3PM",14,"May 29, 2019 14:00","2019-05-29T14:00:00",{"v":84,"d":"84.0"},72.1,66.9,99.5,35.77,0.0723,0.67,14.02]
["May",29,"6PM to 7PM",18,"May 29, 2019 18:00","2019-05-29T18:00:00",78.1,69.1,64.9,92.7,33.25,0.0732,0.62,13.85]
["May",29,"9PM to 10PM",21,"May 29, 2019 21:00","2019-05-29T21:00:00",73.9,68.5,{"v":66,"d":"66.0"},96.4,{"v":32.8,"d":"32.80"},0.0737,0.64,13.75]
["May",30,"12AM to 1AM",0,"May 30, 2019 0:00","2019-05-30",71.1,67.6,{"v":66,"d":"66.0"},96.4,32.09,0.0741,0.64,13.68]
["May",30,"4AM to 5AM",4,"May 30, 2019 4:00","2019-05-30T04:00:00",66.9,65.6,64.9,92.7,30.51,0.0747,0.62,13.56]
["May",30,"7AM to 8AM",7,"May 30, 2019 7:00","2019-05-30T07:00:00",78.1,69.8,{"v":66,"d":"66.0"},96.4,33.82,0.0731,0.64,13.86]
["May",30,"8AM to 9AM",8,"May 30, 2019 8:00","2019-05-30T08:00:00",{"v":81,"d":"81.0"},70.6,{"v":66,"d":"66.0"},96.4,34.53,0.0728,0.64,13.93]
["May",30,"1PM to 2PM",13,"May 30, 2019 13:00","2019-05-30T13:00:00",{"v":84,"d":"84.0"},72.7,{"v":68,"d":"68.0"},103.4,36.38,0.0723,0.69,14.03]
["May",30,"3PM to 4PM",15,"May 30, 2019 15:00","2019-05-30T15:00:00",{"v":81,"d":"81.0"},71.9,{"v":68,"d":"68.0"},103.4,35.63,0.0727,0.69,13.96]
["May",30,"7PM to 8PM",19,"May 30, 2019 19:00","2019-05-30T19:00:00",{"v":77,"d":"77.0"},{"v":70,"d":"70.0"},66.9,99.5,34.05,0.0733,0.67,13.84]
["May",30,"10PM to 11PM",22,"May 30, 2019 22:00","2019-05-30T22:00:00",{"v":73,"d":"73.0"},68.8,66.9,99.5,33.07,0.0738,0.67,13.74]
["May",31,"1AM to 2AM",1,"May 31, 2019 1:00","2019-05-31T01:00:00",{"v":70,"d":"70.0"},67.3,{"v":66,"d":"66.0"},96.4,31.83,0.0743,0.64,13.65]
["May",31,"5AM to 6AM",5,"May 31, 2019 5:00","2019-05-31T05:00:00",{"v":68,"d":"68.0"},65.9,64.9,92.7,30.78,0.0746,0.62,13.59]
["May",31,"8AM to 9AM",8,"May 31, 2019 8:00","2019-05-31T08:00:00",{"v":82,"d":"82.0"},70.9,{"v":66,"d":"66.0"},96.4,{"v":34.8,"d":"34.80"},0.0726,0.64,13.96]
["May",31,"10AM to 11AM",10,"May 31, 2019 10:00","2019-05-31T10:00:00",{"v":84,"d":"84.0"},70.9,64.9,92.7,34.71,0.0724,0.62,{"v":14,"d":"14.00"}]
["May",31,"1PM to 2PM",13,"May 31, 2019 13:00","2019-05-31T13:00:00",{"v":84,"d":"84.0"},73.4,69.1,107.4,37.01,0.0723,0.72,14.05]
["May",31,"4PM to 5PM",16,"May 31, 2019 16:00","2019-05-31T16:00:00",{"v":73,"d":"73.0"},70.9,{"v":70,"d":"70.0"},110.8,34.84,0.0738,0.74,13.77]
["May",31,"8PM to 9PM",20,"May 31, 2019 20:00","2019-05-31T20:00:00",{"v":73,"d":"73.0"},69.8,68.4,104.7,33.88,0.0738,{"v":0.7,"d":"0.70"},13.75]
["May",31,"11PM to 12AM",23,"May 31, 2019 23:00","2019-05-31T23:00:00",74.3,70.5,68.9,106.7,{"v":34.5,"d":"34.50"},0.0736,0.71,13.79]
["June",1,"3AM to 4AM",3,"June 1, 2019 3:00","2019-06-01T03:00:00",74.8,70.8,69.1,107.4,34.74,0.0735,0.72,13.81]
["June",1,"6AM to 7AM",6,"June 1, 2019 6:00","2019-06-01T06:00:00",75.9,72.5,71.1,115.1,36.21,0.0733,0.77,13.86]
["June",1,"9AM to 10AM",9,"June 1, 2019 9:00","2019-06-01T09:00:00",{"v":81,"d":"81.0"},73.9,71.1,115.1,37.46,0.0726,0.77,13.99]
["June",1,"11AM to 12PM",11,"June 1, 2019 11:00","2019-06-01T11:00:00",82.9,{"v":75,"d":"75.0"},{"v":72,"d":"72.0"},118.7,38.53,0.0724,0.79,14.05]
["June",1,"2PM to 3PM",14,"June 1, 2019 14:00","2019-06-01T14:00:00",82.9,71.7,66.9,99.5,35.51,0.0725,0.67,13.99]
["June",1,"5PM to 6PM",17,"June 1, 2019 17:00","2019-06-01T17:00:00",{"v":81,"d":"81.0"},73.1,{"v":70,"d":"70.0"},110.8,36.79,0.0727,0.74,13.98]
["June",1,"9PM to 10PM",21,"June 1, 2019 21:00","2019-06-01T21:00:00",78.1,73.1,71.1,115.1,36.75,{"v":0.073,"d":"0.0730"},0.77,13.92]
["June",2,"12AM to 1AM",0,"June 2, 2019 0:00","2019-06-02",{"v":77,"d":"77.0"},72.8,71.1,115.1,36.48,0.0732,0.77,13.89]
["June",2,"4AM to 5AM",4,"June 2, 2019 4:00","2019-06-02T04:00:00",75.9,71.7,{"v":70,"d":"70.0"},110.8,35.55,0.0734,0.74,13.85]
["June",2,"7AM to 8AM",7,"June 2, 2019 7:00","2019-06-02T07:00:00",{"v":77,"d":"77.0"},{"v":72,"d":"72.0"},{"v":70,"d":"70.0"},110.8,35.81,0.0732,0.74,13.88]
["June",2,"8AM to 9AM",8,"June 2, 2019 8:00","2019-06-02T08:00:00",80.1,72.9,{"v":70,"d":"70.0"},110.8,36.57,0.0728,0.74,13.96]
["June",2,"12PM to 1PM",12,"June 2, 2019 12:00","2019-06-02T12:00:00",82.9,{"v":75,"d":"75.0"},{"v":72,"d":"72.0"},118.7,38.53,0.0724,0.79,14.05]
["June",2,"3PM to 4PM",15,"June 2, 2019 15:00","2019-06-02T15:00:00",82.9,75.7,{"v":73,"d":"73.0"},123.3,39.24,0.0723,0.82,14.07]
["June",2,"6PM to 7PM",18,"June 2, 2019 18:00","2019-06-02T18:00:00",78.1,73.1,71.1,115.1,36.75,{"v":0.073,"d":"0.0730"},0.77,13.92]
["June",2,"10PM to 11PM",22,"June 2, 2019 22:00","2019-06-02T22:00:00",78.1,73.1,71.1,115.1,36.75,{"v":0.073,"d":"0.0730"},0.77,13.92]
["June",3,"1AM to 2AM",1,"June 3, 2019 1:00","2019-06-03T01:00:00",{"v":77,"d":"77.0"},73.4,{"v":72,"d":"72.0"},118.7,37.05,0.0732,0.79,{"v":13.9,"d":"13.90"}]
["June",3,"5AM to 6AM",5,"June 3, 2019 5:00","2019-06-03T05:00:00",78.1,72.3,{"v":70,"d":"70.0"},110.8,36.08,0.0731,0.74,{"v":13.9,"d":"13.90"}]
["June",3,"8AM to 9AM",8,"June 3, 2019 8:00","2019-06-03T08:00:00",{"v":79,"d":"79.0"},73.9,{"v":72,"d":"72.0"},118.7,37.54,0.0729,0.79,13.95]
["June",3,"9AM to 10AM",9,"June 3, 2019 9:00","2019-06-03T09:00:00",{"v":82,"d":"82.0"},74.7,{"v":72,"d":"72.0"},118.7,{"v":38.3,"d":"38.30"},0.0725,0.79,14.03]
["June",3,"1PM to 2PM",13,"June 3, 2019 13:00","2019-06-03T13:00:00",82.9,73.1,69.1,107.4,36.74,0.0724,0.72,14.02]
["June",3,"4PM to 5PM",16,"June 3, 2019 16:00","2019-06-03T16:00:00",82.9,73.7,{"v":70,"d":"70.0"},110.8,37.28,0.0724,0.74,14.03]
["June",3,"8PM to 9PM",20,"June 3, 2019 20:00","2019-06-03T20:00:00",{"v":79,"d":"79.0"},72.6,{"v":70,"d":"70.0"},110.8,{"v":36.3,"d":"36.30"},0.0729,0.74,13.93]
["June",3,"11PM to 12AM",23,"June 3, 2019 23:00","2019-06-03T23:00:00",78.1,74.4,{"v":73,"d":"73.0"},123.3,38.03,{"v":0.073,"d":"0.0730"},0.82,13.94]
["June",4,"2AM to 3AM",2,"June 4, 2019 2:00","2019-06-04T02:00:00",{"v":77,"d":"77.0"},73.4,{"v":72,"d":"72.0"},118.7,37.05,0.0732,0.79,{"v":13.9,"d":"13.90"}]
["June",4,"6AM to 7AM",6,"June 4, 2019 6:00","2019-06-04T06:00:00",75.9,73.1,{"v":72,"d":"72.0"},118.7,36.79,0.0733,0.79,13.87]
["June",4,"10AM to 11AM",10,"June 4, 2019 10:00","2019-06-04T10:00:00",{"v":82,"d":"82.0"},73.4,{"v":70,"d":"70.0"},110.8,37.06,0.0725,0.74,14.01]
["June",4,"1PM to 2PM",13,"June 4, 2019 13:00","2019-06-04T13:00:00",{"v":81,"d":"81.0"},69.4,{"v":64,"d":"64.0"},89.8,{"v":33.5,"d":"33.50"},0.0728,{"v":0.6,"d":"0.60"},13.91]
["June",4,"2PM to 3PM",14,"June 4, 2019 14:00","2019-06-04T14:00:00",80.1,68.5,{"v":63,"d":"63.0"},86.4,32.75,0.0729,0.58,13.88]
["June",4,"5PM to 6PM",17,{"$f":"A3721&\" \"&B3721&\", \"&$D$5&\" \"&D3721&\":00\"","v":"June 4, 2019 17:00"},{"$f":"DATEVALUE(E3721)+TIMEVALUE(E3721)","v":"2019-06-04T17:00:00"},78.1,69.1,64.9,92.7,33.25,0.0732,0.62,13.85]
["June",4,"9PM to 10PM",21,"June 4, 2019 21:00","2019-06-04T21:00:00",{"v":75,"d":"75.0"},68.8,{"v":66,"d":"66.0"},96.4,33.07,0.0736,0.64,13.78]
["June",5,"12AM to 1AM",0,"June 5, 2019 0:00","2019-06-05",73.9,68.5,{"v":66,"d":"66.0"},96.4,{"v":32.8,"d":"32.80"},0.0737,0.64,13.75]
["June",5,"3AM to 4AM",3,"June 5, 2019 3:00","2019-06-05T03:00:00",73.9,67.8,64.9,92.7,32.24,0.0737,0.62,13.74]
["June",5,"7AM to 8AM",7,"June 5, 2019 7:00","2019-06-05T07:00:00",{"v":77,"d":"77.0"},67.6,{"v":63,"d":"63.0"},86.4,{"v":32,"d":"32.00"},0.0734,0.58,{"v":13.8,"d":"13.80"}]
["June",5,"11AM to 12PM",11,"June 5, 2019 11:00","2019-06-05T11:00:00",{"v":81,"d":"81.0"},68.3,62.1,83.6,32.54,0.0728,0.56,13.89]
["June",5,"2PM to 3PM",14,"June 5, 2019 14:00","2019-06-05T14:00:00",{"v":84,"d":"84.0"},69.7,{"v":63,"d":"63.0"},86.4,33.72,0.0724,0.58,13.98]
["June",5,"3PM to 4PM",15,"June 5, 2019 15:00","2019-06-05T15:00:00",{"v":86,"d":"86.0"},69.8,62.1,83.6,33.77,0.0722,0.56,14.02]
["June",5,"6PM to 7PM",18,"June 5, 2019 18:00","2019-06-05T18:00:00",78.1,68.5,{"v":64,"d":"64.0"},89.8,{"v":32.8,"d":"32.80"},0.0732,{"v":0.6,"d":"0.60"},13.84]
["June",5,"10PM to 11PM",22,"June 5, 2019 22:00","2019-06-05T22:00:00",{"v":77,"d":"77.0"},68.2,{"v":64,"d":"64.0"},89.8,32.53,0.0733,{"v":0.6,"d":"0.60"},13.81]
["June",6,"1AM to 2AM",1,"June 6, 2019 1:00","2019-06-06T01:00:00",75.9,66.7,62.1,83.6,{"v":31.3,"d":"31.30"},0.0735,0.56,13.76]
["June",6,"4AM to 5AM",4,"June 6, 2019 4:00","2019-06-06T04:00:00",73.9,67.8,64.9,92.7,32.24,0.0737,0.62,13.74]
["June",6,"8AM to 9AM",8,"June 6, 2019 8:00","2019-06-06T08:00:00",78.1,67.9,{"v":63,"d":"63.0"},86.4,32.26,0.0732,0.58,13.83]
["June",6,"12PM to 1PM",12,"June 6, 2019 12:00","2019-06-06T12:00:00",{"v":82,"d":"82.0"},69.1,{"v":63,"d":"63.0"},86.4,33.23,0.0727,0.58,13.93]
["June",6,"1PM to 2PM",13,"June 6, 2019 13:00","2019-06-06T13:00:00",{"v":82,"d":"82.0"},69.1,{"v":63,"d":"63.0"},86.4,33.23,0.0727,0.58,13.93]
["June",6,"4PM to 5PM",16,"June 6, 2019 16:00","2019-06-06T16:00:00",{"v":82,"d":"82.0"},69.1,{"v":63,"d":"63.0"},86.4,33.23,0.0727,0.58,13.93]
["June",6,"7PM to 8PM",19,"June 6, 2019 19:00","2019-06-06T19:00:00",75.9,67.9,{"v":64,"d":"64.0"},89.8,32.27,0.0735,{"v":0.6,"d":"0.60"},13.78]
["June",6,"11PM to 12AM",23,"June 6, 2019 23:00","2019-06-06T23:00:00",{"v":75,"d":"75.0"},68.2,64.9,92.7,{"v":32.5,"d":"32.50"},0.0736,0.62,13.77]
["June",7,"2AM to 3AM",2,"June 7, 2019 2:00","2019-06-07T02:00:00",{"v":73,"d":"73.0"},{"v":67,"d":"67.0"},{"v":64,"d":"64.0"},89.8,31.56,0.0739,{"v":0.6,"d":"0.60"},13.71]
["June",7,"5AM to 6AM",5,"June 7, 2019 5:00","2019-06-07T05:00:00",73.9,67.8,64.9,92.7,32.24,0.0737,0.62,13.74]
["June",7,"9AM to 10AM",9,{"$f":"A3785&\" \"&B3785&\", \"&$D$5&\" \"&D3785&\":00\"","v":"June 7, 2019 9:00"},{"$f":"DATEVALUE(E3785)+TIMEVALUE(E3785)","v":"2019-06-07T09:00:00"},80.1,69.1,{"v":64,"d":"64.0"},89.8,33.28,0.0729,{"v":0.6,"d":"0.60"},13.89]
["June",7,"1PM to 2PM",13,"June 7, 2019 13:00","2019-06-07T13:00:00",{"v":84,"d":"84.0"},70.9,64.9,92.7,34.71,0.0724,0.62,{"v":14,"d":"14.00"}]
["June",7,"2PM to 3PM",14,"June 7, 2019 14:00","2019-06-07T14:00:00",84.9,{"v":70,"d":"70.0"},{"v":63,"d":"63.0"},86.4,33.94,0.0723,0.58,{"v":14,"d":"14.00"}]
["June",7,"5PM to 6PM",17,"June 7, 2019 17:00","2019-06-07T17:00:00",{"v":81,"d":"81.0"},69.4,{"v":64,"d":"64.0"},89.8,{"v":33.5,"d":"33.50"},0.0728,{"v":0.6,"d":"0.60"},13.91]
["June",7,"8PM to 9PM",20,"June 7, 2019 20:00","2019-06-07T20:00:00",75.9,68.4,64.9,92.7,32.72,0.0735,0.62,13.79]
["June",8,"12AM to 1AM",0,"June 8, 2019 0:00","2019-06-08",{"v":75,"d":"75.0"},67.6,{"v":64,"d":"64.0"},89.8,32.04,0.0736,{"v":0.6,"d":"0.60"},13.76]
["June",8,"3AM to 4AM",3,"June 8, 2019 3:00","2019-06-08T03:00:00",{"v":75,"d":"75.0"},67.6,{"v":64,"d":"64.0"},89.8,32.04,0.0736,{"v":0.6,"d":"0.60"},13.76]
["June",8,"6AM to 7AM",6,"June 8, 2019 6:00","2019-06-08T06:00:00",{"v":75,"d":"75.0"},68.2,64.9,92.7,{"v":32.5,"d":"32.50"},0.0736,0.62,13.77]
["June",8,"11AM to 12PM",11,"June 8, 2019 11:00","2019-06-08T11:00:00",{"v":84,"d":"84.0"},70.3,{"v":64,"d":"64.0"},89.8,34.26,0.0724,{"v":0.6,"d":"0.60"},13.99]
["June",8,"2PM to 3PM",14,"June 8, 2019 14:00","2019-06-08T14:00:00",84.9,70.6,{"v":64,"d":"64.0"},89.8,34.48,0.0723,{"v":0.6,"d":"0.60"},14.01]
["June",8,"3PM to 4PM",15,"June 8, 2019 15:00","2019-06-08T15:00:00",82.9,70.5,64.9,92.7,34.45,0.0725,0.62,13.97]
["June",8,"6PM to 7PM",18,"June 8, 2019 18:00","2019-06-08T18:00:00",{"v":79,"d":"79.0"},{"v":70,"d":"70.0"},{"v":66,"d":"66.0"},96.4,34.04,{"v":0.073,"d":"0.0730"},0.64,13.88]
["June",8,"9PM to 10PM",21,"June 8, 2019 21:00","2019-06-08T21:00:00",{"v":77,"d":"77.0"},69.4,{"v":66,"d":"66.0"},96.4,33.56,0.0733,0.64,13.83]
["June",9,"1AM to 2AM",1,"June 9, 2019 1:00","2019-06-09T01:00:00",{"v":75,"d":"75.0"},68.8,{"v":66,"d":"66.0"},96.4,33.07,0.0736,0.64,13.78]
["June",9,"4AM to 5AM",4,"June 9, 2019 4:00","2019-06-09T04:00:00",{"v":73,"d":"73.0"},68.8,66.9,99.5,33.07,0.0738,0.67,13.74]
["June",9,"7AM to 8AM",7,"June 9, 2019 7:00","2019-06-09T07:00:00",{"v":79,"d":"79.0"},70.6,66.9,99.5,34.53,{"v":0.073,"d":"0.0730"},0.67,13.89]
["June",9,"12PM to 1PM",12,"June 9, 2019 12:00","2019-06-09T12:00:00",{"v":84,"d":"84.0"},70.9,64.9,92.7,34.71,0.0724,0.62,{"v":14,"d":"14.00"}]
["June",9,"3PM to 4PM",15,"June 9, 2019 15:00","2019-06-09T15:00:00",84.9,71.1,64.9,92.7,34.94,0.0723,0.62,14.02]
["June",9,"4PM to 5PM",16,"June 9, 2019 16:00","2019-06-09T16:00:00",{"v":82,"d":"82.0"},70.3,64.9,92.7,34.23,0.0726,0.62,13.95]
["June",9,"7PM to 8PM",19,"June 9, 2019 19:00","2019-06-09T19:00:00",78.1,69.8,{"v":66,"d":"66.0"},96.4,33.82,0.0731,0.64,13.86]
["June",9,"10PM to 11PM",22,"June 9, 2019 22:00","2019-06-09T22:00:00",{"v":77,"d":"77.0"},69.4,{"v":66,"d":"66.0"},96.4,33.56,0.0733,0.64,13.83]
["June",10,"2AM to 3AM",{"$f":"IF(D3849+1>23,0,D3849+1)","v":2},"June 10, 2019 2:00","2019-06-10T02:00:00",75.9,68.4,64.9,92.7,32.72,0.0735,0.62,13.79]
["June",10,"4AM to 5AM",4,"June 10, 2019 4:00","2019-06-10T04:00:00",75.9,67.9,{"v":64,"d":"64.0"},89.8,32.27,0.0735,{"v":0.6,"d":"0.60"},13.78]
["June",10,"10AM to 11AM",10,"June 10, 2019 10:00","2019-06-10T10:00:00",82.9,70.5,64.9,92.7,34.45,0.0725,0.62,13.97]
["June",10,"1PM to 2PM",13,"June 10, 2019 13:00","2019-06-10T13:00:00",{"v":84,"d":"84.0"},70.9,64.9,92.7,34.71,0.0724,0.62,{"v":14,"d":"14.00"}]
["June",10,"4PM to 5PM",16,"June 10, 2019 16:00","2019-06-10T16:00:00",{"v":82,"d":"82.0"},70.3,64.9,92.7,34.23,0.0726,0.62,13.95]
["June",10,"5PM to 6PM",17,"June 10, 2019 17:00","2019-06-10T17:00:00",{"v":81,"d":"81.0"},{"v":70,"d":"70.0"},64.9,92.7,33.96,0.0728,0.62,13.92]
["June",10,"8PM to 9PM",20,"June 10, 2019 20:00","2019-06-10T20:00:00",78.1,69.1,64.9,92.7,33.25,0.0732,0.62,13.85]
["June",11,"12AM to 1AM",0,"June 11, 2019 0:00","2019-06-11",{"v":75,"d":"75.0"},68.2,64.9,92.7,{"v":32.5,"d":"32.50"},0.0736,0.62,13.77]
["June",11,"3AM to 4AM",3,"June 11, 2019 3:00","2019-06-11T03:00:00",{"v":75,"d":"75.0"},68.2,64.9,92.7,{"v":32.5,"d":"32.50"},0.0736,0.62,13.77]
["June",11,"5AM to 6AM",5,"June 11, 2019 5:00","2019-06-11T05:00:00",{"v":75,"d":"75.0"},67.6,{"v":64,"d":"64.0"},89.8,32.04,0.0736,{"v":0.6,"d":"0.60"},13.76]
["June",11,"11AM to 12PM",11,"June 11, 2019 11:00","2019-06-11T11:00:00",84.9,{"v":70,"d":"70.0"},{"v":63,"d":"63.0"},86.4,33.94,0.0723,0.58,{"v":14,"d":"14.00"}]
["June",11,"2PM to 3PM",14,"June 11, 2019 14:00","2019-06-11T14:00:00",82.9,70.5,64.9,92.7,34.45,0.0725,0.62,13.97]
["June",11,"5PM to 6PM",17,"June 11, 2019 17:00","2019-06-11T17:00:00",80.1,{"v":68,"d":"68.0"},62.1,83.6,32.32,{"v":0.073,"d":"0.0730"},0.56,13.87]
["June",11,"6PM to 7PM",18,"June 11, 2019 18:00","2019-06-11T18:00:00",78.1,68.5,{"v":64,"d":"64.0"},89.8,{"v":32.8,"d":"32.80"},0.0732,{"v":0.6,"d":"0.60"},13.84]
["June",11,"9PM to 10PM",21,"June 11, 2019 21:00","2019-06-11T21:00:00",75.9,67.2,{"v":63,"d":"63.0"},86.4,31.73,0.0735,0.58,13.77]
["June",12,"1AM to 2AM",1,"June 12, 2019 1:00","2019-06-12T01:00:00",{"v":72,"d":"72.0"},66.6,{"v":64,"d":"64.0"},89.8,31.29,{"v":0.074,"d":"0.0740"},{"v":0.6,"d":"0.60"},13.68]
["June",12,"6AM to 7AM",6,"June 12, 2019 6:00","2019-06-12T06:00:00",{"v":72,"d":"72.0"},66.6,{"v":64,"d":"64.0"},89.8,31.29,{"v":0.074,"d":"0.0740"},{"v":0.6,"d":"0.60"},13.68]
["June",12,"8AM to 9AM",8,"June 12, 2019 8:00","2019-06-12T08:00:00",80.1,69.7,64.9,92.7,33.74,0.0729,0.62,{"v":13.9,"d":"13.90"}]
["June",12,"12PM to 1PM",12,"June 12, 2019 12:00","2019-06-12T12:00:00",84.9,70.6,{"v":64,"d":"64.0"},89.8,34.48,0.0723,{"v":0.6,"d":"0.60"},14.01]
["June",12,"3PM to 4PM",15,"June 12, 2019 15:00","2019-06-12T15:00:00",{"v":81,"d":"81.0"},71.9,{"v":68,"d":"68.0"},103.4,35.63,0.0727,0.69,13.96]
["June",12,"6PM to 7PM",{"$f":"IF(D3913+1>23,0,D3913+1)","v":18},"June 12, 2019 18:00","2019-06-12T18:00:00",78.1,68.5,{"v":64,"d":"64.0"},89.8,{"v":32.8,"d":"32.80"},0.0732,{"v":0.6,"d":"0.60"},13.84]
["June",12,"7PM to 8PM",19,"June 12, 2019 19:00","2019-06-12T19:00:00",75.9,66.7,62.1,83.6,{"v":31.3,"d":"31.30"},0.0735,0.56,13.76]
["June",12,"10PM to 11PM",22,"June 12, 2019 22:00","2019-06-12T22:00:00",73.9,67.3,{"v":64,"d":"64.0"},89.8,31.78,0.0738,{"v":0.6,"d":"0.60"},13.73]
["June",13,"2AM to 3AM",2,"June 13, 2019 2:00","2019-06-13T02:00:00",{"v":70,"d":"70.0"},65.3,{"v":63,"d":"63.0"},86.4,30.27,0.0743,0.58,13.62]
["June",13,"7AM to 8AM",7,"June 13, 2019 7:00","2019-06-13T07:00:00",75.9,68.4,64.9,92.7,32.72,0.0735,0.62,13.79]
["June",13,"9AM to 10AM",9,"June 13, 2019 9:00","2019-06-13T09:00:00",80.1,70.9,66.9,99.5,{"v":34.8,"d":"34.80"},0.0729,0.67,13.92]
["June",13,"1PM to 2PM",13,"June 13, 2019 13:00","2019-06-13T13:00:00",{"v":81,"d":"81.0"},69.4,{"v":64,"d":"64.0"},89.8,{"v":33.5,"d":"33.50"},0.0728,{"v":0.6,"d":"0.60"},13.91]
["June",13,"4PM to 5PM",16,"June 13, 2019 16:00","2019-06-13T16:00:00",80.1,69.7,64.9,92.7,33.74,0.0729,0.62,{"v":13.9,"d":"13.90"}]
["June",13,"5PM to 6PM",17,"June 13, 2019 17:00","2019-06-13T17:00:00",{"v":79,"d":"79.0"},{"v":70,"d":"70.0"},{"v":66,"d":"66.0"},96.4,34.04,{"v":0.073,"d":"0.0730"},0.64,13.88]
["June",13,"8PM to 9PM",20,"June 13, 2019 20:00","2019-06-13T20:00:00",75.9,68.4,64.9,92.7,32.72,0.0735,0.62,13.79]
["June",13,"11PM to 12AM",23,"June 13, 2019 23:00","2019-06-13T23:00:00",{"v":72,"d":"72.0"},66.6,{"v":64,"d":"64.0"},89.8,31.29,{"v":0.074,"d":"0.0740"},{"v":0.6,"d":"0.60"},13.68]
["June",14,"4AM to 5AM",4,"June 14, 2019 4:00","2019-06-14T04:00:00",{"v":68,"d":"68.0"},63.4,{"v":61,"d":"61.0"},80.5,28.86,0.0746,0.54,13.55]
["June",14,"7AM to 8AM",7,"June 14, 2019 7:00","2019-06-14T07:00:00",{"v":77,"d":"77.0"},68.8,64.9,92.7,32.99,0.0733,0.62,13.82]
["June",14,"10AM to 11AM",10,"June 14, 2019 10:00","2019-06-14T10:00:00",80.1,70.4,{"v":66,"d":"66.0"},96.4,34.31,0.0729,0.64,13.91]
["June",14,"2PM to 3PM",14,"June 14, 2019 14:00","2019-06-14T14:00:00",{"v":82,"d":"82.0"},72.9,69.1,107.4,36.52,0.0725,0.72,{"v":14,"d":"14.00"}]
["June",14,"5PM to 6PM",17,"June 14, 2019 17:00","2019-06-14T17:00:00",{"v":79,"d":"79.0"},68.8,{"v":64,"d":"64.0"},89.8,33.02,0.0731,{"v":0.6,"d":"0.60"},13.86]
["June",14,"6PM to 7PM",18,"June 14, 2019 18:00","2019-06-14T18:00:00",78.1,68.5,{"v":64,"d":"64.0"},89.8,{"v":32.8,"d":"32.80"},0.0732,{"v":0.6,"d":"0.60"},13.84]
["June",14,"9PM to 10PM",21,"June 14, 2019 21:00","2019-06-14T21:00:00",{"v":75,"d":"75.0"},67.6,{"v":64,"d":"64.0"},89.8,32.04,0.0736,{"v":0.6,"d":"0.60"},13.76]
["June",15,"12AM to 1AM",0,"June 15, 2019 0:00","2019-06-15",71.1,66.3,{"v":64,"d":"64.0"},89.8,31.07,0.0742,{"v":0.6,"d":"0.60"},13.66]
["June",15,"5AM to 6AM",5,"June 15, 2019 5:00","2019-06-15T05:00:00",{"v":70,"d":"70.0"},66.6,64.9,92.7,31.26,0.0743,0.62,13.64]
["June",15,"8AM to 9AM",8,"June 15, 2019 8:00","2019-06-15T08:00:00",80.1,69.7,64.9,92.7,33.74,0.0729,0.62,{"v":13.9,"d":"13.90"}]
["June",15,"12PM to 1PM",12,"June 15, 2019 12:00","2019-06-15T12:00:00",{"v":84,"d":"84.0"},72.1,66.9,99.5,35.77,0.0723,0.67,14.02]
["June",15,"3PM to 4PM",15,"June 15, 2019 15:00","2019-06-15T15:00:00",{"v":84,"d":"84.0"},70.9,64.9,92.7,34.71,0.0724,0.62,{"v":14,"d":"14.00"}]
["June",15,"6PM to 7PM",18,"June 15, 2019 18:00","2019-06-15T18:00:00",80.1,69.7,64.9,92.7,33.74,0.0729,0.62,{"v":13.9,"d":"13.90"}]
["June",15,"7PM to 8PM",19,"June 15, 2019 19:00","2019-06-15T19:00:00",{"v":79,"d":"79.0"},70.6,66.9,99.5,34.53,{"v":0.073,"d":"0.0730"},0.67,13.89]
["June",15,"10PM to 11PM",22,"June 15, 2019 22:00","2019-06-15T22:00:00",{"v":77,"d":"77.0"},69.4,{"v":66,"d":"66.0"},96.4,33.56,0.0733,0.64,13.83]
["June",16,"2AM to 3AM",2,"June 16, 2019 2:00","2019-06-16T02:00:00",{"v":75,"d":"75.0"},68.8,{"v":66,"d":"66.0"},96.4,33.07,0.0736,0.64,13.78]
["June",16,"6AM to 7AM",6,"June 16, 2019 6:00","2019-06-16T06:00:00",75.9,68.4,64.9,92.7,32.72,0.0735,0.62,13.79]
["June",16,"9AM to 10AM",9,"June 16, 2019 9:00","2019-06-16T09:00:00",{"v":82,"d":"82.0"},70.3,64.9,92.7,34.23,0.0726,0.62,13.95]
["June",16,"1PM to 2PM",13,"June 16, 2019 13:00","2019-06-16T13:00:00",84.9,69.5,62.1,83.6,33.51,0.0723,0.56,{"v":14,"d":"14.00"}]
["June",16,"4PM to 5PM",16,"June 16, 2019 16:00","2019-06-16T16:00:00",{"v":84,"d":"84.0"},70.3,{"v":64,"d":"64.0"},89.8,34.26,0.0724,{"v":0.6,"d":"0.60"},13.99]
["June",16,"7PM to 8PM",19,"June 16, 2019 19:00","2019-06-16T19:00:00",{"v":79,"d":"79.0"},68.8,{"v":64,"d":"64.0"},89.8,33.02,0.0731,{"v":0.6,"d":"0.60"},13.86]
["June",16,"8PM to 9PM",20,"June 16, 2019 20:00","2019-06-16T20:00:00",{"v":79,"d":"79.0"},69.4,64.9,92.7,33.48,{"v":0.073,"d":"0.0730"},0.62,13.87]
["June",16,"11PM to 12AM",23,"June 16, 2019 23:00","2019-06-16T23:00:00",{"v":77,"d":"77.0"},69.4,{"v":66,"d":"66.0"},96.4,33.56,0.0733,0.64,13.83]
["June",17,"3AM to 4AM",3,"June 17, 2019 3:00","2019-06-17T03:00:00",{"v":75,"d":"75.0"},67.6,{"v":64,"d":"64.0"},89.8,32.04,0.0736,{"v":0.6,"d":"0.60"},13.76]
["June",17,"7AM to 8AM",7,"June 17, 2019 7:00","2019-06-17T07:00:00",{"v":79,"d":"79.0"},69.4,64.9,92.7,33.48,{"v":0.073,"d":"0.0730"},0.62,13.87]
["June",17,"10AM to 11AM",10,"June 17, 2019 10:00","2019-06-17T10:00:00",84.9,71.1,64.9,92.7,34.94,0.0723,0.62,14.02]
["June",17,"2PM to 3PM",14,"June 17, 2019 14:00","2019-06-17T14:00:00",84.9,72.3,66.9,99.5,{"v":36,"d":"36.00"},0.0722,0.67,14.05]
["June",17,"5PM to 6PM",17,"June 17, 2019 17:00","2019-06-17T17:00:00",{"v":81,"d":"81.0"},{"v":70,"d":"70.0"},64.9,92.7,33.96,0.0728,0.62,13.92]
["June",17,"8PM to 9PM",20,"June 17, 2019 20:00","2019-06-17T20:00:00",78.1,69.1,64.9,92.7,33.25,0.0732,0.62,13.85]
["June",17,"9PM to 10PM",21,"June 17, 2019 21:00","2019-06-17T21:00:00",78.1,69.1,64.9,92.7,33.25,0.0732,0.62,13.85]
["June",18,"12AM to 1AM",0,"June 18, 2019 0:00","2019-06-18",75.9,67.2,{"v":63,"d":"63.0"},86.4,31.73,0.0735,0.58,13.77]
["June",18,"5AM to 6AM",5,"June 18, 2019 5:00","2019-06-18T05:00:00",75.9,66.7,62.1,83.6,{"v":31.3,"d":"31.30"},0.0735,0.56,13.76]
["June",18,"8AM to 9AM",8,"June 18, 2019 8:00","2019-06-18T08:00:00",{"v":81,"d":"81.0"},69.4,{"v":64,"d":"64.0"},89.8,{"v":33.5,"d":"33.50"},0.0728,{"v":0.6,"d":"0.60"},13.91]
["June",18,"11AM to 12PM",11,"June 18, 2019 11:00","2019-06-18T11:00:00",84.9,{"v":70,"d":"70.0"},{"v":63,"d":"63.0"},86.4,33.94,0.0723,0.58,{"v":14,"d":"14.00"}]
["June",18,"3PM to 4PM",15,"June 18, 2019 15:00","2019-06-18T15:00:00",{"v":77,"d":"77.0"},71.4,69.1,107.4,35.28,0.0732,0.72,13.87]
["June",18,"6PM to 7PM",18,"June 18, 2019 18:00","2019-06-18T18:00:00",{"v":77,"d":"77.0"},68.8,64.9,92.7,32.99,0.0733,0.62,13.82]
["June",18,"9PM to 10PM",21,"June 18, 2019 21:00","2019-06-18T21:00:00",{"v":77,"d":"77.0"},68.2,{"v":64,"d":"64.0"},89.8,32.53,0.0733,{"v":0.6,"d":"0.60"},13.81]
["June",18,"10PM to 11PM",22,"June 18, 2019 22:00","2019-06-18T22:00:00",{"v":77,"d":"77.0"},68.2,{"v":64,"d":"64.0"},89.8,32.53,0.0733,{"v":0.6,"d":"0.60"},13.81]
["June",19,"1AM to 2AM",1,"June 19, 2019 1:00","2019-06-19T01:00:00",75.9,67.9,{"v":64,"d":"64.0"},89.8,32.27,0.0735,{"v":0.6,"d":"0.60"},13.78]
["June",19,"6AM to 7AM",6,"June 19, 2019 6:00","2019-06-19T06:00:00",73.9,67.8,64.9,92.7,32.24,0.0737,0.62,13.74]
["June",19,"9AM to 10AM",9,"June 19, 2019 9:00","2019-06-19T09:00:00",{"v":79,"d":"79.0"},69.4,64.9,92.7,33.48,{"v":0.073,"d":"0.0730"},0.62,13.87]
["June",19,"12PM to 1PM",12,"June 19, 2019 12:00","2019-06-19T12:00:00",{"v":84,"d":"84.0"},69.7,{"v":63,"d":"63.0"},86.4,33.72,0.0724,0.58,13.98]
["June",19,"4PM to 5PM",16,"June 19, 2019 16:00","2019-06-19T16:00:00",80.1,69.1,{"v":64,"d":"64.0"},89.8,33.28,0.0729,{"v":0.6,"d":"0.60"},13.89]
["June",19,"7PM to 8PM",19,"June 19, 2019 19:00","2019-06-19T19:00:00",75.9,69.1,{"v":66,"d":"66.0"},96.4,33.29,0.0734,0.64,{"v":13.8,"d":"13.80"}]
["June",19,"8PM to 9PM",20,"June 19, 2019 20:00","2019-06-19T20:00:00",{"v":75,"d":"75.0"},70.1,{"v":68,"d":"68.0"},103.4,34.16,0.0735,0.69,{"v":13.8,"d":"13.80"}]
["June",20,"2AM to 3AM",2,"June 20, 2019 2:00","2019-06-20T02:00:00",{"v":73,"d":"73.0"},67.5,64.9,92.7,32.02,0.0739,0.62,13.72]
["June",20,"3AM to 4AM",3,"June 20, 2019 3:00","2019-06-20T03:00:00",{"v":75,"d":"75.0"},67.6,{"v":64,"d":"64.0"},89.8,32.04,0.0736,{"v":0.6,"d":"0.60"},13.76]
["June",20,"7AM to 8AM",7,"June 20, 2019 7:00","2019-06-20T07:00:00",75.9,69.1,{"v":66,"d":"66.0"},96.4,33.29,0.0734,0.64,{"v":13.8,"d":"13.80"}]
["June",20,"10AM to 11AM",10,"June 20, 2019 10:00","2019-06-20T10:00:00",{"v":82,"d":"82.0"},68.6,62.1,83.6,{"v":32.8,"d":"32.80"},0.0727,0.56,13.92]
["June",20,"1PM to 2PM",13,"June 20, 2019 13:00","2019-06-20T13:00:00",{"v":84,"d":"84.0"},68.6,{"v":61,"d":"61.0"},80.5,32.79,0.0724,0.54,13.96]
["June",20,"5PM to 6PM",17,{"$f":"A4105&\" \"&B4105&\", \"&$D$5&\" \"&D4105&\":00\"","v":"June 20, 2019 17:00"},{"$f":"DATEVALUE(E4105)+TIMEVALUE(E4105)","v":"2019-06-20T17:00:00"},80.1,68.5,{"v":63,"d":"63.0"},86.4,32.75,0.0729,0.58,13.88]
["June",20,"8PM to 9PM",20,"June 20, 2019 20:00","2019-06-20T20:00:00",75.9,67.2,{"v":63,"d":"63.0"},86.4,31.73,0.0735,0.58,13.77]
["June",20,"9PM to 10PM",21,"June 20, 2019 21:00","2019-06-20T21:00:00",75.9,66.1,{"v":61,"d":"61.0"},80.5,{"v":30.8,"d":"30.80"},0.0735,0.54,13.75]
["June",21,"3AM to 4AM",3,"June 21, 2019 3:00","2019-06-21T03:00:00",{"v":75,"d":"75.0"},67.6,{"v":64,"d":"64.0"},89.8,32.04,0.0736,{"v":0.6,"d":"0.60"},13.76]
["June",21,"4AM to 5AM",4,"June 21, 2019 4:00","2019-06-21T04:00:00",{"v":75,"d":"75.0"},66.9,{"v":63,"d":"63.0"},86.4,31.51,0.0736,0.58,13.75]
["June",21,"8AM to 9AM",8,"June 21, 2019 8:00","2019-06-21T08:00:00",{"v":75,"d":"75.0"},68.2,64.9,92.7,{"v":32.5,"d":"32.50"},0.0736,0.62,13.77]
["June",21,"11AM to 12PM",11,"June 21, 2019 11:00","2019-06-21T11:00:00",{"v":81,"d":"81.0"},69.4,{"v":64,"d":"64.0"},89.8,{"v":33.5,"d":"33.50"},0.0728,{"v":0.6,"d":"0.60"},13.91]
["June",21,"2PM to 3PM",14,"June 21, 2019 14:00","2019-06-21T14:00:00",78.1,69.1,64.9,92.7,33.25,0.0732,0.62,13.85]
["June",21,"6PM to 7PM",18,"June 21, 2019 18:00","2019-06-21T18:00:00",{"v":75,"d":"75.0"},68.8,{"v":66,"d":"66.0"},96.4,33.07,0.0736,0.64,13.78]
["June",21,"9PM to 10PM",21,"June 21, 2019 21:00","2019-06-21T21:00:00",{"v":75,"d":"75.0"},68.2,64.9,92.7,{"v":32.5,"d":"32.50"},0.0736,0.62,13.77]
["June",22,"12AM to 1AM",0,"June 22, 2019 0:00","2019-06-22",{"v":75,"d":"75.0"},68.2,64.9,92.7,{"v":32.5,"d":"32.50"},0.0736,0.62,13.77]
["June",22,"2AM to 3AM",2,"June 22, 2019 2:00","2019-06-22T02:00:00",73.9,67.3,{"v":64,"d":"64.0"},89.8,31.78,0.0738,{"v":0.6,"d":"0.60"},13.73]
["June",22,"5AM to 6AM",5,"June 22, 2019 5:00","2019-06-22T05:00:00",{"v":73,"d":"73.0"},67.5,64.9,92.7,32.02,0.0739,0.62,13.72]
["June",22,"9AM to 10AM",9,"June 22, 2019 9:00","2019-06-22T09:00:00",78.1,{"v":71,"d":"71.0"},{"v":68,"d":"68.0"},103.4,34.92,0.0731,0.69,13.88]
["June",22,"12PM to 1PM",12,"June 22, 2019 12:00","2019-06-22T12:00:00",{"v":82,"d":"82.0"},72.2,{"v":68,"d":"68.0"},103.4,35.89,0.0726,0.69,13.98]
["June",22,"4PM to 5PM",16,"June 22, 2019 16:00","2019-06-22T16:00:00",{"v":79,"d":"79.0"},72.6,{"v":70,"d":"70.0"},110.8,{"v":36.3,"d":"36.30"},0.0729,0.74,13.93]
["June",22,"7PM to 8PM",19,"June 22, 2019 19:00","2019-06-22T19:00:00",{"v":77,"d":"77.0"},68.2,{"v":64,"d":"64.0"},89.8,32.53,0.0733,{"v":0.6,"d":"0.60"},13.81]
["June",22,"10PM to 11PM",22,"June 22, 2019 22:00","2019-06-22T22:00:00",75.9,67.2,{"v":63,"d":"63.0"},86.4,31.73,0.0735,0.58,13.77]
["June",23,"1AM to 2AM",1,"June 23, 2019 1:00","2019-06-23T01:00:00",{"v":75,"d":"75.0"},66.4,62.1,83.6,31.08,0.0736,0.56,13.74]
["June",23,"3AM to 4AM",3,"June 23, 2019 3:00","2019-06-23T03:00:00",73.9,66.1,62.1,83.6,30.82,0.0738,0.56,13.71]
["June",23,"6AM to 7AM",6,"June 23, 2019 6:00","2019-06-23T06:00:00",75.9,66.7,62.1,83.6,{"v":31.3,"d":"31.30"},0.0735,0.56,13.76]
["June",23,"10AM to 11AM",{"$f":"IF(D4169+1>23,0,D4169+1)","v":10},"June 23, 2019 10:00","2019-06-23T10:00:00",82.9,68.3,{"v":61,"d":"61.0"},80.5,32.52,0.0726,0.54,13.93]
["June",23,"1PM to 2PM",13,"June 23, 2019 13:00","2019-06-23T13:00:00",{"v":84,"d":"84.0"},68.6,{"v":61,"d":"61.0"},80.5,32.79,0.0724,0.54,13.96]
["June",23,"5PM to 6PM",17,"June 23, 2019 17:00","2019-06-23T17:00:00",{"v":81,"d":"81.0"},68.3,62.1,83.6,32.54,0.0728,0.56,13.89]
["June",23,"8PM to 9PM",20,"June 23, 2019 20:00","2019-06-23T20:00:00",75.9,66.1,{"v":61,"d":"61.0"},80.5,{"v":30.8,"d":"30.80"},0.0735,0.54,13.75]
["June",23,"10PM to 11PM",22,"June 23, 2019 22:00","2019-06-23T22:00:00",75.9,67.9,{"v":64,"d":"64.0"},89.8,32.27,0.0735,{"v":0.6,"d":"0.60"},13.78]
["June",24,"1AM to 2AM",1,"June 24, 2019 1:00","2019-06-24T01:00:00",{"v":75,"d":"75.0"},68.2,64.9,92.7,{"v":32.5,"d":"32.50"},0.0736,0.62,13.77]
["June",24,"4AM to 5AM",4,"June 24, 2019 4:00","2019-06-24T04:00:00",73.9,67.8,64.9,92.7,32.24,0.0737,0.62,13.74]
["June",24,"7AM to 8AM",7,"June 24, 2019 7:00","2019-06-24T07:00:00",{"v":77,"d":"77.0"},{"v":70,"d":"70.0"},66.9,99.5,34.05,0.0733,0.67,13.84]
["June",24,"11AM to 12PM",11,"June 24, 2019 11:00","2019-06-24T11:00:00",80.1,69.1,{"v":64,"d":"64.0"},89.8,33.28,0.0729,{"v":0.6,"d":"0.60"},13.89]
["June",24,"2PM to 3PM",14,"June 24, 2019 14:00","2019-06-24T14:00:00",82.9,{"v":70,"d":"70.0"},{"v":64,"d":"64.0"},89.8,33.99,0.0725,{"v":0.6,"d":"0.60"},13.96]
["June",24,"6PM to 7PM",18,"June 24, 2019 18:00","2019-06-24T18:00:00",{"v":79,"d":"79.0"},69.4,64.9,92.7,33.48,{"v":0.073,"d":"0.0730"},0.62,13.87]
["June",24,"9PM to 10PM",21,"June 24, 2019 21:00","2019-06-24T21:00:00",78.1,67.9,{"v":63,"d":"63.0"},86.4,32.26,0.0732,0.58,13.83]
["June",24,"11PM to 12AM",23,"June 24, 2019 23:00","2019-06-24T23:00:00",{"v":77,"d":"77.0"},{"v":70,"d":"70.0"},66.9,99.5,34.05,0.0733,0.67,13.84]
["June",25,"2AM to 3AM",2,"June 25, 2019 2:00","2019-06-25T02:00:00",{"v":75,"d":"75.0"},66.9,{"v":63,"d":"63.0"},86.4,31.51,0.0736,0.58,13.75]
["June",25,"5AM to 6AM",5,"June 25, 2019 5:00","2019-06-25T05:00:00",{"v":75,"d":"75.0"},68.8,{"v":66,"d":"66.0"},96.4,33.07,0.0736,0.64,13.78]
["June",25,"9AM to 10AM",9,"June 25, 2019 9:00","2019-06-25T09:00:00",{"v":81,"d":"81.0"},70.6,{"v":66,"d":"66.0"},96.4,34.53,0.0728,0.64,13.93]
["June",25,"12PM to 1PM",12,"June 25, 2019 12:00","2019-06-25T12:00:00",{"v":84,"d":"84.0"},72.7,{"v":68,"d":"68.0"},103.4,36.38,0.0723,0.69,14.03]
["June",25,"3PM to 4PM",15,"June 25, 2019 15:00","2019-06-25T15:00:00",{"v":82,"d":"82.0"},71.5,66.9,99.5,35.29,0.0726,0.67,13.97]
["June",25,"7PM to 8PM",19,"June 25, 2019 19:00","2019-06-25T19:00:00",80.1,70.9,66.9,99.5,{"v":34.8,"d":"34.80"},0.0729,0.67,13.92]
["June",25,"8PM to 9PM",20,"June 25, 2019 20:00","2019-06-25T20:00:00",{"v":79,"d":"79.0"},70.6,66.9,99.5,34.53,{"v":0.073,"d":"0.0730"},0.67,13.89]
["June",26,"2AM to 3AM",{"$f":"IF(D4233+1>23,0,D4233+1)","v":2},"June 26, 2019 2:00","2019-06-26T02:00:00",78.1,70.3,66.9,99.5,34.31,0.0731,0.67,13.87]
["June",26,"3AM to 4AM",3,"June 26, 2019 3:00","2019-06-26T03:00:00",78.1,70.3,66.9,99.5,34.31,0.0731,0.67,13.87]
["June",26,"6AM to 7AM",6,"June 26, 2019 6:00","2019-06-26T06:00:00",78.1,70.3,66.9,99.5,34.31,0.0731,0.67,13.87]
["June",26,"10AM to 11AM",10,"June 26, 2019 10:00","2019-06-26T10:00:00",84.9,70.6,{"v":64,"d":"64.0"},89.8,34.48,0.0723,{"v":0.6,"d":"0.60"},14.01]
["June",26,"1PM to 2PM",13,"June 26, 2019 13:00","2019-06-26T13:00:00",{"v":86,"d":"86.0"},71.4,64.9,92.7,{"v":35.2,"d":"35.20"},0.0721,0.62,14.05]
["June",26,"4PM to 5PM",16,"June 26, 2019 16:00","2019-06-26T16:00:00",84.9,71.8,{"v":66,"d":"66.0"},96.4,35.51,0.0722,0.64,14.04]
["June",26,"8PM to 9PM",20,"June 26, 2019 20:00","2019-06-26T20:00:00",{"v":79,"d":"79.0"},69.4,64.9,92.7,33.48,{"v":0.073,"d":"0.0730"},0.62,13.87]
["June",26,"9PM to 10PM",21,"June 26, 2019 21:00","2019-06-26T21:00:00",78.1,69.1,64.9,92.7,33.25,0.0732,0.62,13.85]
["June",27,"1AM to 2AM",1,"June 27, 2019 1:00","2019-06-27T01:00:00",{"v":77,"d":"77.0"},69.4,{"v":66,"d":"66.0"},96.4,33.56,0.0733,0.64,13.83]
["June",27,"4AM to 5AM",4,"June 27, 2019 4:00","2019-06-27T04:00:00",75.9,69.1,{"v":66,"d":"66.0"},96.4,33.29,0.0734,0.64,{"v":13.8,"d":"13.80"}]
["June",27,"7AM to 8AM",7,"June 27, 2019 7:00","2019-06-27T07:00:00",78.1,69.8,{"v":66,"d":"66.0"},96.4,33.82,0.0731,0.64,13.86]
["June",27,"11AM to 12PM",11,"June 27, 2019 11:00","2019-06-27T11:00:00",{"v":82,"d":"82.0"},68.6,62.1,83.6,{"v":32.8,"d":"32.80"},0.0727,0.56,13.92]
["June",27,"2PM to 3PM",14,"June 27, 2019 14:00","2019-06-27T14:00:00",{"v":84,"d":"84.0"},69.7,{"v":63,"d":"63.0"},86.4,33.72,0.0724,0.58,13.98]
["June",27,"5PM to 6PM",17,"June 27, 2019 17:00","2019-06-27T17:00:00",80.1,69.1,{"v":64,"d":"64.0"},89.8,33.28,0.0729,{"v":0.6,"d":"0.60"},13.89]
["June",27,"10PM to 11PM",22,"June 27, 2019 22:00","2019-06-27T22:00:00",78.1,67.9,{"v":63,"d":"63.0"},86.4,32.26,0.0732,0.58,13.83]
["June",28,"1AM to 2AM",1,"June 28, 2019 1:00","2019-06-28T01:00:00",75.9,67.2,{"v":63,"d":"63.0"},86.4,31.73,0.0735,0.58,13.77]
["June",28,"2AM to 3AM",2,"June 28, 2019 2:00","2019-06-28T02:00:00",{"v":75,"d":"75.0"},66.4,62.1,83.6,31.08,0.0736,0.56,13.74]
["June",28,"5AM to 6AM",5,"June 28, 2019 5:00","2019-06-28T05:00:00",75.9,67.2,{"v":63,"d":"63.0"},86.4,31.73,0.0735,0.58,13.77]
["June",28,"8AM to 9AM",8,"June 28, 2019 8:00","2019-06-28T08:00:00",{"v":81,"d":"81.0"},67.7,{"v":61,"d":"61.0"},80.5,32.04,0.0729,0.54,13.88]
["June",28,"12PM to 1PM",12,"June 28, 2019 12:00","2019-06-28T12:00:00",82.9,70.5,64.9,92.7,34.45,0.0725,0.62,13.97]
["June",28,"3PM to 4PM",15,"June 28, 2019 15:00","2019-06-28T15:00:00",{"v":81,"d":"81.0"},71.2,66.9,99.5,35.02,0.0727,0.67,13.94]
["June",28,"6PM to 7PM",{"$f":"IF(D4297+1>23,0,D4297+1)","v":18},"June 28, 2019 18:00","2019-06-28T18:00:00",78.1,70.3,66.9,99.5,34.31,0.0731,0.67,13.87]
["June",28,"11PM to 12AM",23,"June 28, 2019 23:00","2019-06-28T23:00:00",{"v":77,"d":"77.0"},68.8,64.9,92.7,32.99,0.0733,0.62,13.82]
["June",29,"2AM to 3AM",2,"June 29, 2019 2:00","2019-06-29T02:00:00",75.9,67.9,{"v":64,"d":"64.0"},89.8,32.27,0.0735,{"v":0.6,"d":"0.60"},13.78]
["June",29,"3AM to 4AM",3,"June 29, 2019 3:00","2019-06-29T03:00:00",75.9,67.9,{"v":64,"d":"64.0"},89.8,32.27,0.0735,{"v":0.6,"d":"0.60"},13.78]
["June",29,"6AM to 7AM",6,"June 29, 2019 6:00","2019-06-29T06:00:00",75.9,67.2,{"v":63,"d":"63.0"},86.4,31.73,0.0735,0.58,13.77]
["June",29,"9AM to 10AM",9,"June 29, 2019 9:00","2019-06-29T09:00:00",{"v":82,"d":"82.0"},69.1,{"v":63,"d":"63.0"},86.4,33.23,0.0727,0.58,13.93]
["June",29,"1PM to 2PM",13,"June 29, 2019 13:00","2019-06-29T13:00:00",{"v":84,"d":"84.0"},69.7,{"v":63,"d":"63.0"},86.4,33.72,0.0724,0.58,13.98]
["June",29,"4PM to 5PM",16,"June 29, 2019 16:00","2019-06-29T16:00:00",{"v":82,"d":"82.0"},69.7,{"v":64,"d":"64.0"},89.8,33.77,0.0727,{"v":0.6,"d":"0.60"},13.94]
["June",29,"8PM to 9PM",20,"June 29, 2019 20:00","2019-06-29T20:00:00",75.9,68.4,64.9,92.7,32.72,0.0735,0.62,13.79]
["June",30,"12AM to 1AM",0,"June 30, 2019 0:00","2019-06-30",75.9,67.9,{"v":64,"d":"64.0"},89.8,32.27,0.0735,{"v":0.6,"d":"0.60"},13.78]
["June",30,"3AM to 4AM",3,"June 30, 2019 3:00","2019-06-30T03:00:00",73.9,67.8,64.9,92.7,32.24,0.0737,0.62,13.74]
["June",30,"4AM to 5AM",4,"June 30, 2019 4:00","2019-06-30T04:00:00",{"v":75,"d":"75.0"},66.9,{"v":63,"d":"63.0"},86.4,31.51,0.0736,0.58,13.75]
["June",30,"7AM to 8AM",7,"June 30, 2019 7:00","2019-06-30T07:00:00",78.1,69.1,64.9,92.7,33.25,0.0732,0.62,13.85]
["June",30,"10AM to 11AM",10,"June 30, 2019 10:00","2019-06-30T10:00:00",80.1,70.4,{"v":66,"d":"66.0"},96.4,34.31,0.0729,0.64,13.91]
["June",30,"2PM to 3PM",14,"June 30, 2019 14:00","2019-06-30T14:00:00",82.9,{"v":70,"d":"70.0"},{"v":64,"d":"64.0"},89.8,33.99,0.0725,{"v":0.6,"d":"0.60"},13.96]
["June",30,"5PM to 6PM",17,"June 30, 2019 17:00","2019-06-30T17:00:00",80.1,69.7,64.9,92.7,33.74,0.0729,0.62,{"v":13.9,"d":"13.90"}]
["June",30,"9PM to 10PM",21,"June 30, 2019 21:00","2019-06-30T21:00:00",{"v":75,"d":"75.0"},68.7,65.8,95.8,32.97,0.0736,0.64,13.78]
["July",1,"1AM to 2AM",1,"July 1, 2019 1:00","2019-07-01T01:00:00",{"v":75,"d":"75.0"},68.4,65.3,93.9,32.69,0.0736,0.63,13.77]
["July",1,"4AM to 5AM",4,"July 1, 2019 4:00","2019-07-01T04:00:00",{"v":75,"d":"75.0"},68.7,65.8,95.8,32.97,0.0736,0.64,13.78]
["July",1,"5AM to 6AM",5,"July 1, 2019 5:00","2019-07-01T05:00:00",75.9,69.2,66.2,{"v":97,"d":"97.0"},33.39,0.0734,0.65,13.81]
["July",1,"8AM to 9AM",8,"July 1, 2019 8:00","2019-07-01T08:00:00",80.4,70.6,66.2,{"v":97,"d":"97.0"},{"v":34.5,"d":"34.50"},0.0728,0.65,13.92]
["July",1,"12PM to 1PM",12,"July 1, 2019 12:00","2019-07-01T12:00:00",85.6,71.3,64.9,92.7,35.11,0.0722,0.62,14.04]
["July",1,"3PM to 4PM",15,"July 1, 2019 15:00","2019-07-01T15:00:00",84.7,71.6,65.8,95.8,35.37,0.0723,0.64,14.03]
["July",1,"6PM to 7PM",18,"July 1, 2019 18:00","2019-07-01T18:00:00",80.1,70.6,66.4,97.6,{"v":34.5,"d":"34.50"},0.0729,0.65,13.91]
["July",1,"11PM to 12AM",23,"July 1, 2019 23:00","2019-07-01T23:00:00",75.9,68.8,65.5,94.5,{"v":33,"d":"33.00"},0.0735,0.63,{"v":13.8,"d":"13.80"}]
["July",2,"2AM to 3AM",2,"July 2, 2019 2:00","2019-07-02T02:00:00",75.9,68.8,65.5,94.5,{"v":33,"d":"33.00"},0.0735,0.63,{"v":13.8,"d":"13.80"}]
["July",2,"5AM to 6AM",5,"July 2, 2019 5:00","2019-07-02T05:00:00",76.6,69.4,66.2,{"v":97,"d":"97.0"},33.56,0.0733,0.65,13.82]
["July",2,"6AM to 7AM",6,"July 2, 2019 6:00","2019-07-02T06:00:00",77.4,69.5,{"v":66,"d":"66.0"},96.4,33.65,0.0732,0.64,13.84]
["July",2,"9AM to 10AM",9,"July 2, 2019 9:00","2019-07-02T09:00:00",{"v":82,"d":"82.0"},70.8,65.8,95.8,{"v":34.7,"d":"34.70"},0.0726,0.64,13.96]
["July",2,"1PM to 2PM",13,"July 2, 2019 13:00","2019-07-02T13:00:00",{"v":86,"d":"86.0"},71.4,64.9,92.7,{"v":35.2,"d":"35.20"},0.0721,0.62,14.05]
["July",2,"4PM to 5PM",16,"July 2, 2019 16:00","2019-07-02T16:00:00",82.9,70.5,64.9,92.7,34.45,0.0725,0.62,13.97]
["July",2,"7PM to 8PM",19,"July 2, 2019 19:00","2019-07-02T19:00:00",78.1,69.8,{"v":66,"d":"66.0"},96.4,33.82,0.0731,0.64,13.86]
["July",3,"12AM to 1AM",0,"July 3, 2019 0:00","2019-07-03",75.9,{"v":69,"d":"69.0"},65.8,95.8,{"v":33.2,"d":"33.20"},0.0734,0.64,{"v":13.8,"d":"13.80"}]
["July",3,"3AM to 4AM",3,"July 3, 2019 3:00","2019-07-03T03:00:00",74.7,68.6,65.8,95.8,32.89,0.0736,0.64,13.77]
["July",3,"6AM to 7AM",6,"July 3, 2019 6:00","2019-07-03T06:00:00",77.4,69.8,66.4,97.6,33.84,0.0732,0.65,13.84]
["July",3,"7AM to 8AM",7,"July 3, 2019 7:00","2019-07-03T07:00:00",{"v":79,"d":"79.0"},{"v":70,"d":"70.0"},{"v":66,"d":"66.0"},96.4,34.04,{"v":0.073,"d":"0.0730"},0.64,13.88]
["July",3,"10AM to 11AM",10,"July 3, 2019 10:00","2019-07-03T10:00:00",{"v":84,"d":"84.0"},71.5,{"v":66,"d":"66.0"},96.4,35.28,0.0723,0.64,14.01]
["July",3,"2PM to 3PM",14,"July 3, 2019 14:00","2019-07-03T14:00:00",85.6,{"v":72,"d":"72.0"},{"v":66,"d":"66.0"},96.4,35.68,0.0721,0.64,14.05]
["July",3,"4PM to 5PM",16,"July 3, 2019 16:00","2019-07-03T16:00:00",82.9,71.2,{"v":66,"d":"66.0"},96.4,35.02,0.0725,0.64,13.98]
["July",3,"9PM to 10PM",21,"July 3, 2019 21:00","2019-07-03T21:00:00",78.4,{"v":70,"d":"70.0"},66.2,{"v":97,"d":"97.0"},34.01,0.0731,0.65,13.87]
["July",4,"1AM to 2AM",1,{"$f":"A4425&\" \"&B4425&\", \"&$D$5&\" \"&D4425&\":00\"","v":"July 4, 2019 1:00"},{"$f":"DATEVALUE(E4425)+TIMEVALUE(E4425)","v":"2019-07-04T01:00:00"},{"v":77,"d":"77.0"},69.4,{"v":66,"d":"66.0"},96.4,33.56,0.0733,0.64,13.83]
["July",4,"4AM to 5AM",4,"July 4, 2019 4:00","2019-07-04T04:00:00",{"v":77,"d":"77.0"},67.6,{"v":63,"d":"63.0"},86.4,{"v":32,"d":"32.00"},0.0734,0.58,{"v":13.8,"d":"13.80"}]
["July",4,"5AM to 6AM",5,"July 4, 2019 5:00","2019-07-04T05:00:00",78.1,68.5,{"v":64,"d":"64.0"},89.8,{"v":32.8,"d":"32.80"},0.0732,{"v":0.6,"d":"0.60"},13.84]
["July",4,"8AM to 9AM",8,"July 4, 2019 8:00","2019-07-04T08:00:00",81.3,70.5,65.7,95.1,34.43,0.0727,0.64,13.94]
["July",4,"11AM to 12PM",11,"July 4, 2019 11:00","2019-07-04T11:00:00",84.4,{"v":71,"d":"71.0"},64.9,92.7,{"v":34.8,"d":"34.80"},0.0723,0.62,14.01]
["July",4,"3PM to 4PM",15,"July 4, 2019 15:00","2019-07-04T15:00:00",83.7,71.6,66.4,97.6,35.39,0.0724,0.65,14.01]
["July",4,"5PM to 6PM",17,"July 4, 2019 17:00","2019-07-04T17:00:00",{"v":81,"d":"81.0"},71.4,67.3,100.8,35.22,0.0727,0.67,13.95]
["July",4,"10PM to 11PM",22,"July 4, 2019 22:00","2019-07-04T22:00:00",78.1,69.1,64.9,92.7,33.25,0.0732,0.62,13.85]
["July",5,"2AM to 3AM",2,"July 5, 2019 2:00","2019-07-05T02:00:00",76.6,68.9,65.3,93.9,33.09,0.0734,0.63,13.81]
["July",5,"5AM to 6AM",5,"July 5, 2019 5:00","2019-07-05T05:00:00",76.6,68.1,{"v":64,"d":"64.0"},89.8,32.44,0.0734,{"v":0.6,"d":"0.60"},{"v":13.8,"d":"13.80"}]
["July",5,"6AM to 7AM",6,"July 5, 2019 6:00","2019-07-05T06:00:00",77.4,68.2,63.9,89.2,32.53,0.0733,{"v":0.6,"d":"0.60"},13.82]
["July",5,"9AM to 10AM",9,"July 5, 2019 9:00","2019-07-05T09:00:00",83.3,{"v":71,"d":"71.0"},65.5,94.5,34.82,0.0725,0.63,13.99]
["July",5,"12PM to 1PM",12,"July 5, 2019 12:00","2019-07-05T12:00:00",83.3,69.7,63.3,87.5,33.72,0.0725,0.59,13.97]
["July",5,"6PM to 7PM",18,"July 5, 2019 18:00","2019-07-05T18:00:00",79.3,68.5,63.3,87.5,32.75,{"v":0.073,"d":"0.0730"},0.59,13.86]
["July",5,"8PM to 9PM",20,"July 5, 2019 20:00","2019-07-05T20:00:00",77.7,68.5,64.2,90.4,{"v":32.8,"d":"32.80"},0.0732,0.61,13.83]
["July",5,"11PM to 12AM",23,"July 5, 2019 23:00","2019-07-05T23:00:00",76.3,68.1,64.2,90.4,32.44,0.0734,0.61,13.79]
["July",6,"3AM to 4AM",3,"July 6, 2019 3:00","2019-07-06T03:00:00",75.6,67.7,63.9,89.2,32.09,0.0735,{"v":0.6,"d":"0.60"},13.77]
["July",6,"6AM to 7AM",6,"July 6, 2019 6:00","2019-07-06T06:00:00",76.6,68.7,64.9,92.7,{"v":32.9,"d":"32.90"},0.0734,0.62,13.81]
["July",6,"7AM to 8AM",7,"July 6, 2019 7:00","2019-07-06T07:00:00",{"v":77,"d":"77.0"},68.8,64.9,92.7,32.99,0.0733,0.62,13.82]
["July",6,"10AM to 11AM",10,"July 6, 2019 10:00","2019-07-06T10:00:00",82.9,{"v":70,"d":"70.0"},{"v":64,"d":"64.0"},89.8,33.99,0.0725,{"v":0.6,"d":"0.60"},13.96]
["July",6,"1PM to 2PM",13,"July 6, 2019 13:00","2019-07-06T13:00:00",{"v":82,"d":"82.0"},70.3,64.9,92.7,34.23,0.0726,0.62,13.95]
["July",6,"7PM to 8PM",19,"July 6, 2019 19:00","2019-07-06T19:00:00",{"v":77,"d":"77.0"},68.8,64.9,92.7,32.99,0.0733,0.62,13.82]
["July",6,"9PM to 10PM",21,"July 6, 2019 21:00","2019-07-06T21:00:00",76.3,69.1,65.8,95.8,33.28,0.0734,0.64,13.81]
["July",7,"1AM to 2AM",1,"July 7, 2019 1:00","2019-07-07T01:00:00",73.9,67.8,64.9,92.7,32.24,0.0737,0.62,13.74]
["July",7,"4AM to 5AM",4,"July 7, 2019 4:00","2019-07-07T04:00:00",{"v":72,"d":"72.0"},67.9,{"v":66,"d":"66.0"},96.4,32.32,{"v":0.074,"d":"0.0740"},0.64,{"v":13.7,"d":"13.70"}]
["July",7,"7AM to 8AM",7,"July 7, 2019 7:00","2019-07-07T07:00:00",75.9,69.7,66.9,99.5,33.78,0.0734,0.67,13.81]
["July",7,"8AM to 9AM",8,"July 7, 2019 8:00","2019-07-07T08:00:00",77.9,70.3,66.9,99.5,34.27,0.0732,0.67,13.86]
["July",7,"11AM to 12PM",11,"July 7, 2019 11:00","2019-07-07T11:00:00",82.8,70.8,65.5,94.5,34.69,0.0725,0.63,13.97]
["July",7,"4PM to 5PM",16,"July 7, 2019 16:00","2019-07-07T16:00:00",{"v":82,"d":"82.0"},70.9,{"v":66,"d":"66.0"},96.4,{"v":34.8,"d":"34.80"},0.0726,0.64,13.96]
["July",7,"7PM to 8PM",19,"July 7, 2019 19:00","2019-07-07T19:00:00",{"v":77,"d":"77.0"},69.4,{"v":66,"d":"66.0"},96.4,33.56,0.0733,0.64,13.83]
["July",7,"10PM to 11PM",22,"July 7, 2019 22:00","2019-07-07T22:00:00",{"v":77,"d":"77.0"},68.8,64.9,92.7,32.99,0.0733,0.62,13.82]
["July",8,"2AM to 3AM",2,"July 8, 2019 2:00","2019-07-08T02:00:00",73.9,67.9,65.1,93.3,32.33,0.0737,0.63,13.74]
["July",8,"5AM to 6AM",5,"July 8, 2019 5:00","2019-07-08T05:00:00",75.6,68.7,65.5,94.5,32.92,0.0735,0.63,13.79]
["July",8,"8AM to 9AM",8,"July 8, 2019 8:00","2019-07-08T08:00:00",{"v":81,"d":"81.0"},70.5,65.8,95.8,34.44,0.0728,0.64,13.93]
["July",8,"9AM to 10AM",9,"July 8, 2019 9:00","2019-07-08T09:00:00",82.9,{"v":71,"d":"71.0"},65.7,95.1,34.83,0.0725,0.64,13.98]
["July",8,"1PM to 2PM",13,"July 8, 2019 13:00","2019-07-08T13:00:00",{"v":86,"d":"86.0"},71.4,64.9,92.7,{"v":35.2,"d":"35.20"},0.0721,0.62,14.05]
["July",8,"5PM to 6PM",17,"July 8, 2019 17:00","2019-07-08T17:00:00",81.3,70.8,66.2,{"v":97,"d":"97.0"},34.72,0.0727,0.65,13.94]
["July",8,"8PM to 9PM",20,"July 8, 2019 20:00","2019-07-08T20:00:00",77.7,69.9,66.4,97.6,33.93,0.0732,0.65,13.85]
["July",8,"11PM to 12AM",23,"July 8, 2019 23:00","2019-07-08T23:00:00",76.6,69.4,66.2,{"v":97,"d":"97.0"},33.56,0.0733,0.65,13.82]
["July",9,"3AM to 4AM",3,"July 9, 2019 3:00","2019-07-09T03:00:00",75.4,69.1,66.2,{"v":97,"d":"97.0"},33.25,0.0735,0.65,13.79]
["July",9,"6AM to 7AM",6,"July 9, 2019 6:00","2019-07-09T06:00:00",77.7,69.9,66.4,97.6,33.93,0.0732,0.65,13.85]
["July",9,"9AM to 10AM",9,{"$f":"A4553&\" \"&B4553&\", \"&$D$5&\" \"&D4553&\":00\"","v":"July 9, 2019 9:00"},{"$f":"DATEVALUE(E4553)+TIMEVALUE(E4553)","v":"2019-07-09T09:00:00"},82.9,71.3,66.2,{"v":97,"d":"97.0"},35.12,0.0725,0.65,13.99]
["July",9,"10AM to 11AM",{"$f":"IF(D4553+1>23,0,D4553+1)","v":10},"July 9, 2019 10:00","2019-07-09T10:00:00",84.9,71.8,{"v":66,"d":"66.0"},96.4,35.51,0.0722,0.64,14.04]
["July",9,"2PM to 3PM",14,"July 9, 2019 14:00","2019-07-09T14:00:00",84.9,71.3,65.3,93.9,35.12,0.0722,0.63,14.03]
["July",9,"6PM to 7PM",18,"July 9, 2019 18:00","2019-07-09T18:00:00",79.7,70.2,{"v":66,"d":"66.0"},96.4,34.22,0.0729,0.64,{"v":13.9,"d":"13.90"}]
["July",9,"9PM to 10PM",21,"July 9, 2019 21:00","2019-07-09T21:00:00",77.4,69.5,{"v":66,"d":"66.0"},96.4,33.65,0.0732,0.64,13.84]
["July",10,"12AM to 1AM",0,"July 10, 2019 0:00","2019-07-10",{"v":77,"d":"77.0"},69.4,{"v":66,"d":"66.0"},96.4,33.56,0.0733,0.64,13.83]
["July",10,"4AM to 5AM",4,"July 10, 2019 4:00","2019-07-10T04:00:00",{"v":75,"d":"75.0"},67.6,{"v":64,"d":"64.0"},89.8,32.04,0.0736,{"v":0.6,"d":"0.60"},13.76]
["July",10,"7AM to 8AM",7,"July 10, 2019 7:00","2019-07-10T07:00:00",{"v":79,"d":"79.0"},{"v":70,"d":"70.0"},{"v":66,"d":"66.0"},96.4,34.04,{"v":0.073,"d":"0.0730"},0.64,13.88]
["July",10,"10AM to 11AM",10,"July 10, 2019 10:00","2019-07-10T10:00:00",{"v":84,"d":"84.0"},69.7,{"v":63,"d":"63.0"},86.4,33.72,0.0724,0.58,13.98]
["July",10,"11AM to 12PM",11,"July 10, 2019 11:00","2019-07-10T11:00:00",84.7,69.6,62.4,84.7,33.64,0.0723,0.57,13.99]
["July",10,"3PM to 4PM",15,"July 10, 2019 15:00","2019-07-10T15:00:00",{"v":84,"d":"84.0"},69.3,62.2,84.2,33.37,0.0724,0.57,13.97]
["July",10,"7PM to 8PM",19,"July 10, 2019 19:00","2019-07-10T19:00:00",{"v":77,"d":"77.0"},68.2,{"v":64,"d":"64.0"},89.8,32.53,0.0733,{"v":0.6,"d":"0.60"},13.81]
["July",10,"10PM to 11PM",22,"July 10, 2019 22:00","2019-07-10T22:00:00",75.9,67.9,{"v":64,"d":"64.0"},89.8,32.27,0.0735,{"v":0.6,"d":"0.60"},13.78]
["July",11,"1AM to 2AM",1,"July 11, 2019 1:00","2019-07-11T01:00:00",73.9,67.3,{"v":64,"d":"64.0"},89.8,31.78,0.0738,{"v":0.6,"d":"0.60"},13.73]
["July",11,"5AM to 6AM",5,"July 11, 2019 5:00","2019-07-11T05:00:00",74.7,67.9,64.8,92.1,32.32,0.0736,0.62,13.76]
["July",11,"8AM to 9AM",8,"July 11, 2019 8:00","2019-07-11T08:00:00",80.8,70.7,66.2,{"v":97,"d":"97.0"},34.58,0.0728,0.65,13.93]
["July",11,"9AM to 10AM",9,"July 11, 2019 9:00","2019-07-11T09:00:00",81.3,70.5,65.7,95.1,34.43,0.0727,0.64,13.94]
["July",11,"12PM to 1PM",12,"July 11, 2019 12:00","2019-07-11T12:00:00",{"v":82,"d":"82.0"},71.7,67.3,100.8,35.49,0.0726,0.67,13.98]
["July",11,"4PM to 5PM",16,"July 11, 2019 16:00","2019-07-11T16:00:00",{"v":81,"d":"81.0"},70.6,{"v":66,"d":"66.0"},96.4,34.53,0.0728,0.64,13.93]
["July",11,"8PM to 9PM",20,"July 11, 2019 20:00","2019-07-11T20:00:00",76.6,70.1,67.3,100.8,34.16,0.0733,0.67,13.84]
["July",11,"11PM to 12AM",23,"July 11, 2019 23:00","2019-07-11T23:00:00",75.2,70.1,67.8,102.7,{"v":34.1,"d":"34.10"},0.0735,0.69,{"v":13.8,"d":"13.80"}]
["July",12,"2AM to 3AM",{"$f":"IF(D4617+1>23,0,D4617+1)","v":2},"July 12, 2019 2:00","2019-07-12T02:00:00",73.6,69.8,68.2,{"v":104,"d":"104.0"},33.91,0.0737,0.69,13.77]
["July",12,"6AM to 7AM",6,"July 12, 2019 6:00","2019-07-12T06:00:00",{"v":77,"d":"77.0"},70.5,67.6,102.1,34.45,0.0733,0.68,13.85]
["July",12,"9AM to 10AM",9,"July 12, 2019 9:00","2019-07-12T09:00:00",81.7,71.7,67.5,101.4,{"v":35.5,"d":"35.50"},0.0726,0.68,13.97]
["July",12,"1PM to 2PM",13,"July 12, 2019 13:00","2019-07-12T13:00:00",84.9,71.8,{"v":66,"d":"66.0"},96.4,35.51,0.0722,0.64,14.04]
["July",12,"2PM to 3PM",14,"July 12, 2019 14:00","2019-07-12T14:00:00",84.2,71.8,66.4,97.6,35.52,0.0723,0.65,14.02]
["July",12,"5PM to 6PM",17,"July 12, 2019 17:00","2019-07-12T17:00:00",{"v":81,"d":"81.0"},71.4,67.3,100.8,35.22,0.0727,0.67,13.95]
["July",12,"9PM to 10PM",21,"July 12, 2019 21:00","2019-07-12T21:00:00",75.7,70.6,68.4,104.7,34.55,0.0734,{"v":0.7,"d":"0.70"},13.82]
["July",13,"12AM to 1AM",0,"July 13, 2019 0:00","2019-07-13",74.3,69.8,67.8,102.7,33.88,0.0736,0.69,13.78]
["July",13,"3AM to 4AM",3,"July 13, 2019 3:00","2019-07-13T03:00:00",73.9,69.7,67.8,102.7,33.79,0.0737,0.69,13.77]
["July",13,"7AM to 8AM",7,"July 13, 2019 7:00","2019-07-13T07:00:00",75.9,69.7,66.9,99.5,33.78,0.0734,0.67,13.81]
["July",13,"10AM to 11AM",10,"July 13, 2019 10:00","2019-07-13T10:00:00",{"v":84,"d":"84.0"},71.5,{"v":66,"d":"66.0"},96.4,35.28,0.0723,0.64,14.01]
["July",13,"2PM to 3PM",14,"July 13, 2019 14:00","2019-07-13T14:00:00",85.6,{"v":72,"d":"72.0"},{"v":66,"d":"66.0"},96.4,35.68,0.0721,0.64,14.05]
["July",13,"3PM to 4PM",15,"July 13, 2019 15:00","2019-07-13T15:00:00",84.4,71.9,66.6,98.2,35.67,0.0723,0.66,14.03]
["July",13,"6PM to 7PM",18,"July 13, 2019 18:00","2019-07-13T18:00:00",78.3,70.4,66.9,99.5,34.36,0.0731,0.67,13.87]
["July",13,"10PM to 11PM",22,"July 13, 2019 22:00","2019-07-13T22:00:00",{"v":75,"d":"75.0"},69.4,66.9,99.5,33.56,0.0735,0.67,13.79]
["July",14,"1AM to 2AM",1,"July 14, 2019 1:00","2019-07-14T01:00:00",{"v":73,"d":"73.0"},68.8,66.9,99.5,33.07,0.0738,0.67,13.74]
["July",14,"5AM to 6AM",5,"July 14, 2019 5:00","2019-07-14T05:00:00",75.4,69.5,66.9,99.5,33.65,0.0735,0.67,{"v":13.8,"d":"13.80"}]
["July",14,"8AM to 9AM",8,"July 14, 2019 8:00","2019-07-14T08:00:00",80.4,70.6,66.2,{"v":97,"d":"97.0"},{"v":34.5,"d":"34.50"},0.0728,0.65,13.92]
["July",14,"11AM to 12PM",11,"July 14, 2019 11:00","2019-07-14T11:00:00",85.3,71.6,65.7,95.1,{"v":35.4,"d":"35.40"},0.0722,0.64,14.04]
["July",14,"1PM to 2PM",13,"July 14, 2019 13:00","2019-07-14T13:00:00",{"v":86,"d":"86.0"},72.1,{"v":66,"d":"66.0"},96.4,35.77,0.0721,0.64,14.06]
["July",14,"4PM to 5PM",16,"July 14, 2019 16:00","2019-07-14T16:00:00",82.9,71.2,{"v":66,"d":"66.0"},96.4,35.02,0.0725,0.64,13.98]
["July",14,"7PM to 8PM",19,"July 14, 2019 19:00","2019-07-14T19:00:00",75.9,69.7,66.9,99.5,33.78,0.0734,0.67,13.81]
["July",14,"11PM to 12AM",23,"July 14, 2019 23:00","2019-07-14T23:00:00",73.6,68.9,66.7,98.9,{"v":33.1,"d":"33.10"},0.0737,0.66,13.75]
["July",15,"2AM to 3AM",2,"July 15, 2019 2:00","2019-07-15T02:00:00",73.4,68.5,66.2,{"v":97,"d":"97.0"},32.77,0.0738,0.65,13.74]
["July",15,"6AM to 7AM",6,"July 15, 2019 6:00","2019-07-15T06:00:00",73.9,{"v":69,"d":"69.0"},66.7,98.9,33.19,0.0737,0.66,13.76]
["July",15,"9AM to 10AM",9,"July 15, 2019 9:00","2019-07-15T09:00:00",78.1,70.2,66.7,98.9,34.21,0.0731,0.66,13.87]
["July",15,"12PM to 1PM",12,"July 15, 2019 12:00","2019-07-15T12:00:00",81.3,70.5,65.7,95.1,34.43,0.0727,0.64,13.94]
["July",15,"2PM to 3PM",14,"July 15, 2019 14:00","2019-07-15T14:00:00",80.8,70.7,66.2,{"v":97,"d":"97.0"},34.58,0.0728,0.65,13.93]
["July",15,"5PM to 6PM",17,"July 15, 2019 17:00","2019-07-15T17:00:00",77.4,69.5,{"v":66,"d":"66.0"},96.4,33.65,0.0732,0.64,13.84]
["July",15,"9PM to 10PM",21,"July 15, 2019 21:00","2019-07-15T21:00:00",75.4,69.1,66.2,{"v":97,"d":"97.0"},33.25,0.0735,0.65,13.79]
["July",16,"12AM to 1AM",0,"July 16, 2019 0:00","2019-07-16",74.3,68.5,65.8,95.8,{"v":32.8,"d":"32.80"},0.0737,0.64,13.76]
["July",16,"3AM to 4AM",3,"July 16, 2019 3:00","2019-07-16T03:00:00",73.4,68.5,66.2,{"v":97,"d":"97.0"},32.77,0.0738,0.65,13.74]
["July",16,"7AM to 8AM",7,"July 16, 2019 7:00","2019-07-16T07:00:00",{"v":77,"d":"77.0"},{"v":70,"d":"70.0"},66.9,99.5,34.05,0.0733,0.67,13.84]
["July",16,"9AM to 10AM",9,"July 16, 2019 9:00","2019-07-16T09:00:00",80.4,70.6,66.2,{"v":97,"d":"97.0"},{"v":34.5,"d":"34.50"},0.0728,0.65,13.92]
["July",16,"2PM to 3PM",14,"July 16, 2019 14:00","2019-07-16T14:00:00",{"v":79,"d":"79.0"},71.3,{"v":68,"d":"68.0"},103.4,35.14,{"v":0.073,"d":"0.0730"},0.69,{"v":13.9,"d":"13.90"}]
["July",16,"3PM to 4PM",15,"July 16, 2019 15:00","2019-07-16T15:00:00",80.1,71.1,67.3,100.8,{"v":35,"d":"35.00"},0.0729,0.67,13.92]
["July",16,"6PM to 7PM",18,"July 16, 2019 18:00","2019-07-16T18:00:00",78.3,69.5,65.5,94.5,33.58,0.0731,0.63,13.86]
["July",16,"10PM to 11PM",22,"July 16, 2019 22:00","2019-07-16T22:00:00",75.9,69.1,{"v":66,"d":"66.0"},96.4,33.29,0.0734,0.64,{"v":13.8,"d":"13.80"}]
["July",17,"1AM to 2AM",1,"July 17, 2019 1:00","2019-07-17T01:00:00",73.9,69.1,66.9,99.5,33.29,0.0737,0.67,13.76]
["July",17,"4AM to 5AM",4,"July 17, 2019 4:00","2019-07-17T04:00:00",71.1,68.9,{"v":68,"d":"68.0"},103.4,33.19,0.0741,0.69,{"v":13.7,"d":"13.70"}]
["July",17,"8AM to 9AM",8,"July 17, 2019 8:00","2019-07-17T08:00:00",76.6,69.9,66.9,99.5,33.96,0.0733,0.67,13.83]
["July",17,"10AM to 11AM",{"$f":"IF(D4745+1>23,0,D4745+1)","v":10},"July 17, 2019 10:00","2019-07-17T10:00:00",75.9,69.7,66.9,99.5,33.78,0.0734,0.67,13.81]
["July",17,"3PM to 4PM",15,"July 17, 2019 15:00","2019-07-17T15:00:00",{"v":81,"d":"81.0"},70.5,65.8,95.8,34.44,0.0728,0.64,13.93]
["July",17,"4PM to 5PM",16,"July 17, 2019 16:00","2019-07-17T16:00:00",80.1,70.4,{"v":66,"d":"66.0"},96.4,34.31,0.0729,0.64,13.91]
["July",17,"7PM to 8PM",19,"July 17, 2019 19:00","2019-07-17T19:00:00",{"v":77,"d":"77.0"},69.4,{"v":66,"d":"66.0"},96.4,33.56,0.0733,0.64,13.83]
["July",17,"11PM to 12AM",23,"July 17, 2019 23:00","2019-07-17T23:00:00",73.9,68.5,{"v":66,"d":"66.0"},96.4,{"v":32.8,"d":"32.80"},0.0737,0.64,13.75]
["July",18,"2AM to 3AM",2,"July 18, 2019 2:00","2019-07-18T02:00:00",73.9,68.5,{"v":66,"d":"66.0"},96.4,{"v":32.8,"d":"32.80"},0.0737,0.64,13.75]
["July",18,"5AM to 6AM",5,"July 18, 2019 5:00","2019-07-18T05:00:00",75.4,68.8,65.8,95.8,33.06,0.0735,0.64,13.79]
["July",18,"7AM to 8AM",7,"July 18, 2019 7:00","2019-07-18T07:00:00",78.1,69.1,64.9,92.7,33.25,0.0732,0.62,13.85]
["July",18,"1PM to 2PM",13,"July 18, 2019 13:00","2019-07-18T13:00:00",{"v":84,"d":"84.0"},69.7,{"v":63,"d":"63.0"},86.4,33.72,0.0724,0.58,13.98]
["July",18,"2PM to 3PM",14,"July 18, 2019 14:00","2019-07-18T14:00:00",83.3,69.4,62.8,85.8,33.46,0.0725,0.58,13.96]
["July",18,"5PM to 6PM",17,"July 18, 2019 17:00","2019-07-18T17:00:00",80.4,69.5,64.4,{"v":91,"d":"91.0"},33.55,0.0729,0.61,{"v":13.9,"d":"13.90"}]
["July",18,"8PM to 9PM",20,"July 18, 2019 20:00","2019-07-18T20:00:00",76.6,68.9,65.3,93.9,33.09,0.0734,0.63,13.81]
["July",19,"12AM to 1AM",0,"July 19, 2019 0:00","2019-07-19",74.7,68.6,65.8,95.8,32.89,0.0736,0.64,13.77]
["July",19,"3AM to 4AM",3,"July 19, 2019 3:00","2019-07-19T03:00:00",73.4,68.5,66.2,{"v":97,"d":"97.0"},32.77,0.0738,0.65,13.74]
["July",19,"6AM to 7AM",6,"July 19, 2019 6:00","2019-07-19T06:00:00",{"v":75,"d":"75.0"},{"v":69,"d":"69.0"},66.2,{"v":97,"d":"97.0"},33.17,0.0736,0.65,13.78]
["July",19,"8AM to 9AM",8,"July 19, 2019 8:00","2019-07-19T08:00:00",78.3,69.8,{"v":66,"d":"66.0"},96.4,33.87,0.0731,0.64,13.86]
["July",19,"2PM to 3PM",14,"July 19, 2019 14:00","2019-07-19T14:00:00",84.2,70.5,64.2,90.4,34.39,0.0724,0.61,{"v":14,"d":"14.00"}]
["July",19,"3PM to 4PM",15,"July 19, 2019 15:00","2019-07-19T15:00:00",83.7,{"v":70,"d":"70.0"},63.7,88.7,33.99,0.0724,0.59,13.98]
["July",19,"6PM to 7PM",18,"July 19, 2019 18:00","2019-07-19T18:00:00",{"v":79,"d":"79.0"},68.8,{"v":64,"d":"64.0"},89.8,33.02,0.0731,{"v":0.6,"d":"0.60"},13.86]
["July",19,"9PM to 10PM",21,"July 19, 2019 21:00","2019-07-19T21:00:00",{"v":75,"d":"75.0"},68.2,64.9,92.7,{"v":32.5,"d":"32.50"},0.0736,0.62,13.77]
["July",20,"1AM to 2AM",1,{"$f":"A4809&\" \"&B4809&\", \"&$D$5&\" \"&D4809&\":00\"","v":"July 20, 2019 1:00"},{"$f":"DATEVALUE(E4809)+TIMEVALUE(E4809)","v":"2019-07-20T01:00:00"},69.1,66.3,64.9,92.7,31.04,0.0744,0.62,13.62]
["July",20,"4AM to 5AM",4,"July 20, 2019 4:00","2019-07-20T04:00:00",66.9,65.6,64.9,92.7,30.51,0.0747,0.62,13.56]
["July",20,"9AM to 10AM",9,"July 20, 2019 9:00","2019-07-20T09:00:00",80.4,70.3,65.8,95.8,{"v":34.3,"d":"34.30"},0.0728,0.64,13.92]
["July",20,"12PM to 1PM",12,"July 20, 2019 12:00","2019-07-20T12:00:00",82.6,{"v":71,"d":"71.0"},65.8,95.8,34.83,0.0725,0.64,13.97]
["July",20,"3PM to 4PM",15,"July 20, 2019 15:00","2019-07-20T15:00:00",79.7,70.6,66.6,98.2,34.51,0.0729,0.66,13.91]
["July",20,"4PM to 5PM",16,"July 20, 2019 16:00","2019-07-20T16:00:00",78.1,69.8,{"v":66,"d":"66.0"},96.4,33.82,0.0731,0.64,13.86]
["July",20,"7PM to 8PM",19,"July 20, 2019 19:00","2019-07-20T19:00:00",75.9,69.1,{"v":66,"d":"66.0"},96.4,33.29,0.0734,0.64,{"v":13.8,"d":"13.80"}]
["July",20,"10PM to 11PM",22,"July 20, 2019 22:00","2019-07-20T22:00:00",73.9,68.5,{"v":66,"d":"66.0"},96.4,{"v":32.8,"d":"32.80"},0.0737,0.64,13.75]
["July",21,"2AM to 3AM",2,"July 21, 2019 2:00","2019-07-21T02:00:00",71.2,67.3,65.5,94.5,31.85,0.0741,0.63,13.68]
["July",21,"5AM to 6AM",5,"July 21, 2019 5:00","2019-07-21T05:00:00",72.7,68.2,66.2,{"v":97,"d":"97.0"},32.59,0.0739,0.65,13.72]
["July",21,"10AM to 11AM",10,"July 21, 2019 10:00","2019-07-21T10:00:00",{"v":82,"d":"82.0"},71.5,66.9,99.5,35.29,0.0726,0.67,13.97]
["July",21,"1PM to 2PM",13,"July 21, 2019 13:00","2019-07-21T13:00:00",75.9,69.7,66.9,99.5,33.78,0.0734,0.67,13.81]
["July",21,"4PM to 5PM",16,"July 21, 2019 16:00","2019-07-21T16:00:00",71.1,68.9,{"v":68,"d":"68.0"},103.4,33.19,0.0741,0.69,{"v":13.7,"d":"13.70"}]
["July",21,"5PM to 6PM",17,"July 21, 2019 17:00","2019-07-21T17:00:00",71.8,69.4,68.4,104.7,33.57,{"v":0.074,"d":"0.0740"},{"v":0.7,"d":"0.70"},13.72]
["July",21,"8PM to 9PM",20,"July 21, 2019 20:00","2019-07-21T20:00:00",73.4,69.9,68.4,104.7,33.97,0.0737,{"v":0.7,"d":"0.70"},13.76]
["July",21,"11PM to 12AM",23,"July 21, 2019 23:00","2019-07-21T23:00:00",73.2,68.8,66.7,98.9,33.02,0.0738,0.66,13.74]
["July",22,"3AM to 4AM",3,"July 22, 2019 3:00","2019-07-22T03:00:00",71.4,67.7,{"v":66,"d":"66.0"},96.4,32.18,0.0741,0.64,13.69]
["July",22,"7AM to 8AM",7,"July 22, 2019 7:00","2019-07-22T07:00:00",{"v":77,"d":"77.0"},71.4,69.1,107.4,35.28,0.0732,0.72,13.87]
["July",22,"11AM to 12PM",11,"July 22, 2019 11:00","2019-07-22T11:00:00",83.3,72.5,{"v":68,"d":"68.0"},103.4,{"v":36.2,"d":"36.20"},0.0724,0.69,14.02]
["July",22,"2PM to 3PM",14,"July 22, 2019 14:00","2019-07-22T14:00:00",85.3,72.3,66.7,98.9,35.99,0.0722,0.66,14.05]
["July",22,"5PM to 6PM",17,{"$f":"A4873&\" \"&B4873&\", \"&$D$5&\" \"&D4873&\":00\"","v":"July 22, 2019 17:00"},{"$f":"DATEVALUE(E4873)+TIMEVALUE(E4873)","v":"2019-07-22T17:00:00"},{"v":82,"d":"82.0"},71.7,67.3,100.8,35.49,0.0726,0.67,13.98]
["July",22,"6PM to 7PM",{"$f":"IF(D4873+1>23,0,D4873+1)","v":18},"July 22, 2019 18:00","2019-07-22T18:00:00",80.1,71.1,67.3,100.8,{"v":35,"d":"35.00"},0.0729,0.67,13.92]
["July",22,"9PM to 10PM",21,"July 22, 2019 21:00","2019-07-22T21:00:00",77.4,70.6,67.6,102.1,34.54,0.0732,0.68,13.86]
["July",23,"1AM to 2AM",1,"July 23, 2019 1:00","2019-07-23T01:00:00",{"v":77,"d":"77.0"},{"v":70,"d":"70.0"},66.9,99.5,34.05,0.0733,0.67,13.84]
["July",23,"4AM to 5AM",4,"July 23, 2019 4:00","2019-07-23T04:00:00",{"v":77,"d":"77.0"},69.4,{"v":66,"d":"66.0"},96.4,33.56,0.0733,0.64,13.83]
["July",23,"8AM to 9AM",8,"July 23, 2019 8:00","2019-07-23T08:00:00",81.7,70.5,65.5,94.5,34.42,0.0727,0.63,13.95]
["July",23,"12PM to 1PM",12,"July 23, 2019 12:00","2019-07-23T12:00:00",86.4,71.5,64.9,92.7,35.29,0.0721,0.62,14.06]
["July",23,"3PM to 4PM",15,"July 23, 2019 15:00","2019-07-23T15:00:00",85.1,70.9,64.4,{"v":91,"d":"91.0"},{"v":34.7,"d":"34.70"},0.0722,0.61,14.02]
["July",23,"6PM to 7PM",18,"July 23, 2019 18:00","2019-07-23T18:00:00",80.1,69.7,64.9,92.7,33.74,0.0729,0.62,{"v":13.9,"d":"13.90"}]
["July",23,"7PM to 8PM",19,"July 23, 2019 19:00","2019-07-23T19:00:00",78.1,69.1,64.9,92.7,33.25,0.0732,0.62,13.85]
["July",23,"10PM to 11PM",22,"July 23, 2019 22:00","2019-07-23T22:00:00",78.1,69.8,{"v":66,"d":"66.0"},96.4,33.82,0.0731,0.64,13.86]
["July",24,"2AM to 3AM",2,"July 24, 2019 2:00","2019-07-24T02:00:00",75.9,{"v":69,"d":"69.0"},65.8,95.8,{"v":33.2,"d":"33.20"},0.0734,0.64,{"v":13.8,"d":"13.80"}]
["July",24,"5AM to 6AM",5,"July 24, 2019 5:00","2019-07-24T05:00:00",75.4,68.8,65.8,95.8,33.06,0.0735,0.64,13.79]
["July",24,"9AM to 10AM",9,"July 24, 2019 9:00","2019-07-24T09:00:00",83.3,69.7,63.3,87.5,33.72,0.0725,0.59,13.97]
["July",24,"1PM to 2PM",13,"July 24, 2019 13:00","2019-07-24T13:00:00",84.9,71.1,64.9,92.7,34.94,0.0723,0.62,14.02]
["July",24,"4PM to 5PM",16,"July 24, 2019 16:00","2019-07-24T16:00:00",82.9,71.2,{"v":66,"d":"66.0"},96.4,35.02,0.0725,0.64,13.98]
["July",24,"7PM to 8PM",19,"July 24, 2019 19:00","2019-07-24T19:00:00",78.1,69.8,{"v":66,"d":"66.0"},96.4,33.82,0.0731,0.64,13.86]
["July",24,"8PM to 9PM",20,"July 24, 2019 20:00","2019-07-24T20:00:00",78.1,69.9,66.2,{"v":97,"d":"97.0"},33.92,0.0731,0.65,13.86]
["July",24,"11PM to 12AM",23,"July 24, 2019 23:00","2019-07-24T23:00:00",77.7,69.9,66.4,97.6,33.93,0.0732,0.65,13.85]
["July",25,"3AM to 4AM",3,"July 25, 2019 3:00","2019-07-25T03:00:00",75.7,69.1,{"v":66,"d":"66.0"},96.4,33.25,0.0735,0.64,{"v":13.8,"d":"13.80"}]
["July",25,"6AM to 7AM",6,"July 25, 2019 6:00","2019-07-25T06:00:00",78.4,{"v":70,"d":"70.0"},66.2,{"v":97,"d":"97.0"},34.01,0.0731,0.65,13.87]
["July",25,"10AM to 11AM",{"$f":"IF(D4937+1>23,0,D4937+1)","v":10},"July 25, 2019 10:00","2019-07-25T10:00:00",84.9,71.1,64.9,92.7,34.94,0.0723,0.62,14.02]
["July",25,"2PM to 3PM",14,"July 25, 2019 14:00","2019-07-25T14:00:00",{"v":82,"d":"82.0"},71.2,66.4,97.6,34.99,0.0726,0.65,13.97]
["July",25,"5PM to 6PM",17,"July 25, 2019 17:00","2019-07-25T17:00:00",80.4,71.5,67.6,102.1,35.29,0.0728,0.68,13.94]
["July",25,"6PM to 7PM",18,"July 25, 2019 18:00","2019-07-25T18:00:00",78.6,71.2,{"v":68,"d":"68.0"},103.4,35.05,{"v":0.073,"d":"0.0730"},0.69,13.89]
["July",25,"9PM to 10PM",21,"July 25, 2019 21:00","2019-07-25T21:00:00",77.7,70.9,{"v":68,"d":"68.0"},103.4,34.83,0.0732,0.69,13.87]
["July",26,"12AM to 1AM",0,"July 26, 2019 0:00","2019-07-26",77.4,70.8,{"v":68,"d":"68.0"},103.4,34.74,0.0732,0.69,13.86]
["July",26,"3AM to 4AM",3,"July 26, 2019 3:00","2019-07-26T03:00:00",76.3,70.1,67.5,101.4,34.17,0.0734,0.68,13.83]
["July",26,"8AM to 9AM",8,"July 26, 2019 8:00","2019-07-26T08:00:00",82.2,72.4,68.4,104.7,36.14,0.0725,{"v":0.7,"d":"0.70"},13.99]
["July",26,"11AM to 12PM",11,"July 26, 2019 11:00","2019-07-26T11:00:00",85.6,{"v":74,"d":"74.0"},69.3,{"v":108,"d":"108.0"},37.52,0.0721,0.72,14.09]
["July",26,"3PM to 4PM",15,"July 26, 2019 15:00","2019-07-26T15:00:00",85.1,72.8,67.6,102.1,36.44,0.0722,0.68,14.06]
["July",26,"6PM to 7PM",18,"July 26, 2019 18:00","2019-07-26T18:00:00",80.1,71.9,68.5,105.3,35.72,0.0728,{"v":0.7,"d":"0.70"},13.94]
["July",26,"7PM to 8PM",19,"July 26, 2019 19:00","2019-07-26T19:00:00",78.1,71.7,69.1,107.4,35.54,0.0731,0.72,13.89]
["July",26,"10PM to 11PM",22,"July 26, 2019 22:00","2019-07-26T22:00:00",78.1,{"v":71,"d":"71.0"},{"v":68,"d":"68.0"},103.4,34.92,0.0731,0.69,13.88]
["July",27,"1AM to 2AM",1,"July 27, 2019 1:00","2019-07-27T01:00:00",75.9,70.4,{"v":68,"d":"68.0"},103.4,34.38,0.0734,0.69,13.83]
["July",27,"4AM to 5AM",4,"July 27, 2019 4:00","2019-07-27T04:00:00",{"v":77,"d":"77.0"},{"v":70,"d":"70.0"},66.9,99.5,34.05,0.0733,0.67,13.84]
["July",27,"9AM to 10AM",9,"July 27, 2019 9:00","2019-07-27T09:00:00",84.4,72.8,{"v":68,"d":"68.0"},103.4,36.47,0.0723,0.69,14.04]
["July",27,"1PM to 2PM",13,"July 27, 2019 13:00","2019-07-27T13:00:00",{"v":88,"d":"88.0"},73.2,66.9,99.5,36.75,0.0718,0.67,14.12]
["July",27,"4PM to 5PM",16,"July 27, 2019 16:00","2019-07-27T16:00:00",{"v":84,"d":"84.0"},71.5,{"v":66,"d":"66.0"},96.4,35.28,0.0723,0.64,14.01]
["July",27,"7PM to 8PM",19,"July 27, 2019 19:00","2019-07-27T19:00:00",78.1,70.3,66.9,99.5,34.31,0.0731,0.67,13.87]
["July",27,"8PM to 9PM",20,"July 27, 2019 20:00","2019-07-27T20:00:00",77.7,70.3,67.1,100.1,34.32,0.0732,0.67,13.86]
["July",27,"11PM to 12AM",23,"July 27, 2019 23:00","2019-07-27T23:00:00",{"v":77,"d":"77.0"},69.8,66.6,98.2,33.85,0.0733,0.66,13.84]
["July",28,"5AM to 6AM",5,"July 28, 2019 5:00","2019-07-28T05:00:00",75.4,69.1,66.2,{"v":97,"d":"97.0"},33.25,0.0735,0.65,13.79]
["July",28,"7AM to 8AM",7,"July 28, 2019 7:00","2019-07-28T07:00:00",78.1,69.8,{"v":66,"d":"66.0"},96.4,33.82,0.0731,0.64,13.86]
["July",28,"10AM to 11AM",10,"July 28, 2019 10:00","2019-07-28T10:00:00",78.1,69.8,{"v":66,"d":"66.0"},96.4,33.82,0.0731,0.64,13.86]
["July",28,"2PM to 3PM",14,"July 28, 2019 14:00","2019-07-28T14:00:00",83.7,71.3,65.8,95.8,{"v":35.1,"d":"35.10"},0.0724,0.64,{"v":14,"d":"14.00"}]
["July",28,"5PM to 6PM",17,"July 28, 2019 17:00","2019-07-28T17:00:00",81.3,70.5,65.7,95.1,34.43,0.0727,0.64,13.94]
["July",28,"8PM to 9PM",20,"July 28, 2019 20:00","2019-07-28T20:00:00",77.7,69.5,65.8,95.8,33.64,0.0732,0.64,13.85]
["July",28,"9PM to 10PM",21,"July 28, 2019 21:00","2019-07-28T21:00:00",77.4,69.3,65.7,95.1,33.45,0.0733,0.64,13.84]
["July",29,"12AM to 1AM",0,"July 29, 2019 0:00","2019-07-29",75.7,69.1,{"v":66,"d":"66.0"},96.4,33.25,0.0735,0.64,{"v":13.8,"d":"13.80"}]
["July",29,"6AM to 7AM",6,"July 29, 2019 6:00","2019-07-29T06:00:00",76.1,69.4,66.4,97.6,33.53,0.0734,0.65,13.81]
["July",29,"8AM to 9AM",8,"July 29, 2019 8:00","2019-07-29T08:00:00",79.3,70.3,66.2,{"v":97,"d":"97.0"},34.23,{"v":0.073,"d":"0.0730"},0.65,13.89]
["July",29,"11AM to 12PM",11,"July 29, 2019 11:00","2019-07-29T11:00:00",{"v":84,"d":"84.0"},{"v":71,"d":"71.0"},65.1,93.3,34.81,0.0724,0.63,{"v":14,"d":"14.00"}]
["July",29,"3PM to 4PM",15,"July 29, 2019 15:00","2019-07-29T15:00:00",84.6,70.4,63.9,89.2,{"v":34.3,"d":"34.30"},0.0723,{"v":0.6,"d":"0.60"},{"v":14,"d":"14.00"}]
["July",29,"6PM to 7PM",18,"July 29, 2019 18:00","2019-07-29T18:00:00",{"v":79,"d":"79.0"},69.4,64.9,92.7,33.48,{"v":0.073,"d":"0.0730"},0.62,13.87]
["July",29,"9PM to 10PM",21,"July 29, 2019 21:00","2019-07-29T21:00:00",76.3,69.1,65.8,95.8,33.28,0.0734,0.64,13.81]
["July",29,"10PM to 11PM",22,"July 29, 2019 22:00","2019-07-29T22:00:00",75.9,69.1,{"v":66,"d":"66.0"},96.4,33.29,0.0734,0.64,{"v":13.8,"d":"13.80"}]
["July",30,"3AM to 4AM",3,"July 30, 2019 3:00","2019-07-30T03:00:00",73.4,68.5,66.2,{"v":97,"d":"97.0"},32.77,0.0738,0.65,13.74]
["July",30,"6AM to 7AM",6,"July 30, 2019 6:00","2019-07-30T06:00:00",77.7,69.3,65.5,94.5,33.45,0.0732,0.63,13.84]
["July",30,"9AM to 10AM",9,"July 30, 2019 9:00","2019-07-30T09:00:00",84.7,71.6,65.8,95.8,35.37,0.0723,0.64,14.03]
["July",30,"12PM to 1PM",12,"July 30, 2019 12:00","2019-07-30T12:00:00",87.6,72.6,66.2,{"v":97,"d":"97.0"},36.27,0.0719,0.65,14.11]
["July",30,"4PM to 5PM",16,"July 30, 2019 16:00","2019-07-30T16:00:00",{"v":84,"d":"84.0"},71.5,{"v":66,"d":"66.0"},96.4,35.28,0.0723,0.64,14.01]
["July",30,"7PM to 8PM",19,"July 30, 2019 19:00","2019-07-30T19:00:00",{"v":79,"d":"79.0"},70.6,66.9,99.5,34.53,{"v":0.073,"d":"0.0730"},0.67,13.89]
["July",30,"10PM to 11PM",22,"July 30, 2019 22:00","2019-07-30T22:00:00",78.1,70.3,66.9,99.5,34.31,0.0731,0.67,13.87]
["July",30,"11PM to 12AM",23,"July 30, 2019 23:00","2019-07-30T23:00:00",77.7,70.1,66.7,98.9,34.12,0.0732,0.66,13.86]
["July",31,"4AM to 5AM",4,"July 31, 2019 4:00","2019-07-31T04:00:00",{"v":77,"d":"77.0"},{"v":70,"d":"70.0"},66.9,99.5,34.05,0.0733,0.67,13.84]
["July",31,"7AM to 8AM",7,"July 31, 2019 7:00","2019-07-31T07:00:00",{"v":81,"d":"81.0"},70.6,{"v":66,"d":"66.0"},96.4,34.53,0.0728,0.64,13.93]
["July",31,"10AM to 11AM",10,"July 31, 2019 10:00","2019-07-31T10:00:00",{"v":86,"d":"86.0"},72.1,{"v":66,"d":"66.0"},96.4,35.77,0.0721,0.64,14.06]
["July",31,"1PM to 2PM",13,"July 31, 2019 13:00","2019-07-31T13:00:00",87.1,72.4,{"v":66,"d":"66.0"},96.4,36.04,0.0719,0.64,14.09]
["July",31,"5PM to 6PM",17,"July 31, 2019 17:00","2019-07-31T17:00:00",82.4,70.8,65.7,95.1,34.69,0.0726,0.64,13.97]
["July",31,"8PM to 9PM",20,"July 31, 2019 20:00","2019-07-31T20:00:00",78.3,69.8,{"v":66,"d":"66.0"},96.4,33.87,0.0731,0.64,13.86]
["July",31,"9PM to 10PM",21,"July 31, 2019 21:00","2019-07-31T21:00:00",78.1,69.7,65.8,95.8,33.73,0.0732,0.64,13.86]
["August",1,"1AM to 2AM",1,"August 1, 2019 1:00","2019-08-01T01:00:00",77.5,{"v":69,"d":"69.0"},65.1,93.3,33.21,0.0732,0.63,13.84]
["August",1,"4AM to 5AM",4,"August 1, 2019 4:00","2019-08-01T04:00:00",77.2,68.5,64.4,{"v":91,"d":"91.0"},32.76,0.0733,0.61,13.82]
["August",1,"8AM to 9AM",8,"August 1, 2019 8:00","2019-08-01T08:00:00",{"v":81,"d":"81.0"},69.4,{"v":64,"d":"64.0"},89.8,{"v":33.5,"d":"33.50"},0.0728,{"v":0.6,"d":"0.60"},13.91]
["August",1,"11AM to 12PM",11,"August 1, 2019 11:00","2019-08-01T11:00:00",87.1,71.2,{"v":64,"d":"64.0"},89.8,35.01,{"v":0.072,"d":"0.0720"},{"v":0.6,"d":"0.60"},14.07]
["August",1,"2PM to 3PM",14,"August 1, 2019 14:00","2019-08-01T14:00:00",87.1,71.2,{"v":64,"d":"64.0"},89.8,35.01,{"v":0.072,"d":"0.0720"},{"v":0.6,"d":"0.60"},14.07]
["August",1,"6PM to 7PM",18,"August 1, 2019 18:00","2019-08-01T18:00:00",{"v":79,"d":"79.0"},69.4,64.9,92.7,33.48,{"v":0.073,"d":"0.0730"},0.62,13.87]
["August",1,"9PM to 10PM",21,"August 1, 2019 21:00","2019-08-01T21:00:00",{"v":79,"d":"79.0"},{"v":70,"d":"70.0"},{"v":66,"d":"66.0"},96.4,34.04,{"v":0.073,"d":"0.0730"},0.64,13.88]
["August",1,"10PM to 11PM",22,"August 1, 2019 22:00","2019-08-01T22:00:00",78.1,69.1,64.9,92.7,33.25,0.0732,0.62,13.85]
["August",2,"2AM to 3AM",2,"August 2, 2019 2:00","2019-08-02T02:00:00",75.9,67.9,{"v":64,"d":"64.0"},89.8,32.27,0.0735,{"v":0.6,"d":"0.60"},13.78]
["August",2,"5AM to 6AM",5,"August 2, 2019 5:00","2019-08-02T05:00:00",75.9,67.9,{"v":64,"d":"64.0"},89.8,32.27,0.0735,{"v":0.6,"d":"0.60"},13.78]
["August",2,"9AM to 10AM",9,{"$f":"A5129&\" \"&B5129&\", \"&$D$5&\" \"&D5129&\":00\"","v":"August 2, 2019 9:00"},{"$f":"DATEVALUE(E5129)+TIMEVALUE(E5129)","v":"2019-08-02T09:00:00"},{"v":82,"d":"82.0"},69.7,{"v":64,"d":"64.0"},89.8,33.77,0.0727,{"v":0.6,"d":"0.60"},13.94]
["August",2,"12PM to 1PM",12,"August 2, 2019 12:00","2019-08-02T12:00:00",{"v":86,"d":"86.0"},72.1,{"v":66,"d":"66.0"},96.4,35.77,0.0721,0.64,14.06]
["August",2,"3PM to 4PM",15,"August 2, 2019 15:00","2019-08-02T15:00:00",{"v":86,"d":"86.0"},70.3,{"v":63,"d":"63.0"},86.4,34.21,0.0721,0.58,14.03]
["August",2,"7PM to 8PM",19,"August 2, 2019 19:00","2019-08-02T19:00:00",{"v":79,"d":"79.0"},{"v":70,"d":"70.0"},{"v":66,"d":"66.0"},96.4,34.04,{"v":0.073,"d":"0.0730"},0.64,13.88]
["August",2,"10PM to 11PM",22,"August 2, 2019 22:00","2019-08-02T22:00:00",78.1,68.5,{"v":64,"d":"64.0"},89.8,{"v":32.8,"d":"32.80"},0.0732,{"v":0.6,"d":"0.60"},13.84]
["August",2,"11PM to 12AM",23,"August 2, 2019 23:00","2019-08-02T23:00:00",78.1,68.5,{"v":64,"d":"64.0"},89.8,{"v":32.8,"d":"32.80"},0.0732,{"v":0.6,"d":"0.60"},13.84]
["August",3,"3AM to 4AM",3,"August 3, 2019 3:00","2019-08-03T03:00:00",75.9,68.4,64.9,92.7,32.72,0.0735,0.62,13.79]
["August",3,"6AM to 7AM",6,"August 3, 2019 6:00","2019-08-03T06:00:00",{"v":77,"d":"77.0"},68.8,64.9,92.7,32.99,0.0733,0.62,13.82]
["August",3,"10AM to 11AM",10,"August 3, 2019 10:00","2019-08-03T10:00:00",{"v":84,"d":"84.0"},70.3,{"v":64,"d":"64.0"},89.8,34.26,0.0724,{"v":0.6,"d":"0.60"},13.99]
["August",3,"1PM to 2PM",13,"August 3, 2019 13:00","2019-08-03T13:00:00",{"v":88,"d":"88.0"},71.5,{"v":64,"d":"64.0"},89.8,35.23,0.0719,{"v":0.6,"d":"0.60"},14.09]
["August",3,"5PM to 6PM",17,"August 3, 2019 17:00","2019-08-03T17:00:00",{"v":82,"d":"82.0"},70.3,64.9,92.7,34.23,0.0726,0.62,13.95]
["August",3,"8PM to 9PM",20,"August 3, 2019 20:00","2019-08-03T20:00:00",78.1,69.8,{"v":66,"d":"66.0"},96.4,33.82,0.0731,0.64,13.86]
["August",3,"11PM to 12AM",23,"August 3, 2019 23:00","2019-08-03T23:00:00",{"v":77,"d":"77.0"},68.8,64.9,92.7,32.99,0.0733,0.62,13.82]
["August",4,"12AM to 1AM",0,"August 4, 2019 0:00","2019-08-04",{"v":77,"d":"77.0"},68.8,64.9,92.7,32.99,0.0733,0.62,13.82]
["August",4,"4AM to 5AM",4,"August 4, 2019 4:00","2019-08-04T04:00:00",71.1,66.9,64.9,92.7,31.53,0.0741,0.62,13.67]
["August",4,"7AM to 8AM",7,"August 4, 2019 7:00","2019-08-04T07:00:00",75.9,69.7,66.9,99.5,33.78,0.0734,0.67,13.81]
["August",4,"11AM to 12PM",11,"August 4, 2019 11:00","2019-08-04T11:00:00",{"v":86,"d":"86.0"},74.5,{"v":70,"d":"70.0"},110.8,38.04,{"v":0.072,"d":"0.0720"},0.74,14.11]
["August",4,"2PM to 3PM",14,"August 4, 2019 14:00","2019-08-04T14:00:00",84.9,{"v":73,"d":"73.0"},{"v":68,"d":"68.0"},103.4,{"v":36.6,"d":"36.60"},0.0722,0.69,14.06]
["August",4,"6PM to 7PM",18,"August 4, 2019 18:00","2019-08-04T18:00:00",80.1,70.4,{"v":66,"d":"66.0"},96.4,34.31,0.0729,0.64,13.91]
["August",4,"9PM to 10PM",21,"August 4, 2019 21:00","2019-08-04T21:00:00",78.1,69.1,64.9,92.7,33.25,0.0732,0.62,13.85]
["August",5,"1AM to 2AM",1,{"$f":"A5193&\" \"&B5193&\", \"&$D$5&\" \"&D5193&\":00\"","v":"August 5, 2019 1:00"},{"$f":"DATEVALUE(E5193)+TIMEVALUE(E5193)","v":"2019-08-05T01:00:00"},75.9,67.2,{"v":63,"d":"63.0"},86.4,31.73,0.0735,0.58,13.77]
["August",5,"2AM to 3AM",{"$f":"IF(D5193+1>23,0,D5193+1)","v":2},"August 5, 2019 2:00","2019-08-05T02:00:00",75.9,67.9,{"v":64,"d":"64.0"},89.8,32.27,0.0735,{"v":0.6,"d":"0.60"},13.78]
["August",5,"5AM to 6AM",5,"August 5, 2019 5:00","2019-08-05T05:00:00",75.9,67.2,{"v":63,"d":"63.0"},86.4,31.73,0.0735,0.58,13.77]
["August",5,"8AM to 9AM",8,"August 5, 2019 8:00","2019-08-05T08:00:00",{"v":82,"d":"82.0"},69.1,{"v":63,"d":"63.0"},86.4,33.23,0.0727,0.58,13.93]
["August",5,"12PM to 1PM",12,"August 5, 2019 12:00","2019-08-05T12:00:00",{"v":86,"d":"86.0"},72.6,66.9,99.5,36.26,0.0721,0.67,14.07]
["August",5,"3PM to 4PM",15,"August 5, 2019 15:00","2019-08-05T15:00:00",82.9,70.5,64.9,92.7,34.45,0.0725,0.62,13.97]
["August",5,"7PM to 8PM",19,"August 5, 2019 19:00","2019-08-05T19:00:00",78.1,69.8,{"v":66,"d":"66.0"},96.4,33.82,0.0731,0.64,13.86]
["August",5,"10PM to 11PM",22,"August 5, 2019 22:00","2019-08-05T22:00:00",{"v":77,"d":"77.0"},68.2,{"v":64,"d":"64.0"},89.8,32.53,0.0733,{"v":0.6,"d":"0.60"},13.81]
["August",6,"2AM to 3AM",2,"August 6, 2019 2:00","2019-08-06T02:00:00",{"v":75,"d":"75.0"},66.4,62.1,83.6,31.08,0.0736,0.56,13.74]
["August",6,"3AM to 4AM",3,"August 6, 2019 3:00","2019-08-06T03:00:00",{"v":75,"d":"75.0"},66.4,62.1,83.6,31.08,0.0736,0.56,13.74]
["August",6,"6AM to 7AM",6,"August 6, 2019 6:00","2019-08-06T06:00:00",{"v":73,"d":"73.0"},65.8,62.1,83.6,{"v":30.6,"d":"30.60"},0.0739,0.56,13.69]
["August",6,"10AM to 11AM",10,"August 6, 2019 10:00","2019-08-06T10:00:00",84.9,69.5,62.1,83.6,33.51,0.0723,0.56,{"v":14,"d":"14.00"}]
["August",6,"1PM to 2PM",13,"August 6, 2019 13:00","2019-08-06T13:00:00",{"v":86,"d":"86.0"},70.3,{"v":63,"d":"63.0"},86.4,34.21,0.0721,0.58,14.03]
["August",6,"4PM to 5PM",16,"August 6, 2019 16:00","2019-08-06T16:00:00",{"v":82,"d":"82.0"},69.7,{"v":64,"d":"64.0"},89.8,33.77,0.0727,{"v":0.6,"d":"0.60"},13.94]
["August",6,"8PM to 9PM",20,"August 6, 2019 20:00","2019-08-06T20:00:00",{"v":77,"d":"77.0"},68.2,{"v":64,"d":"64.0"},89.8,32.53,0.0733,{"v":0.6,"d":"0.60"},13.81]
["August",6,"11PM to 12AM",23,"August 6, 2019 23:00","2019-08-06T23:00:00",75.9,67.9,{"v":64,"d":"64.0"},89.8,32.27,0.0735,{"v":0.6,"d":"0.60"},13.78]
["August",7,"3AM to 4AM",3,"August 7, 2019 3:00","2019-08-07T03:00:00",75.9,68.4,64.9,92.7,32.72,0.0735,0.62,13.79]
["August",7,"4AM to 5AM",4,"August 7, 2019 4:00","2019-08-07T04:00:00",73.9,67.8,64.9,92.7,32.24,0.0737,0.62,13.74]
["August",7,"7AM to 8AM",7,"August 7, 2019 7:00","2019-08-07T07:00:00",78.1,70.3,66.9,99.5,34.31,0.0731,0.67,13.87]
["August",7,"11AM to 12PM",11,"August 7, 2019 11:00","2019-08-07T11:00:00",{"v":86,"d":"86.0"},72.1,{"v":66,"d":"66.0"},96.4,35.77,0.0721,0.64,14.06]
["August",7,"2PM to 3PM",14,"August 7, 2019 14:00","2019-08-07T14:00:00",{"v":84,"d":"84.0"},72.7,{"v":68,"d":"68.0"},103.4,36.38,0.0723,0.69,14.03]
["August",7,"5PM to 6PM",17,{"$f":"A5257&\" \"&B5257&\", \"&$D$5&\" \"&D5257&\":00\"","v":"August 7, 2019 17:00"},{"$f":"DATEVALUE(E5257)+TIMEVALUE(E5257)","v":"2019-08-07T17:00:00"},80.1,71.6,{"v":68,"d":"68.0"},103.4,{"v":35.4,"d":"35.40"},0.0728,0.69,13.93]
["August",7,"9PM to 10PM",21,"August 7, 2019 21:00","2019-08-07T21:00:00",78.1,69.1,64.9,92.7,33.25,0.0732,0.62,13.85]
["August",8,"12AM to 1AM",0,"August 8, 2019 0:00","2019-08-08",{"v":77,"d":"77.0"},69.4,{"v":66,"d":"66.0"},96.4,33.56,0.0733,0.64,13.83]
["August",8,"2AM to 3AM",2,"August 8, 2019 2:00","2019-08-08T02:00:00",75.9,68.4,64.9,92.7,32.72,0.0735,0.62,13.79]
["August",8,"5AM to 6AM",5,"August 8, 2019 5:00","2019-08-08T05:00:00",75.9,67.9,{"v":64,"d":"64.0"},89.8,32.27,0.0735,{"v":0.6,"d":"0.60"},13.78]
["August",8,"8AM to 9AM",8,"August 8, 2019 8:00","2019-08-08T08:00:00",{"v":81,"d":"81.0"},70.6,{"v":66,"d":"66.0"},96.4,34.53,0.0728,0.64,13.93]
["August",8,"12PM to 1PM",12,"August 8, 2019 12:00","2019-08-08T12:00:00",{"v":88,"d":"88.0"},70.9,{"v":63,"d":"63.0"},86.4,34.69,0.0719,0.58,14.08]
["August",8,"3PM to 4PM",15,"August 8, 2019 15:00","2019-08-08T15:00:00",84.9,70.6,{"v":64,"d":"64.0"},89.8,34.48,0.0723,{"v":0.6,"d":"0.60"},14.01]
["August",8,"6PM to 7PM",18,"August 8, 2019 18:00","2019-08-08T18:00:00",80.1,69.1,{"v":64,"d":"64.0"},89.8,33.28,0.0729,{"v":0.6,"d":"0.60"},13.89]
["August",8,"9PM to 10PM",21,"August 8, 2019 21:00","2019-08-08T21:00:00",{"v":77,"d":"77.0"},68.8,64.9,92.7,32.99,0.0733,0.62,13.82]
["August",9,"2AM to 3AM",2,"August 9, 2019 2:00","2019-08-09T02:00:00",{"v":77,"d":"77.0"},68.2,{"v":64,"d":"64.0"},89.8,32.53,0.0733,{"v":0.6,"d":"0.60"},13.81]
["August",9,"3AM to 4AM",3,"August 9, 2019 3:00","2019-08-09T03:00:00",{"v":77,"d":"77.0"},68.2,{"v":64,"d":"64.0"},89.8,32.53,0.0733,{"v":0.6,"d":"0.60"},13.81]
["August",9,"6AM to 7AM",6,"August 9, 2019 6:00","2019-08-09T06:00:00",{"v":77,"d":"77.0"},68.2,{"v":64,"d":"64.0"},89.8,32.53,0.0733,{"v":0.6,"d":"0.60"},13.81]
["August",9,"9AM to 10AM",9,"August 9, 2019 9:00","2019-08-09T09:00:00",{"v":81,"d":"81.0"},69.4,{"v":64,"d":"64.0"},89.8,{"v":33.5,"d":"33.50"},0.0728,{"v":0.6,"d":"0.60"},13.91]
["August",9,"1PM to 2PM",13,"August 9, 2019 13:00","2019-08-09T13:00:00",87.1,71.2,{"v":64,"d":"64.0"},89.8,35.01,{"v":0.072,"d":"0.0720"},{"v":0.6,"d":"0.60"},14.07]
["August",9,"4PM to 5PM",16,"August 9, 2019 16:00","2019-08-09T16:00:00",{"v":84,"d":"84.0"},70.3,{"v":64,"d":"64.0"},89.8,34.26,0.0724,{"v":0.6,"d":"0.60"},13.99]
["August",9,"7PM to 8PM",19,"August 9, 2019 19:00","2019-08-09T19:00:00",{"v":79,"d":"79.0"},68.8,{"v":64,"d":"64.0"},89.8,33.02,0.0731,{"v":0.6,"d":"0.60"},13.86]
["August",9,"10PM to 11PM",22,"August 9, 2019 22:00","2019-08-09T22:00:00",{"v":77,"d":"77.0"},68.2,{"v":64,"d":"64.0"},89.8,32.53,0.0733,{"v":0.6,"d":"0.60"},13.81]
["August",10,"3AM to 4AM",3,"August 10, 2019 3:00","2019-08-10T03:00:00",{"v":77,"d":"77.0"},67.6,{"v":63,"d":"63.0"},86.4,{"v":32,"d":"32.00"},0.0734,0.58,{"v":13.8,"d":"13.80"}]
["August",10,"4AM to 5AM",4,"August 10, 2019 4:00","2019-08-10T04:00:00",75.9,66.7,62.1,83.6,{"v":31.3,"d":"31.30"},0.0735,0.56,13.76]
["August",10,"7AM to 8AM",7,"August 10, 2019 7:00","2019-08-10T07:00:00",{"v":79,"d":"79.0"},68.2,{"v":63,"d":"63.0"},86.4,32.48,0.0731,0.58,13.85]
["August",10,"10AM to 11AM",{"$f":"IF(D5321+1>23,0,D5321+1)","v":10},"August 10, 2019 10:00","2019-08-10T10:00:00",{"v":84,"d":"84.0"},69.2,62.1,83.6,33.29,0.0724,0.56,13.97]
["August",10,"2PM to 3PM",14,"August 10, 2019 14:00","2019-08-10T14:00:00",87.1,71.2,{"v":64,"d":"64.0"},89.8,35.01,{"v":0.072,"d":"0.0720"},{"v":0.6,"d":"0.60"},14.07]
["August",10,"5PM to 6PM",17,"August 10, 2019 17:00","2019-08-10T17:00:00",{"v":81,"d":"81.0"},69.4,{"v":64,"d":"64.0"},89.8,{"v":33.5,"d":"33.50"},0.0728,{"v":0.6,"d":"0.60"},13.91]
["August",10,"7PM to 8PM",19,"August 10, 2019 19:00","2019-08-10T19:00:00",{"v":79,"d":"79.0"},69.4,64.9,92.7,33.48,{"v":0.073,"d":"0.0730"},0.62,13.87]
["August",11,"1AM to 2AM",1,"August 11, 2019 1:00","2019-08-11T01:00:00",78.1,71.7,69.1,107.4,35.54,0.0731,0.72,13.89]
["August",11,"4AM to 5AM",4,"August 11, 2019 4:00","2019-08-11T04:00:00",78.1,71.7,69.1,107.4,35.54,0.0731,0.72,13.89]
["August",11,"5AM to 6AM",5,"August 11, 2019 5:00","2019-08-11T05:00:00",{"v":77,"d":"77.0"},{"v":72,"d":"72.0"},{"v":70,"d":"70.0"},110.8,35.81,0.0732,0.74,13.88]
["August",11,"8AM to 9AM",8,"August 11, 2019 8:00","2019-08-11T08:00:00",80.1,72.9,{"v":70,"d":"70.0"},110.8,36.57,0.0728,0.74,13.96]
["August",11,"11AM to 12PM",11,"August 11, 2019 11:00","2019-08-11T11:00:00",87.1,74.8,{"v":70,"d":"70.0"},110.8,{"v":38.3,"d":"38.30"},0.0719,0.74,14.14]
["August",11,"3PM to 4PM",15,"August 11, 2019 15:00","2019-08-11T15:00:00",84.9,73.6,69.1,107.4,37.23,0.0722,0.72,14.07]
["August",11,"6PM to 7PM",18,"August 11, 2019 18:00","2019-08-11T18:00:00",80.1,71.6,{"v":68,"d":"68.0"},103.4,{"v":35.4,"d":"35.40"},0.0728,0.69,13.93]
["August",11,"8PM to 9PM",20,"August 11, 2019 20:00","2019-08-11T20:00:00",{"v":79,"d":"79.0"},{"v":70,"d":"70.0"},{"v":66,"d":"66.0"},96.4,34.04,{"v":0.073,"d":"0.0730"},0.64,13.88]
["August",12,"2AM to 3AM",2,"August 12, 2019 2:00","2019-08-12T02:00:00",{"v":79,"d":"79.0"},70.6,66.9,99.5,34.53,{"v":0.073,"d":"0.0730"},0.67,13.89]
["August",12,"5AM to 6AM",5,"August 12, 2019 5:00","2019-08-12T05:00:00",{"v":77,"d":"77.0"},{"v":70,"d":"70.0"},66.9,99.5,34.05,0.0733,0.67,13.84]
["August",12,"6AM to 7AM",6,"August 12, 2019 6:00","2019-08-12T06:00:00",78.1,69.8,{"v":66,"d":"66.0"},96.4,33.82,0.0731,0.64,13.86]
["August",12,"9AM to 10AM",9,"August 12, 2019 9:00","2019-08-12T09:00:00",{"v":81,"d":"81.0"},72.5,69.1,107.4,36.25,0.0727,0.72,13.97]
["August",12,"12PM to 1PM",12,"August 12, 2019 12:00","2019-08-12T12:00:00",{"v":86,"d":"86.0"},73.3,{"v":68,"d":"68.0"},103.4,36.87,{"v":0.072,"d":"0.0720"},0.69,14.09]
["August",12,"4PM to 5PM",16,"August 12, 2019 16:00","2019-08-12T16:00:00",82.9,73.1,69.1,107.4,36.74,0.0724,0.72,14.02]
["August",12,"9PM to 10PM",21,"August 12, 2019 21:00","2019-08-12T21:00:00",{"v":79,"d":"79.0"},70.6,66.9,99.5,34.53,{"v":0.073,"d":"0.0730"},0.67,13.89]
["August",13,"12AM to 1AM",0,"August 13, 2019 0:00","2019-08-13",{"v":79,"d":"79.0"},69.4,64.9,92.7,33.48,{"v":0.073,"d":"0.0730"},0.62,13.87]
["August",13,"3AM to 4AM",3,"August 13, 2019 3:00","2019-08-13T03:00:00",78.1,69.1,64.9,92.7,33.25,0.0732,0.62,13.85]
["August",13,"6AM to 7AM",6,"August 13, 2019 6:00","2019-08-13T06:00:00",78.1,69.8,{"v":66,"d":"66.0"},96.4,33.82,0.0731,0.64,13.86]
["August",13,"7AM to 8AM",7,"August 13, 2019 7:00","2019-08-13T07:00:00",{"v":79,"d":"79.0"},{"v":70,"d":"70.0"},{"v":66,"d":"66.0"},96.4,34.04,{"v":0.073,"d":"0.0730"},0.64,13.88]
["August",13,"10AM to 11AM",10,"August 13, 2019 10:00","2019-08-13T10:00:00",{"v":84,"d":"84.0"},72.1,66.9,99.5,35.77,0.0723,0.67,14.02]
["August",13,"2PM to 3PM",14,"August 13, 2019 14:00","2019-08-13T14:00:00",82.9,72.4,{"v":68,"d":"68.0"},103.4,36.11,0.0724,0.69,14.01]
["August",13,"5PM to 6PM",17,"August 13, 2019 17:00","2019-08-13T17:00:00",{"v":81,"d":"81.0"},70.6,{"v":66,"d":"66.0"},96.4,34.53,0.0728,0.64,13.93]
["August",13,"10PM to 11PM",22,"August 13, 2019 22:00","2019-08-13T22:00:00",{"v":79,"d":"79.0"},68.8,{"v":64,"d":"64.0"},89.8,33.02,0.0731,{"v":0.6,"d":"0.60"},13.86]
["August",14,"1AM to 2AM",1,"August 14, 2019 1:00","2019-08-14T01:00:00",78.1,69.1,64.9,92.7,33.25,0.0732,0.62,13.85]
["August",14,"4AM to 5AM",4,"August 14, 2019 4:00","2019-08-14T04:00:00",78.1,68.5,{"v":64,"d":"64.0"},89.8,{"v":32.8,"d":"32.80"},0.0732,{"v":0.6,"d":"0.60"},13.84]
["August",14,"7AM to 8AM",7,"August 14, 2019 7:00","2019-08-14T07:00:00",{"v":79,"d":"79.0"},{"v":70,"d":"70.0"},{"v":66,"d":"66.0"},96.4,34.04,{"v":0.073,"d":"0.0730"},0.64,13.88]
["August",14,"8AM to 9AM",8,"August 14, 2019 8:00","2019-08-14T08:00:00",{"v":81,"d":"81.0"},71.2,66.9,99.5,35.02,0.0727,0.67,13.94]
["August",14,"11AM to 12PM",11,"August 14, 2019 11:00","2019-08-14T11:00:00",{"v":86,"d":"86.0"},72.6,66.9,99.5,36.26,0.0721,0.67,14.07]
["August",14,"3PM to 4PM",15,"August 14, 2019 15:00","2019-08-14T15:00:00",{"v":84,"d":"84.0"},71.5,{"v":66,"d":"66.0"},96.4,35.28,0.0723,0.64,14.01]
["August",14,"7PM to 8PM",19,"August 14, 2019 19:00","2019-08-14T19:00:00",{"v":79,"d":"79.0"},68.8,{"v":64,"d":"64.0"},89.8,33.02,0.0731,{"v":0.6,"d":"0.60"},13.86]
["August",14,"10PM to 11PM",22,"August 14, 2019 22:00","2019-08-14T22:00:00",78.1,69.1,64.9,92.7,33.25,0.0732,0.62,13.85]
["August",15,"2AM to 3AM",2,"August 15, 2019 2:00","2019-08-15T02:00:00",{"v":75,"d":"75.0"},68.2,64.9,92.7,{"v":32.5,"d":"32.50"},0.0736,0.62,13.77]
["August",15,"5AM to 6AM",5,"August 15, 2019 5:00","2019-08-15T05:00:00",{"v":75,"d":"75.0"},67.6,{"v":64,"d":"64.0"},89.8,32.04,0.0736,{"v":0.6,"d":"0.60"},13.76]
["August",15,"6AM to 7AM",6,"August 15, 2019 6:00","2019-08-15T06:00:00",75.9,67.9,{"v":64,"d":"64.0"},89.8,32.27,0.0735,{"v":0.6,"d":"0.60"},13.78]
["August",15,"9AM to 10AM",9,"August 15, 2019 9:00","2019-08-15T09:00:00",{"v":84,"d":"84.0"},70.3,{"v":64,"d":"64.0"},89.8,34.26,0.0724,{"v":0.6,"d":"0.60"},13.99]
["August",15,"12PM to 1PM",12,"August 15, 2019 12:00","2019-08-15T12:00:00",{"v":84,"d":"84.0"},70.9,64.9,92.7,34.71,0.0724,0.62,{"v":14,"d":"14.00"}]
["August",15,"4PM to 5PM",16,"August 15, 2019 16:00","2019-08-15T16:00:00",{"v":84,"d":"84.0"},71.5,{"v":66,"d":"66.0"},96.4,35.28,0.0723,0.64,14.01]
["August",15,"8PM to 9PM",20,"August 15, 2019 20:00","2019-08-15T20:00:00",78.1,70.3,66.9,99.5,34.31,0.0731,0.67,13.87]
["August",15,"11PM to 12AM",23,"August 15, 2019 23:00","2019-08-15T23:00:00",{"v":77,"d":"77.0"},69.4,{"v":66,"d":"66.0"},96.4,33.56,0.0733,0.64,13.83]
["August",16,"3AM to 4AM",3,"August 16, 2019 3:00","2019-08-16T03:00:00",73.9,67.8,64.9,92.7,32.24,0.0737,0.62,13.74]
["August",16,"6AM to 7AM",6,"August 16, 2019 6:00","2019-08-16T06:00:00",{"v":75,"d":"75.0"},68.8,{"v":66,"d":"66.0"},96.4,33.07,0.0736,0.64,13.78]
["August",16,"7AM to 8AM",7,"August 16, 2019 7:00","2019-08-16T07:00:00",{"v":77,"d":"77.0"},69.4,{"v":66,"d":"66.0"},96.4,33.56,0.0733,0.64,13.83]
["August",16,"10AM to 11AM",10,"August 16, 2019 10:00","2019-08-16T10:00:00",{"v":82,"d":"82.0"},72.2,{"v":68,"d":"68.0"},103.4,35.89,0.0726,0.69,13.98]
["August",16,"1PM to 2PM",13,"August 16, 2019 13:00","2019-08-16T13:00:00",{"v":84,"d":"84.0"},72.1,66.9,99.5,35.77,0.0723,0.67,14.02]
["August",16,"5PM to 6PM",17,"August 16, 2019 17:00","2019-08-16T17:00:00",{"v":81,"d":"81.0"},71.2,66.9,99.5,35.02,0.0727,0.67,13.94]
["August",16,"9PM to 10PM",21,"August 16, 2019 21:00","2019-08-16T21:00:00",{"v":77,"d":"77.0"},69.4,{"v":66,"d":"66.0"},96.4,33.56,0.0733,0.64,13.83]
["August",17,"12AM to 1AM",0,"August 17, 2019 0:00","2019-08-17",75.9,68.4,64.9,92.7,32.72,0.0735,0.62,13.79]
["August",17,"4AM to 5AM",4,"August 17, 2019 4:00","2019-08-17T04:00:00",73.9,67.8,64.9,92.7,32.24,0.0737,0.62,13.74]
["August",17,"7AM to 8AM",7,"August 17, 2019 7:00","2019-08-17T07:00:00",78.1,69.8,{"v":66,"d":"66.0"},96.4,33.82,0.0731,0.64,13.86]
["August",17,"8AM to 9AM",8,"August 17, 2019 8:00","2019-08-17T08:00:00",{"v":81,"d":"81.0"},71.2,66.9,99.5,35.02,0.0727,0.67,13.94]
["August",17,"11AM to 12PM",11,"August 17, 2019 11:00","2019-08-17T11:00:00",{"v":86,"d":"86.0"},70.9,{"v":64,"d":"64.0"},89.8,34.74,0.0721,{"v":0.6,"d":"0.60"},14.04]
["August",17,"2PM to 3PM",14,"August 17, 2019 14:00","2019-08-17T14:00:00",87.1,71.2,{"v":64,"d":"64.0"},89.8,35.01,{"v":0.072,"d":"0.0720"},{"v":0.6,"d":"0.60"},14.07]
["August",17,"6PM to 7PM",18,"August 17, 2019 18:00","2019-08-17T18:00:00",{"v":79,"d":"79.0"},69.4,64.9,92.7,33.48,{"v":0.073,"d":"0.0730"},0.62,13.87]
["August",17,"10PM to 11PM",22,"August 17, 2019 22:00","2019-08-17T22:00:00",78.1,69.8,{"v":66,"d":"66.0"},96.4,33.82,0.0731,0.64,13.86]
["August",18,"2AM to 3AM",2,"August 18, 2019 2:00","2019-08-18T02:00:00",75.9,69.7,66.9,99.5,33.78,0.0734,0.67,13.81]
["August",18,"5AM to 6AM",5,"August 18, 2019 5:00","2019-08-18T05:00:00",75.9,69.7,66.9,99.5,33.78,0.0734,0.67,13.81]
["August",18,"8AM to 9AM",8,"August 18, 2019 8:00","2019-08-18T08:00:00",80.1,69.7,64.9,92.7,33.74,0.0729,0.62,{"v":13.9,"d":"13.90"}]
["August",18,"9AM to 10AM",9,{"$f":"A5513&\" \"&B5513&\", \"&$D$5&\" \"&D5513&\":00\"","v":"August 18, 2019 9:00"},{"$f":"DATEVALUE(E5513)+TIMEVALUE(E5513)","v":"2019-08-18T09:00:00"},{"v":84,"d":"84.0"},70.3,{"v":64,"d":"64.0"},89.8,34.26,0.0724,{"v":0.6,"d":"0.60"},13.99]
["August",18,"12PM to 1PM",12,"August 18, 2019 12:00","2019-08-18T12:00:00",87.1,71.7,64.9,92.7,35.47,{"v":0.072,"d":"0.0720"},0.62,14.08]
["August",18,"3PM to 4PM",15,"August 18, 2019 15:00","2019-08-18T15:00:00",84.9,{"v":70,"d":"70.0"},{"v":63,"d":"63.0"},86.4,33.94,0.0723,0.58,{"v":14,"d":"14.00"}]
["August",18,"8PM to 9PM",20,"August 18, 2019 20:00","2019-08-18T20:00:00",{"v":77,"d":"77.0"},70.7,{"v":68,"d":"68.0"},103.4,34.65,0.0733,0.69,13.85]
["August",18,"11PM to 12AM",23,"August 18, 2019 23:00","2019-08-18T23:00:00",78.1,69.8,{"v":66,"d":"66.0"},96.4,33.82,0.0731,0.64,13.86]
["August",19,"3AM to 4AM",3,"August 19, 2019 3:00","2019-08-19T03:00:00",{"v":77,"d":"77.0"},69.4,{"v":66,"d":"66.0"},96.4,33.56,0.0733,0.64,13.83]
["August",19,"6AM to 7AM",6,"August 19, 2019 6:00","2019-08-19T06:00:00",75.9,68.4,64.9,92.7,32.72,0.0735,0.62,13.79]
["August",19,"9AM to 10AM",9,"August 19, 2019 9:00","2019-08-19T09:00:00",{"v":82,"d":"82.0"},71.5,66.9,99.5,35.29,0.0726,0.67,13.97]
["August",19,"10AM to 11AM",10,"August 19, 2019 10:00","2019-08-19T10:00:00",84.9,72.3,66.9,99.5,{"v":36,"d":"36.00"},0.0722,0.67,14.05]
["August",19,"1PM to 2PM",13,"August 19, 2019 13:00","2019-08-19T13:00:00",{"v":88,"d":"88.0"},73.8,{"v":68,"d":"68.0"},103.4,37.36,0.0718,0.69,14.14]
["August",19,"4PM to 5PM",16,"August 19, 2019 16:00","2019-08-19T16:00:00",{"v":84,"d":"84.0"},71.5,{"v":66,"d":"66.0"},96.4,35.28,0.0723,0.64,14.01]
["August",19,"9PM to 10PM",21,"August 19, 2019 21:00","2019-08-19T21:00:00",78.1,70.3,66.9,99.5,34.31,0.0731,0.67,13.87]
["August",20,"12AM to 1AM",0,"August 20, 2019 0:00","2019-08-20",78.1,69.8,{"v":66,"d":"66.0"},96.4,33.82,0.0731,0.64,13.86]
["August",20,"4AM to 5AM",4,"August 20, 2019 4:00","2019-08-20T04:00:00",{"v":75,"d":"75.0"},68.8,{"v":66,"d":"66.0"},96.4,33.07,0.0736,0.64,13.78]
["August",20,"7AM to 8AM",7,"August 20, 2019 7:00","2019-08-20T07:00:00",{"v":79,"d":"79.0"},{"v":72,"d":"72.0"},69.1,107.4,35.77,{"v":0.073,"d":"0.0730"},0.72,13.92]
["August",20,"10AM to 11AM",10,"August 20, 2019 10:00","2019-08-20T10:00:00",{"v":84,"d":"84.0"},73.4,69.1,107.4,37.01,0.0723,0.72,14.05]
["August",20,"11AM to 12PM",11,"August 20, 2019 11:00","2019-08-20T11:00:00",{"v":88,"d":"88.0"},74.5,69.1,107.4,37.99,0.0718,0.72,14.15]
["August",20,"5PM to 6PM",17,"August 20, 2019 17:00","2019-08-20T17:00:00",{"v":81,"d":"81.0"},72.5,69.1,107.4,36.25,0.0727,0.72,13.97]
["August",20,"7PM to 8PM",19,"August 20, 2019 19:00","2019-08-20T19:00:00",{"v":79,"d":"79.0"},70.6,66.9,99.5,34.53,{"v":0.073,"d":"0.0730"},0.67,13.89]
["August",20,"10PM to 11PM",22,"August 20, 2019 22:00","2019-08-20T22:00:00",78.1,71.7,69.1,107.4,35.54,0.0731,0.72,13.89]
["August",21,"1AM to 2AM",1,{"$f":"A5577&\" \"&B5577&\", \"&$D$5&\" \"&D5577&\":00\"","v":"August 21, 2019 1:00"},{"$f":"DATEVALUE(E5577)+TIMEVALUE(E5577)","v":"2019-08-21T01:00:00"},75.9,71.1,69.1,107.4,35.01,0.0734,0.72,13.84]
["August",21,"5AM to 6AM",5,"August 21, 2019 5:00","2019-08-21T05:00:00",75.9,69.7,66.9,99.5,33.78,0.0734,0.67,13.81]
["August",21,"8AM to 9AM",8,"August 21, 2019 8:00","2019-08-21T08:00:00",{"v":82,"d":"82.0"},70.9,{"v":66,"d":"66.0"},96.4,{"v":34.8,"d":"34.80"},0.0726,0.64,13.96]
["August",21,"11AM to 12PM",11,"August 21, 2019 11:00","2019-08-21T11:00:00",84.9,74.2,{"v":70,"d":"70.0"},110.8,37.77,0.0721,0.74,14.08]
["August",21,"12PM to 1PM",12,"August 21, 2019 12:00","2019-08-21T12:00:00",{"v":84,"d":"84.0"},73.4,69.1,107.4,37.01,0.0723,0.72,14.05]
["August",21,"6PM to 7PM",18,"August 21, 2019 18:00","2019-08-21T18:00:00",{"v":81,"d":"81.0"},73.1,{"v":70,"d":"70.0"},110.8,36.79,0.0727,0.74,13.98]
["August",21,"8PM to 9PM",20,"August 21, 2019 20:00","2019-08-21T20:00:00",{"v":79,"d":"79.0"},{"v":72,"d":"72.0"},69.1,107.4,35.77,{"v":0.073,"d":"0.0730"},0.72,13.92]
["August",21,"11PM to 12AM",23,"August 21, 2019 23:00","2019-08-21T23:00:00",78.1,{"v":71,"d":"71.0"},{"v":68,"d":"68.0"},103.4,34.92,0.0731,0.69,13.88]
["August",22,"2AM to 3AM",2,"August 22, 2019 2:00","2019-08-22T02:00:00",78.1,{"v":71,"d":"71.0"},{"v":68,"d":"68.0"},103.4,34.92,0.0731,0.69,13.88]
["August",22,"6AM to 7AM",6,"August 22, 2019 6:00","2019-08-22T06:00:00",{"v":77,"d":"77.0"},69.4,{"v":66,"d":"66.0"},96.4,33.56,0.0733,0.64,13.83]
["August",22,"9AM to 10AM",9,"August 22, 2019 9:00","2019-08-22T09:00:00",82.9,72.4,{"v":68,"d":"68.0"},103.4,36.11,0.0724,0.69,14.01]
["August",22,"10AM to 11AM",10,"August 22, 2019 10:00","2019-08-22T10:00:00",82.9,72.4,{"v":68,"d":"68.0"},103.4,36.11,0.0724,0.69,14.01]
["August",22,"3PM to 4PM",15,"August 22, 2019 15:00","2019-08-22T15:00:00",87.1,72.4,{"v":66,"d":"66.0"},96.4,36.04,0.0719,0.64,14.09]
["August",22,"5PM to 6PM",17,"August 22, 2019 17:00","2019-08-22T17:00:00",{"v":82,"d":"82.0"},70.3,64.9,92.7,34.23,0.0726,0.62,13.95]
["August",22,"9PM to 10PM",21,"August 22, 2019 21:00","2019-08-22T21:00:00",80.1,70.4,{"v":66,"d":"66.0"},96.4,34.31,0.0729,0.64,13.91]
["August",23,"12AM to 1AM",0,"August 23, 2019 0:00","2019-08-23",{"v":79,"d":"79.0"},69.4,64.9,92.7,33.48,{"v":0.073,"d":"0.0730"},0.62,13.87]
["August",23,"3AM to 4AM",3,"August 23, 2019 3:00","2019-08-23T03:00:00",{"v":77,"d":"77.0"},69.4,{"v":66,"d":"66.0"},96.4,33.56,0.0733,0.64,13.83]
["August",23,"7AM to 8AM",7,"August 23, 2019 7:00","2019-08-23T07:00:00",78.1,{"v":71,"d":"71.0"},{"v":68,"d":"68.0"},103.4,34.92,0.0731,0.69,13.88]
["August",23,"10AM to 11AM",10,"August 23, 2019 10:00","2019-08-23T10:00:00",{"v":81,"d":"81.0"},72.5,69.1,107.4,36.25,0.0727,0.72,13.97]
["August",23,"11AM to 12PM",11,"August 23, 2019 11:00","2019-08-23T11:00:00",{"v":84,"d":"84.0"},{"v":74,"d":"74.0"},{"v":70,"d":"70.0"},110.8,37.55,0.0723,0.74,14.06]
["August",23,"4PM to 5PM",16,"August 23, 2019 16:00","2019-08-23T16:00:00",{"v":82,"d":"82.0"},73.4,{"v":70,"d":"70.0"},110.8,37.06,0.0725,0.74,14.01]
["August",23,"6PM to 7PM",{"$f":"IF(D5641+1>23,0,D5641+1)","v":18},"August 23, 2019 18:00","2019-08-23T18:00:00",{"v":79,"d":"79.0"},72.6,{"v":70,"d":"70.0"},110.8,{"v":36.3,"d":"36.30"},0.0729,0.74,13.93]
["August",23,"10PM to 11PM",22,"August 23, 2019 22:00","2019-08-23T22:00:00",{"v":77,"d":"77.0"},71.4,69.1,107.4,35.28,0.0732,0.72,13.87]
["August",24,"1AM to 2AM",1,"August 24, 2019 1:00","2019-08-24T01:00:00",{"v":77,"d":"77.0"},70.7,{"v":68,"d":"68.0"},103.4,34.65,0.0733,0.69,13.85]
["August",24,"4AM to 5AM",4,"August 24, 2019 4:00","2019-08-24T04:00:00",{"v":77,"d":"77.0"},69.4,{"v":66,"d":"66.0"},96.4,33.56,0.0733,0.64,13.83]
["August",24,"8AM to 9AM",8,"August 24, 2019 8:00","2019-08-24T08:00:00",{"v":81,"d":"81.0"},71.9,{"v":68,"d":"68.0"},103.4,35.63,0.0727,0.69,13.96]
["August",24,"11AM to 12PM",11,"August 24, 2019 11:00","2019-08-24T11:00:00",87.1,73.6,{"v":68,"d":"68.0"},103.4,37.14,0.0719,0.69,14.11]
["August",24,"1PM to 2PM",13,"August 24, 2019 13:00","2019-08-24T13:00:00",{"v":86,"d":"86.0"},72.6,66.9,99.5,36.26,0.0721,0.67,14.07]
["August",24,"4PM to 5PM",16,"August 24, 2019 16:00","2019-08-24T16:00:00",{"v":82,"d":"82.0"},69.7,{"v":64,"d":"64.0"},89.8,33.77,0.0727,{"v":0.6,"d":"0.60"},13.94]
["August",24,"7PM to 8PM",19,"August 24, 2019 19:00","2019-08-24T19:00:00",{"v":79,"d":"79.0"},69.4,64.9,92.7,33.48,{"v":0.073,"d":"0.0730"},0.62,13.87]
["August",24,"11PM to 12AM",23,"August 24, 2019 23:00","2019-08-24T23:00:00",78.1,69.1,64.9,92.7,33.25,0.0732,0.62,13.85]
["August",25,"2AM to 3AM",2,"August 25, 2019 2:00","2019-08-25T02:00:00",{"v":77,"d":"77.0"},68.2,{"v":64,"d":"64.0"},89.8,32.53,0.0733,{"v":0.6,"d":"0.60"},13.81]
["August",25,"6AM to 7AM",6,"August 25, 2019 6:00","2019-08-25T06:00:00",{"v":77,"d":"77.0"},68.2,{"v":64,"d":"64.0"},89.8,32.53,0.0733,{"v":0.6,"d":"0.60"},13.81]
["August",25,"9AM to 10AM",9,"August 25, 2019 9:00","2019-08-25T09:00:00",82.9,71.7,66.9,99.5,35.51,0.0725,0.67,13.99]
["August",25,"12PM to 1PM",12,"August 25, 2019 12:00","2019-08-25T12:00:00",84.9,{"v":73,"d":"73.0"},{"v":68,"d":"68.0"},103.4,{"v":36.6,"d":"36.60"},0.0722,0.69,14.06]
["August",25,"2PM to 3PM",14,"August 25, 2019 14:00","2019-08-25T14:00:00",{"v":84,"d":"84.0"},71.5,{"v":66,"d":"66.0"},96.4,35.28,0.0723,0.64,14.01]
["August",25,"5PM to 6PM",17,"August 25, 2019 17:00","2019-08-25T17:00:00",80.1,70.9,66.9,99.5,{"v":34.8,"d":"34.80"},0.0729,0.67,13.92]
["August",25,"8PM to 9PM",20,"August 25, 2019 20:00","2019-08-25T20:00:00",78.1,69.1,64.9,92.7,33.25,0.0732,0.62,13.85]
["August",26,"12AM to 1AM",0,"August 26, 2019 0:00","2019-08-26",78.1,68.5,{"v":64,"d":"64.0"},89.8,{"v":32.8,"d":"32.80"},0.0732,{"v":0.6,"d":"0.60"},13.84]
["August",26,"3AM to 4AM",3,"August 26, 2019 3:00","2019-08-26T03:00:00",78.1,69.1,64.9,92.7,33.25,0.0732,0.62,13.85]
["August",26,"7AM to 8AM",7,"August 26, 2019 7:00","2019-08-26T07:00:00",78.1,69.1,64.9,92.7,33.25,0.0732,0.62,13.85]
["August",26,"10AM to 11AM",{"$f":"IF(D5705+1>23,0,D5705+1)","v":10},"August 26, 2019 10:00","2019-08-26T10:00:00",{"v":86,"d":"86.0"},70.3,{"v":63,"d":"63.0"},86.4,34.21,0.0721,0.58,14.03]
["August",26,"11AM to 12PM",11,"August 26, 2019 11:00","2019-08-26T11:00:00",{"v":86,"d":"86.0"},71.4,64.9,92.7,{"v":35.2,"d":"35.20"},0.0721,0.62,14.05]
["August",26,"3PM to 4PM",15,"August 26, 2019 15:00","2019-08-26T15:00:00",84.9,71.1,64.9,92.7,34.94,0.0723,0.62,14.02]
["August",26,"6PM to 7PM",18,"August 26, 2019 18:00","2019-08-26T18:00:00",80.1,69.7,64.9,92.7,33.74,0.0729,0.62,{"v":13.9,"d":"13.90"}]
["August",26,"10PM to 11PM",22,"August 26, 2019 22:00","2019-08-26T22:00:00",{"v":77,"d":"77.0"},68.8,64.9,92.7,32.99,0.0733,0.62,13.82]
["August",27,"1AM to 2AM",1,"August 27, 2019 1:00","2019-08-27T01:00:00",75.9,67.9,{"v":64,"d":"64.0"},89.8,32.27,0.0735,{"v":0.6,"d":"0.60"},13.78]
["August",27,"4AM to 5AM",4,"August 27, 2019 4:00","2019-08-27T04:00:00",75.9,67.9,{"v":64,"d":"64.0"},89.8,32.27,0.0735,{"v":0.6,"d":"0.60"},13.78]
["August",27,"8AM to 9AM",8,"August 27, 2019 8:00","2019-08-27T08:00:00",80.1,69.7,64.9,92.7,33.74,0.0729,0.62,{"v":13.9,"d":"13.90"}]
["August",27,"11AM to 12PM",11,"August 27, 2019 11:00","2019-08-27T11:00:00",82.9,71.7,66.9,99.5,35.51,0.0725,0.67,13.99]
["August",27,"12PM to 1PM",12,"August 27, 2019 12:00","2019-08-27T12:00:00",{"v":84,"d":"84.0"},72.1,66.9,99.5,35.77,0.0723,0.67,14.02]
["August",27,"4PM to 5PM",16,"August 27, 2019 16:00","2019-08-27T16:00:00",{"v":84,"d":"84.0"},70.9,64.9,92.7,34.71,0.0724,0.62,{"v":14,"d":"14.00"}]
["August",27,"7PM to 8PM",19,"August 27, 2019 19:00","2019-08-27T19:00:00",78.1,69.1,64.9,92.7,33.25,0.0732,0.62,13.85]
["August",27,"11PM to 12AM",23,"August 27, 2019 23:00","2019-08-27T23:00:00",{"v":77,"d":"77.0"},68.8,64.9,92.7,32.99,0.0733,0.62,13.82]
["August",28,"2AM to 3AM",2,"August 28, 2019 2:00","2019-08-28T02:00:00",75.9,69.1,{"v":66,"d":"66.0"},96.4,33.29,0.0734,0.64,{"v":13.8,"d":"13.80"}]
["August",28,"5AM to 6AM",5,"August 28, 2019 5:00","2019-08-28T05:00:00",75.9,69.1,{"v":66,"d":"66.0"},96.4,33.29,0.0734,0.64,{"v":13.8,"d":"13.80"}]
["August",28,"9AM to 10AM",9,"August 28, 2019 9:00","2019-08-28T09:00:00",80.1,71.6,{"v":68,"d":"68.0"},103.4,{"v":35.4,"d":"35.40"},0.0728,0.69,13.93]
["August",28,"1PM to 2PM",13,"August 28, 2019 13:00","2019-08-28T13:00:00",84.9,72.3,66.9,99.5,{"v":36,"d":"36.00"},0.0722,0.67,14.05]
["August",28,"4PM to 5PM",16,"August 28, 2019 16:00","2019-08-28T16:00:00",82.9,70.5,64.9,92.7,34.45,0.0725,0.62,13.97]
["August",28,"5PM to 6PM",17,"August 28, 2019 17:00","2019-08-28T17:00:00",{"v":81,"d":"81.0"},71.2,66.9,99.5,35.02,0.0727,0.67,13.94]
["August",28,"8PM to 9PM",20,"August 28, 2019 20:00","2019-08-28T20:00:00",{"v":77,"d":"77.0"},70.7,{"v":68,"d":"68.0"},103.4,34.65,0.0733,0.69,13.85]
["August",29,"12AM to 1AM",0,"August 29, 2019 0:00","2019-08-29",{"v":77,"d":"77.0"},68.8,64.9,92.7,32.99,0.0733,0.62,13.82]
["August",29,"3AM to 4AM",3,"August 29, 2019 3:00","2019-08-29T03:00:00",{"v":77,"d":"77.0"},68.8,64.9,92.7,32.99,0.0733,0.62,13.82]
["August",29,"6AM to 7AM",6,"August 29, 2019 6:00","2019-08-29T06:00:00",75.9,68.4,64.9,92.7,32.72,0.0735,0.62,13.79]
["August",29,"10AM to 11AM",10,"August 29, 2019 10:00","2019-08-29T10:00:00",{"v":84,"d":"84.0"},70.3,{"v":64,"d":"64.0"},89.8,34.26,0.0724,{"v":0.6,"d":"0.60"},13.99]
["August",29,"2PM to 3PM",14,"August 29, 2019 14:00","2019-08-29T14:00:00",{"v":86,"d":"86.0"},70.9,{"v":64,"d":"64.0"},89.8,34.74,0.0721,{"v":0.6,"d":"0.60"},14.04]
["August",29,"3PM to 4PM",15,"August 29, 2019 15:00","2019-08-29T15:00:00",{"v":86,"d":"86.0"},72.6,66.9,99.5,36.26,0.0721,0.67,14.07]
["August",29,"6PM to 7PM",18,"August 29, 2019 18:00","2019-08-29T18:00:00",{"v":77,"d":"77.0"},69.4,{"v":66,"d":"66.0"},96.4,33.56,0.0733,0.64,13.83]
["August",29,"9PM to 10PM",21,"August 29, 2019 21:00","2019-08-29T21:00:00",78.1,69.8,{"v":66,"d":"66.0"},96.4,33.82,0.0731,0.64,13.86]
["August",30,"1AM to 2AM",1,"August 30, 2019 1:00","2019-08-30T01:00:00",{"v":77,"d":"77.0"},68.2,{"v":64,"d":"64.0"},89.8,32.53,0.0733,{"v":0.6,"d":"0.60"},13.81]
["August",30,"4AM to 5AM",4,"August 30, 2019 4:00","2019-08-30T04:00:00",{"v":77,"d":"77.0"},67.6,{"v":63,"d":"63.0"},86.4,{"v":32,"d":"32.00"},0.0734,0.58,{"v":13.8,"d":"13.80"}]
["August",30,"7AM to 8AM",7,"August 30, 2019 7:00","2019-08-30T07:00:00",78.1,69.1,64.9,92.7,33.25,0.0732,0.62,13.85]
["August",30,"11AM to 12PM",11,"August 30, 2019 11:00","2019-08-30T11:00:00",{"v":82,"d":"82.0"},69.7,{"v":64,"d":"64.0"},89.8,33.77,0.0727,{"v":0.6,"d":"0.60"},13.94]
["August",30,"3PM to 4PM",15,"August 30, 2019 15:00","2019-08-30T15:00:00",82.9,{"v":70,"d":"70.0"},{"v":64,"d":"64.0"},89.8,33.99,0.0725,{"v":0.6,"d":"0.60"},13.96]
["August",30,"4PM to 5PM",16,"August 30, 2019 16:00","2019-08-30T16:00:00",{"v":82,"d":"82.0"},69.1,{"v":63,"d":"63.0"},86.4,33.23,0.0727,0.58,13.93]
["August",30,"7PM to 8PM",19,"August 30, 2019 19:00","2019-08-30T19:00:00",{"v":79,"d":"79.0"},68.8,{"v":64,"d":"64.0"},89.8,33.02,0.0731,{"v":0.6,"d":"0.60"},13.86]
["August",30,"10PM to 11PM",22,"August 30, 2019 22:00","2019-08-30T22:00:00",{"v":79,"d":"79.0"},69.4,64.9,92.7,33.48,{"v":0.073,"d":"0.0730"},0.62,13.87]
["August",31,"2AM to 3AM",2,"August 31, 2019 2:00","2019-08-31T02:00:00",78.1,69.1,64.9,92.7,33.25,0.0732,0.62,13.85]
["August",31,"5AM to 6AM",5,"August 31, 2019 5:00","2019-08-31T05:00:00",{"v":77,"d":"77.0"},67.6,{"v":63,"d":"63.0"},86.4,{"v":32,"d":"32.00"},0.0734,0.58,{"v":13.8,"d":"13.80"}]
["August",31,"8AM to 9AM",8,"August 31, 2019 8:00","2019-08-31T08:00:00",80.1,69.7,64.9,92.7,33.74,0.0729,0.62,{"v":13.9,"d":"13.90"}]
["August",31,"1PM to 2PM",13,"August 31, 2019 13:00","2019-08-31T13:00:00",82.9,71.2,{"v":66,"d":"66.0"},96.4,35.02,0.0725,0.64,13.98]
["August",31,"4PM to 5PM",16,"August 31, 2019 16:00","2019-08-31T16:00:00",{"v":84,"d":"84.0"},70.3,{"v":64,"d":"64.0"},89.8,34.26,0.0724,{"v":0.6,"d":"0.60"},13.99]
["August",31,"5PM to 6PM",17,{"$f":"A5833&\" \"&B5833&\", \"&$D$5&\" \"&D5833&\":00\"","v":"August 31, 2019 17:00"},{"$f":"DATEVALUE(E5833)+TIMEVALUE(E5833)","v":"2019-08-31T17:00:00"},80.1,69.7,64.9,92.7,33.74,0.0729,0.62,{"v":13.9,"d":"13.90"}]
["August",31,"8PM to 9PM",20,"August 31, 2019 20:00","2019-08-31T20:00:00",77.9,68.7,64.4,{"v":91,"d":"91.0"},32.93,0.0732,0.61,13.84]
["August",31,"11PM to 12AM",23,"August 31, 2019 23:00","2019-08-31T23:00:00",77.7,68.9,64.8,92.1,33.07,0.0732,0.62,13.84]
["September",1,"3AM to 4AM",3,"September 1, 2019 3:00","2019-09-01T03:00:00",76.8,{"v":69,"d":"69.0"},65.5,94.5,33.23,0.0733,0.63,13.82]
["September",1,"6AM to 7AM",6,"September 1, 2019 6:00","2019-09-01T06:00:00",78.6,69.8,65.8,95.8,33.86,0.0731,0.64,13.87]
["September",1,"9AM to 10AM",9,"September 1, 2019 9:00","2019-09-01T09:00:00",83.3,{"v":71,"d":"71.0"},65.5,94.5,34.82,0.0725,0.63,13.99]
["September",1,"2PM to 3PM",14,"September 1, 2019 14:00","2019-09-01T14:00:00",83.3,71.3,{"v":66,"d":"66.0"},96.4,35.11,0.0724,0.64,13.99]
["September",1,"5PM to 6PM",17,"September 1, 2019 17:00","2019-09-01T17:00:00",82.4,71.1,66.2,{"v":97,"d":"97.0"},34.98,0.0726,0.65,13.97]
["September",1,"6PM to 7PM",18,"September 1, 2019 18:00","2019-09-01T18:00:00",80.6,70.7,66.4,97.6,34.64,0.0728,0.65,13.93]
["September",1,"9PM to 10PM",21,"September 1, 2019 21:00","2019-09-01T21:00:00",78.4,{"v":70,"d":"70.0"},66.2,{"v":97,"d":"97.0"},34.01,0.0731,0.65,13.87]
["September",2,"12AM to 1AM",0,"September 2, 2019 0:00","2019-09-02",75.4,69.1,66.2,{"v":97,"d":"97.0"},33.25,0.0735,0.65,13.79]
["September",2,"4AM to 5AM",4,"September 2, 2019 4:00","2019-09-02T04:00:00",{"v":73,"d":"73.0"},68.8,66.9,99.5,33.07,0.0738,0.67,13.74]
["September",2,"6AM to 7AM",6,"September 2, 2019 6:00","2019-09-02T06:00:00",{"v":77,"d":"77.0"},70.2,67.3,100.8,34.24,0.0733,0.67,13.85]
["September",2,"12PM to 1PM",12,"September 2, 2019 12:00","2019-09-02T12:00:00",84.9,{"v":71,"d":"71.0"},64.8,92.1,34.84,0.0723,0.62,14.02]
["September",2,"3PM to 4PM",15,"September 2, 2019 15:00","2019-09-02T15:00:00",84.4,70.6,64.4,{"v":91,"d":"91.0"},34.53,0.0723,0.61,{"v":14,"d":"14.00"}]
["September",2,"6PM to 7PM",18,"September 2, 2019 18:00","2019-09-02T18:00:00",80.6,70.2,65.5,94.5,34.16,0.0728,0.63,13.92]
["September",2,"7PM to 8PM",19,"September 2, 2019 19:00","2019-09-02T19:00:00",{"v":79,"d":"79.0"},{"v":70,"d":"70.0"},{"v":66,"d":"66.0"},96.4,34.04,{"v":0.073,"d":"0.0730"},0.64,13.88]
["September",2,"10PM to 11PM",22,"September 2, 2019 22:00","2019-09-02T22:00:00",78.1,69.8,{"v":66,"d":"66.0"},96.4,33.82,0.0731,0.64,13.86]
["September",3,"2AM to 3AM",2,"September 3, 2019 2:00","2019-09-03T02:00:00",76.6,69.4,66.2,{"v":97,"d":"97.0"},33.56,0.0733,0.65,13.82]
["September",3,"5AM to 6AM",5,"September 3, 2019 5:00","2019-09-03T05:00:00",{"v":77,"d":"77.0"},69.2,65.7,95.1,33.37,0.0733,0.64,13.83]
["September",3,"7AM to 8AM",7,"September 3, 2019 7:00","2019-09-03T07:00:00",{"v":79,"d":"79.0"},69.4,64.9,92.7,33.48,{"v":0.073,"d":"0.0730"},0.62,13.87]
["September",3,"1PM to 2PM",13,"September 3, 2019 13:00","2019-09-03T13:00:00",87.1,71.2,{"v":64,"d":"64.0"},89.8,35.01,{"v":0.072,"d":"0.0720"},{"v":0.6,"d":"0.60"},14.07]
["September",3,"4PM to 5PM",16,"September 3, 2019 16:00","2019-09-03T16:00:00",{"v":84,"d":"84.0"},70.3,{"v":64,"d":"64.0"},89.8,34.26,0.0724,{"v":0.6,"d":"0.60"},13.99]
["September",3,"7PM to 8PM",19,"September 3, 2019 19:00","2019-09-03T19:00:00",{"v":79,"d":"79.0"},69.4,64.9,92.7,33.48,{"v":0.073,"d":"0.0730"},0.62,13.87]
["September",3,"8PM to 9PM",20,"September 3, 2019 20:00","2019-09-03T20:00:00",77.9,69.5,65.7,95.1,33.59,0.0732,0.64,13.85]
["September",3,"11PM to 12AM",23,"September 3, 2019 23:00","2019-09-03T23:00:00",75.6,69.5,66.7,98.9,33.59,0.0735,0.66,{"v":13.8,"d":"13.80"}]
["September",4,"3AM to 4AM",3,"September 4, 2019 3:00","2019-09-04T03:00:00",{"v":75,"d":"75.0"},{"v":69,"d":"69.0"},66.2,{"v":97,"d":"97.0"},33.17,0.0736,0.65,13.78]
["September",4,"8AM to 9AM",8,"September 4, 2019 8:00","2019-09-04T08:00:00",77.4,70.1,66.9,99.5,34.13,0.0732,0.67,13.85]
["September",4,"10AM to 11AM",10,"September 4, 2019 10:00","2019-09-04T10:00:00",80.1,70.4,{"v":66,"d":"66.0"},96.4,34.31,0.0729,0.64,13.91]
["September",4,"2PM to 3PM",14,"September 4, 2019 14:00","2019-09-04T14:00:00",79.7,71.4,67.8,102.7,35.21,0.0729,0.69,13.92]
["September",4,"5PM to 6PM",17,"September 4, 2019 17:00","2019-09-04T17:00:00",79.3,69.7,65.3,93.9,33.75,{"v":0.073,"d":"0.0730"},0.63,13.88]
["September",4,"8PM to 9PM",20,"September 4, 2019 20:00","2019-09-04T20:00:00",75.6,69.2,66.4,97.6,{"v":33.4,"d":"33.40"},0.0735,0.65,{"v":13.8,"d":"13.80"}]
["September",4,"9PM to 10PM",21,"September 4, 2019 21:00","2019-09-04T21:00:00",75.4,69.3,66.6,98.2,33.45,0.0735,0.66,{"v":13.8,"d":"13.80"}]
["September",5,"12AM to 1AM",0,"September 5, 2019 0:00","2019-09-05",75.6,69.2,66.4,97.6,{"v":33.4,"d":"33.40"},0.0735,0.65,{"v":13.8,"d":"13.80"}]
["September",5,"4AM to 5AM",4,"September 5, 2019 4:00","2019-09-05T04:00:00",{"v":75,"d":"75.0"},68.8,{"v":66,"d":"66.0"},96.4,33.07,0.0736,0.64,13.78]
["September",5,"9AM to 10AM",9,"September 5, 2019 9:00","2019-09-05T09:00:00",{"v":81,"d":"81.0"},70.5,65.8,95.8,34.44,0.0728,0.64,13.93]
["September",5,"11AM to 12PM",11,"September 5, 2019 11:00","2019-09-05T11:00:00",84.4,71.6,{"v":66,"d":"66.0"},96.4,35.37,0.0723,0.64,14.02]
["September",5,"3PM to 4PM",15,"September 5, 2019 15:00","2019-09-05T15:00:00",83.7,70.6,64.8,92.1,34.53,0.0724,0.62,13.99]
["September",5,"6PM to 7PM",18,"September 5, 2019 18:00","2019-09-05T18:00:00",79.3,69.9,65.7,95.1,33.94,{"v":0.073,"d":"0.0730"},0.64,13.89]
["September",5,"7PM to 8PM",19,"September 5, 2019 19:00","2019-09-05T19:00:00",78.1,69.8,{"v":66,"d":"66.0"},96.4,33.82,0.0731,0.64,13.86]
["September",5,"10PM to 11PM",22,"September 5, 2019 22:00","2019-09-05T22:00:00",{"v":77,"d":"77.0"},69.4,{"v":66,"d":"66.0"},96.4,33.56,0.0733,0.64,13.83]
["September",6,"1AM to 2AM",1,{"$f":"A5961&\" \"&B5961&\", \"&$D$5&\" \"&D5961&\":00\"","v":"September 6, 2019 1:00"},{"$f":"DATEVALUE(E5961)+TIMEVALUE(E5961)","v":"2019-09-06T01:00:00"},{"v":77,"d":"77.0"},69.4,{"v":66,"d":"66.0"},96.4,33.56,0.0733,0.64,13.83]
["September",6,"6AM to 7AM",6,"September 6, 2019 6:00","2019-09-06T06:00:00",76.3,69.9,67.1,100.1,33.97,0.0734,0.67,13.82]
["September",6,"9AM to 10AM",9,"September 6, 2019 9:00","2019-09-06T09:00:00",82.2,{"v":71,"d":"71.0"},{"v":66,"d":"66.0"},96.4,34.84,0.0726,0.64,13.97]
["September",6,"12PM to 1PM",12,"September 6, 2019 12:00","2019-09-06T12:00:00",85.6,72.6,67.1,100.1,36.27,0.0721,0.67,14.07]
["September",6,"4PM to 5PM",16,"September 6, 2019 16:00","2019-09-06T16:00:00",{"v":82,"d":"82.0"},70.9,{"v":66,"d":"66.0"},96.4,{"v":34.8,"d":"34.80"},0.0726,0.64,13.96]
["September",6,"7PM to 8PM",19,"September 6, 2019 19:00","2019-09-06T19:00:00",{"v":77,"d":"77.0"},69.4,{"v":66,"d":"66.0"},96.4,33.56,0.0733,0.64,13.83]
["September",6,"8PM to 9PM",20,"September 6, 2019 20:00","2019-09-06T20:00:00",76.6,69.7,66.6,98.2,33.76,0.0733,0.66,13.83]
["September",6,"11PM to 12AM",23,"September 6, 2019 23:00","2019-09-06T23:00:00",75.6,69.9,67.5,101.4,33.99,0.0735,0.68,13.81]
["September",7,"2AM to 3AM",2,"September 7, 2019 2:00","2019-09-07T02:00:00",{"v":75,"d":"75.0"},69.7,67.3,100.8,33.76,0.0735,0.67,13.79]
["September",7,"7AM to 8AM",7,"September 7, 2019 7:00","2019-09-07T07:00:00",78.1,69.8,{"v":66,"d":"66.0"},96.4,33.82,0.0731,0.64,13.86]
["September",7,"10AM to 11AM",10,"September 7, 2019 10:00","2019-09-07T10:00:00",{"v":86,"d":"86.0"},71.4,64.9,92.7,{"v":35.2,"d":"35.20"},0.0721,0.62,14.05]
["September",7,"2PM to 3PM",14,"September 7, 2019 14:00","2019-09-07T14:00:00",85.6,71.3,64.9,92.7,35.11,0.0722,0.62,14.04]
["September",7,"5PM to 6PM",17,"September 7, 2019 17:00","2019-09-07T17:00:00",81.7,70.2,64.9,92.7,34.14,0.0727,0.62,13.94]
["September",7,"8PM to 9PM",20,"September 7, 2019 20:00","2019-09-07T20:00:00",78.6,69.3,64.9,92.7,33.39,0.0731,0.62,13.86]
["September",7,"9PM to 10PM",21,"September 7, 2019 21:00","2019-09-07T21:00:00",78.4,69.1,64.8,92.1,33.25,0.0731,0.62,13.86]
["September",8,"12AM to 1AM",0,"September 8, 2019 0:00","2019-09-08",77.4,{"v":69,"d":"69.0"},65.1,93.3,33.17,0.0733,0.63,13.83]
["September",8,"4AM to 5AM",4,"September 8, 2019 4:00","2019-09-08T04:00:00",75.9,68.4,64.9,92.7,32.72,0.0735,0.62,13.79]
["September",8,"8AM to 9AM",8,"September 8, 2019 8:00","2019-09-08T08:00:00",81.3,69.6,64.2,90.4,33.68,0.0727,0.61,13.92]
["September",8,"11AM to 12PM",11,"September 8, 2019 11:00","2019-09-08T11:00:00",{"v":86,"d":"86.0"},69.9,62.2,84.2,33.86,0.0722,0.57,14.02]
["September",8,"3PM to 4PM",15,"September 8, 2019 15:00","2019-09-08T15:00:00",{"v":84,"d":"84.0"},70.6,64.6,91.6,34.53,0.0724,0.61,{"v":14,"d":"14.00"}]
["September",8,"6PM to 7PM",{"$f":"IF(D6025+1>23,0,D6025+1)","v":18},"September 8, 2019 18:00","2019-09-08T18:00:00",80.2,69.9,65.1,93.3,33.88,0.0729,0.63,13.91]
["September",8,"9PM to 10PM",21,"September 8, 2019 21:00","2019-09-08T21:00:00",78.4,69.1,64.8,92.1,33.25,0.0731,0.62,13.86]
["September",8,"10PM to 11PM",22,"September 8, 2019 22:00","2019-09-08T22:00:00",78.1,69.1,64.9,92.7,33.25,0.0732,0.62,13.85]
["September",9,"1AM to 2AM",1,"September 9, 2019 1:00","2019-09-09T01:00:00",75.9,68.4,64.9,92.7,32.72,0.0735,0.62,13.79]
["September",9,"5AM to 6AM",5,"September 9, 2019 5:00","2019-09-09T05:00:00",76.6,68.7,64.9,92.7,{"v":32.9,"d":"32.90"},0.0734,0.62,13.81]
["September",9,"9AM to 10AM",9,"September 9, 2019 9:00","2019-09-09T09:00:00",{"v":84,"d":"84.0"},{"v":70,"d":"70.0"},63.5,88.1,33.99,0.0724,0.59,13.99]
["September",9,"12PM to 1PM",12,"September 9, 2019 12:00","2019-09-09T12:00:00",86.7,69.7,61.5,{"v":82,"d":"82.0"},{"v":33.7,"d":"33.70"},0.0721,0.55,14.04]
["September",9,"4PM to 5PM",16,"September 9, 2019 16:00","2019-09-09T16:00:00",84.9,69.5,62.1,83.6,33.51,0.0723,0.56,{"v":14,"d":"14.00"}]
["September",9,"7PM to 8PM",19,"September 9, 2019 19:00","2019-09-09T19:00:00",78.1,69.1,64.9,92.7,33.25,0.0732,0.62,13.85]
["September",9,"10PM to 11PM",22,"September 9, 2019 22:00","2019-09-09T22:00:00",{"v":77,"d":"77.0"},68.8,64.9,92.7,32.99,0.0733,0.62,13.82]
["September",9,"11PM to 12AM",23,"September 9, 2019 23:00","2019-09-09T23:00:00",76.6,68.9,65.3,93.9,33.09,0.0734,0.63,13.81]
["September",10,"2AM to 3AM",2,"September 10, 2019 2:00","2019-09-10T02:00:00",75.2,68.3,65.1,93.3,32.64,0.0736,0.63,13.78]
["September",10,"7AM to 8AM",7,"September 10, 2019 7:00","2019-09-10T07:00:00",{"v":79,"d":"79.0"},69.4,64.9,92.7,33.48,{"v":0.073,"d":"0.0730"},0.62,13.87]
["September",10,"10AM to 11AM",10,"September 10, 2019 10:00","2019-09-10T10:00:00",84.9,{"v":70,"d":"70.0"},{"v":63,"d":"63.0"},86.4,33.94,0.0723,0.58,{"v":14,"d":"14.00"}]
["September",10,"1PM to 2PM",13,"September 10, 2019 13:00","2019-09-10T13:00:00",{"v":88,"d":"88.0"},69.8,{"v":61,"d":"61.0"},80.5,33.76,0.0719,0.54,14.06]
["September",10,"5PM to 6PM",17,"September 10, 2019 17:00","2019-09-10T17:00:00",{"v":82,"d":"82.0"},69.6,63.9,89.2,33.68,0.0727,{"v":0.6,"d":"0.60"},13.94]
["September",10,"8PM to 9PM",20,"September 10, 2019 20:00","2019-09-10T20:00:00",77.4,{"v":69,"d":"69.0"},65.1,93.3,33.17,0.0733,0.63,13.83]
["September",10,"11PM to 12AM",23,"September 10, 2019 23:00","2019-09-10T23:00:00",{"v":75,"d":"75.0"},68.2,64.9,92.7,{"v":32.5,"d":"32.50"},0.0736,0.62,13.77]
["September",11,"12AM to 1AM",0,"September 11, 2019 0:00","2019-09-11",73.9,67.9,65.1,93.3,32.33,0.0737,0.63,13.74]
["September",11,"3AM to 4AM",3,"September 11, 2019 3:00","2019-09-11T03:00:00",71.8,67.1,64.9,92.7,31.71,{"v":0.074,"d":"0.0740"},0.62,13.69]
["September",11,"8AM to 9AM",8,"September 11, 2019 8:00","2019-09-11T08:00:00",80.4,69.7,64.8,92.1,33.74,0.0729,0.62,13.91]
["September",11,"11AM to 12PM",11,"September 11, 2019 11:00","2019-09-11T11:00:00",85.3,70.4,63.5,88.1,{"v":34.3,"d":"34.30"},0.0722,0.59,14.02]
["September",11,"2PM to 3PM",14,"September 11, 2019 14:00","2019-09-11T14:00:00",85.3,{"v":70,"d":"70.0"},62.8,85.8,33.94,0.0722,0.58,14.01]
["September",11,"6PM to 7PM",18,"September 11, 2019 18:00","2019-09-11T18:00:00",80.1,69.4,64.4,{"v":91,"d":"91.0"},33.46,0.0729,0.61,13.89]
["September",11,"9PM to 10PM",21,"September 11, 2019 21:00","2019-09-11T21:00:00",76.6,68.7,64.9,92.7,{"v":32.9,"d":"32.90"},0.0734,0.62,13.81]
["September",12,"12AM to 1AM",0,"September 12, 2019 0:00","2019-09-12",73.2,67.8,65.3,93.9,32.25,0.0738,0.63,13.73]
["September",12,"4AM to 5AM",4,"September 12, 2019 4:00","2019-09-12T04:00:00",71.1,66.9,64.9,92.7,31.53,0.0741,0.62,13.67]
["September",12,"5AM to 6AM",5,"September 12, 2019 5:00","2019-09-12T05:00:00",{"v":73,"d":"73.0"},67.7,65.1,93.3,32.11,0.0739,0.63,13.72]
["September",12,"9AM to 10AM",9,"September 12, 2019 9:00","2019-09-12T09:00:00",81.7,70.5,65.5,94.5,34.42,0.0727,0.63,13.95]
["September",12,"12PM to 1PM",12,"September 12, 2019 12:00","2019-09-12T12:00:00",{"v":84,"d":"84.0"},70.6,64.6,91.6,34.53,0.0724,0.61,{"v":14,"d":"14.00"}]
["September",12,"3PM to 4PM",15,"September 12, 2019 15:00","2019-09-12T15:00:00",82.8,70.2,64.4,{"v":91,"d":"91.0"},34.13,0.0725,0.61,13.96]
["September",12,"7PM to 8PM",19,"September 12, 2019 19:00","2019-09-12T19:00:00",78.1,69.1,64.9,92.7,33.25,0.0732,0.62,13.85]
["September",12,"10PM to 11PM",22,"September 12, 2019 22:00","2019-09-12T22:00:00",75.9,69.1,{"v":66,"d":"66.0"},96.4,33.29,0.0734,0.64,{"v":13.8,"d":"13.80"}]
["September",12,"11PM to 12AM",23,"September 12, 2019 23:00","2019-09-12T23:00:00",75.2,68.7,65.7,95.1,32.92,0.0735,0.64,13.78]
["September",13,"5AM to 6AM",5,"September 13, 2019 5:00","2019-09-13T05:00:00",72.7,67.8,65.5,94.5,32.21,0.0739,0.63,13.71]
["September",13,"6AM to 7AM",6,"September 13, 2019 6:00","2019-09-13T06:00:00",75.4,69.1,66.2,{"v":97,"d":"97.0"},33.25,0.0735,0.65,13.79]
["September",13,"10AM to 11AM",10,"September 13, 2019 10:00","2019-09-13T10:00:00",{"v":86,"d":"86.0"},71.4,64.9,92.7,{"v":35.2,"d":"35.20"},0.0721,0.62,14.05]
["September",13,"1PM to 2PM",13,"September 13, 2019 13:00","2019-09-13T13:00:00",89.1,71.2,{"v":63,"d":"63.0"},86.4,34.96,0.0717,0.58,14.11]
["September",13,"4PM to 5PM",16,"September 13, 2019 16:00","2019-09-13T16:00:00",{"v":86,"d":"86.0"},72.1,{"v":66,"d":"66.0"},96.4,35.77,0.0721,0.64,14.06]
["September",13,"8PM to 9PM",20,"September 13, 2019 20:00","2019-09-13T20:00:00",78.6,71.8,68.9,106.7,35.57,{"v":0.073,"d":"0.0730"},0.71,13.91]
["September",13,"11PM to 12AM",23,"September 13, 2019 23:00","2019-09-13T23:00:00",77.4,72.6,70.7,113.6,36.35,0.0731,0.76,13.89]
["September",14,"2AM to 3AM",{"$f":"IF(D6153+1>23,0,D6153+1)","v":2},"September 14, 2019 2:00","2019-09-14T02:00:00",76.3,72.3,70.7,113.6,36.08,0.0733,0.76,13.87]
["September",14,"4AM to 5AM",4,"September 14, 2019 4:00","2019-09-14T04:00:00",{"v":77,"d":"77.0"},{"v":72,"d":"72.0"},{"v":70,"d":"70.0"},110.8,35.81,0.0732,0.74,13.88]
["September",14,"7AM to 8AM",7,"September 14, 2019 7:00","2019-09-14T07:00:00",{"v":79,"d":"79.0"},71.3,{"v":68,"d":"68.0"},103.4,35.14,{"v":0.073,"d":"0.0730"},0.69,{"v":13.9,"d":"13.90"}]
["September",14,"11AM to 12PM",11,"September 14, 2019 11:00","2019-09-14T11:00:00",86.7,72.5,66.4,97.6,36.14,{"v":0.072,"d":"0.0720"},0.65,14.09]
["September",14,"2PM to 3PM",14,"September 14, 2019 14:00","2019-09-14T14:00:00",86.9,{"v":72,"d":"72.0"},65.5,94.5,35.71,{"v":0.072,"d":"0.0720"},0.63,14.08]
["September",14,"6PM to 7PM",18,"September 14, 2019 18:00","2019-09-14T18:00:00",80.4,{"v":70,"d":"70.0"},65.3,93.9,34.02,0.0728,0.63,13.91]
["September",14,"9PM to 10PM",21,"September 14, 2019 21:00","2019-09-14T21:00:00",77.4,68.4,64.2,90.4,32.71,0.0733,0.61,13.82]
["September",15,"12AM to 1AM",0,"September 15, 2019 0:00","2019-09-15",76.3,67.8,63.7,88.7,32.17,0.0734,0.59,13.79]
["September",15,"3AM to 4AM",3,"September 15, 2019 3:00","2019-09-15T03:00:00",75.4,67.7,{"v":64,"d":"64.0"},89.8,32.13,0.0736,{"v":0.6,"d":"0.60"},13.77]
["September",15,"5AM to 6AM",5,"September 15, 2019 5:00","2019-09-15T05:00:00",76.3,68.3,64.6,91.6,32.63,0.0734,0.61,{"v":13.8,"d":"13.80"}]
["September",15,"8AM to 9AM",8,"September 15, 2019 8:00","2019-09-15T08:00:00",80.2,69.3,64.2,90.4,33.42,0.0729,0.61,{"v":13.9,"d":"13.90"}]
["September",15,"12PM to 1PM",12,"September 15, 2019 12:00","2019-09-15T12:00:00",85.6,69.6,61.9,83.1,{"v":33.6,"d":"33.60"},0.0722,0.56,14.01]
["September",15,"3PM to 4PM",15,"September 15, 2019 15:00","2019-09-15T15:00:00",84.4,69.6,62.6,85.3,33.63,0.0724,0.57,13.99]
["September",15,"7PM to 8PM",19,"September 15, 2019 19:00","2019-09-15T19:00:00",78.1,67.9,{"v":63,"d":"63.0"},86.4,32.26,0.0732,0.58,13.83]
["September",15,"10PM to 11PM",22,"September 15, 2019 22:00","2019-09-15T22:00:00",78.1,69.1,64.9,92.7,33.25,0.0732,0.62,13.85]
["September",16,"12AM to 1AM",0,"September 16, 2019 0:00","2019-09-16",77.4,68.2,63.9,89.2,32.53,0.0733,{"v":0.6,"d":"0.60"},13.82]
["September",16,"3AM to 4AM",3,"September 16, 2019 3:00","2019-09-16T03:00:00",75.7,{"v":68,"d":"68.0"},64.4,{"v":91,"d":"91.0"},{"v":32.4,"d":"32.40"},0.0735,0.61,13.78]
["September",16,"6AM to 7AM",6,"September 16, 2019 6:00","2019-09-16T06:00:00",{"v":77,"d":"77.0"},68.7,64.8,92.1,{"v":32.9,"d":"32.90"},0.0733,0.62,13.82]
["September",16,"9AM to 10AM",9,"September 16, 2019 9:00","2019-09-16T09:00:00",80.8,70.3,65.7,95.1,{"v":34.3,"d":"34.30"},0.0728,0.64,13.93]
["September",16,"1PM to 2PM",13,"September 16, 2019 13:00","2019-09-16T13:00:00",{"v":86,"d":"86.0"},69.2,{"v":61,"d":"61.0"},80.5,33.27,0.0722,0.54,14.01]
["September",16,"4PM to 5PM",16,"September 16, 2019 16:00","2019-09-16T16:00:00",{"v":79,"d":"79.0"},68.8,{"v":64,"d":"64.0"},89.8,33.02,0.0731,{"v":0.6,"d":"0.60"},13.86]
["September",16,"8PM to 9PM",20,"September 16, 2019 20:00","2019-09-16T20:00:00",78.1,68.9,64.6,91.6,33.07,0.0732,0.61,13.84]
["September",16,"11PM to 12AM",23,"September 16, 2019 23:00","2019-09-16T23:00:00",77.7,69.1,65.1,93.3,33.26,0.0732,0.63,13.84]
["September",17,"1AM to 2AM",1,"September 17, 2019 1:00","2019-09-17T01:00:00",{"v":77,"d":"77.0"},68.8,64.9,92.7,32.99,0.0733,0.62,13.82]
["September",17,"4AM to 5AM",4,"September 17, 2019 4:00","2019-09-17T04:00:00",{"v":75,"d":"75.0"},68.2,64.9,92.7,{"v":32.5,"d":"32.50"},0.0736,0.62,13.77]
["September",17,"7AM to 8AM",7,"September 17, 2019 7:00","2019-09-17T07:00:00",78.1,69.8,{"v":66,"d":"66.0"},96.4,33.82,0.0731,0.64,13.86]
["September",17,"11AM to 12PM",11,"September 17, 2019 11:00","2019-09-17T11:00:00",85.3,71.6,65.7,95.1,{"v":35.4,"d":"35.40"},0.0722,0.64,14.04]
["September",17,"2PM to 3PM",14,"September 17, 2019 14:00","2019-09-17T14:00:00",84.9,71.3,65.3,93.9,35.12,0.0722,0.63,14.03]
["September",17,"5PM to 6PM",17,"September 17, 2019 17:00","2019-09-17T17:00:00",81.7,70.2,64.9,92.7,34.14,0.0727,0.62,13.94]
["September",17,"9PM to 10PM",21,"September 17, 2019 21:00","2019-09-17T21:00:00",78.4,69.6,65.7,95.1,33.72,0.0731,0.64,13.86]
["September",17,"10PM to 11PM",22,"September 17, 2019 22:00","2019-09-17T22:00:00",78.1,69.8,{"v":66,"d":"66.0"},96.4,33.82,0.0731,0.64,13.86]
["September",18,"4AM to 5AM",4,"September 18, 2019 4:00","2019-09-18T04:00:00",73.9,68.5,{"v":66,"d":"66.0"},96.4,{"v":32.8,"d":"32.80"},0.0737,0.64,13.75]
["September",18,"5AM to 6AM",5,"September 18, 2019 5:00","2019-09-18T05:00:00",75.4,69.1,66.2,{"v":97,"d":"97.0"},33.25,0.0735,0.65,13.79]
["September",18,"8AM to 9AM",8,"September 18, 2019 8:00","2019-09-18T08:00:00",80.1,70.2,65.8,95.8,34.21,0.0729,0.64,13.91]
["September",18,"12PM to 1PM",12,"September 18, 2019 12:00","2019-09-18T12:00:00",{"v":86,"d":"86.0"},70.9,{"v":64,"d":"64.0"},89.8,34.74,0.0721,{"v":0.6,"d":"0.60"},14.04]
["September",18,"3PM to 4PM",15,"September 18, 2019 15:00","2019-09-18T15:00:00",84.4,{"v":71,"d":"71.0"},64.9,92.7,{"v":34.8,"d":"34.80"},0.0723,0.62,14.01]
["September",18,"6PM to 7PM",18,"September 18, 2019 18:00","2019-09-18T18:00:00",80.2,69.9,65.1,93.3,33.88,0.0729,0.63,13.91]
["September",18,"10PM to 11PM",22,"September 18, 2019 22:00","2019-09-18T22:00:00",{"v":77,"d":"77.0"},68.8,64.9,92.7,32.99,0.0733,0.62,13.82]
["September",18,"11PM to 12AM",23,"September 18, 2019 23:00","2019-09-18T23:00:00",76.6,68.9,65.3,93.9,33.09,0.0734,0.63,13.81]
["September",19,"3AM to 4AM",3,"September 19, 2019 3:00","2019-09-19T03:00:00",75.9,68.8,65.5,94.5,{"v":33,"d":"33.00"},0.0735,0.63,{"v":13.8,"d":"13.80"}]
["September",19,"6AM to 7AM",6,"September 19, 2019 6:00","2019-09-19T06:00:00",77.9,69.5,65.7,95.1,33.59,0.0732,0.64,13.85]
["September",19,"9AM to 10AM",9,{"$f":"A6281&\" \"&B6281&\", \"&$D$5&\" \"&D6281&\":00\"","v":"September 19, 2019 9:00"},{"$f":"DATEVALUE(E6281)+TIMEVALUE(E6281)","v":"2019-09-19T09:00:00"},82.4,70.5,65.1,93.3,34.41,0.0726,0.63,13.96]
["September",19,"1PM to 2PM",13,"September 19, 2019 13:00","2019-09-19T13:00:00",84.9,70.6,{"v":64,"d":"64.0"},89.8,34.48,0.0723,{"v":0.6,"d":"0.60"},14.01]
["September",19,"4PM to 5PM",16,"September 19, 2019 16:00","2019-09-19T16:00:00",{"v":84,"d":"84.0"},70.9,64.9,92.7,34.71,0.0724,0.62,{"v":14,"d":"14.00"}]
["September",19,"7PM to 8PM",19,"September 19, 2019 19:00","2019-09-19T19:00:00",78.1,69.8,{"v":66,"d":"66.0"},96.4,33.82,0.0731,0.64,13.86]
["September",20,"12AM to 1AM",0,"September 20, 2019 0:00","2019-09-20",73.9,68.5,{"v":66,"d":"66.0"},96.4,{"v":32.8,"d":"32.80"},0.0737,0.64,13.75]
["September",20,"3AM to 4AM",3,"September 20, 2019 3:00","2019-09-20T03:00:00",71.8,67.8,{"v":66,"d":"66.0"},96.4,32.27,{"v":0.074,"d":"0.0740"},0.64,{"v":13.7,"d":"13.70"}]
["September",20,"4AM to 5AM",4,"September 20, 2019 4:00","2019-09-20T04:00:00",71.1,67.6,{"v":66,"d":"66.0"},96.4,32.09,0.0741,0.64,13.68]
["September",20,"7AM to 8AM",7,"September 20, 2019 7:00","2019-09-20T07:00:00",78.1,70.3,66.9,99.5,34.31,0.0731,0.67,13.87]
["September",20,"10AM to 11AM",10,"September 20, 2019 10:00","2019-09-20T10:00:00",87.1,72.9,66.9,99.5,36.53,0.0719,0.67,{"v":14.1,"d":"14.10"}]
["September",20,"2PM to 3PM",14,"September 20, 2019 14:00","2019-09-20T14:00:00",86.7,72.5,66.4,97.6,36.14,{"v":0.072,"d":"0.0720"},0.65,14.09]
["September",20,"5PM to 6PM",17,"September 20, 2019 17:00","2019-09-20T17:00:00",82.4,71.1,66.2,{"v":97,"d":"97.0"},34.98,0.0726,0.65,13.97]
["September",20,"8PM to 9PM",20,"September 20, 2019 20:00","2019-09-20T20:00:00",78.6,70.4,66.7,98.9,34.35,0.0731,0.66,13.88]
["September",21,"1AM to 2AM",1,"September 21, 2019 1:00","2019-09-21T01:00:00",75.9,69.1,{"v":66,"d":"66.0"},96.4,33.29,0.0734,0.64,{"v":13.8,"d":"13.80"}]
["September",21,"4AM to 5AM",4,"September 21, 2019 4:00","2019-09-21T04:00:00",73.9,68.5,{"v":66,"d":"66.0"},96.4,{"v":32.8,"d":"32.80"},0.0737,0.64,13.75]
["September",21,"5AM to 6AM",5,"September 21, 2019 5:00","2019-09-21T05:00:00",75.9,69.2,66.2,{"v":97,"d":"97.0"},33.39,0.0734,0.65,13.81]
["September",21,"8AM to 9AM",8,"September 21, 2019 8:00","2019-09-21T08:00:00",81.3,71.4,67.1,100.1,35.21,0.0727,0.67,13.95]
["September",21,"11AM to 12PM",11,"September 21, 2019 11:00","2019-09-21T11:00:00",85.3,71.3,65.1,93.3,35.12,0.0722,0.63,14.04]
["September",21,"3PM to 4PM",15,"September 21, 2019 15:00","2019-09-21T15:00:00",84.6,70.7,64.4,{"v":91,"d":"91.0"},34.57,0.0723,0.61,14.01]
["September",21,"6PM to 7PM",18,"September 21, 2019 18:00","2019-09-21T18:00:00",80.2,70.4,{"v":66,"d":"66.0"},96.4,34.35,0.0729,0.64,13.91]
["September",21,"10PM to 11PM",22,"September 21, 2019 22:00","2019-09-21T22:00:00",{"v":79,"d":"79.0"},70.6,66.9,99.5,34.53,{"v":0.073,"d":"0.0730"},0.67,13.89]
["September",22,"2AM to 3AM",{"$f":"IF(D6345+1>23,0,D6345+1)","v":2},"September 22, 2019 2:00","2019-09-22T02:00:00",78.1,70.2,66.7,98.9,34.21,0.0731,0.66,13.87]
["September",22,"5AM to 6AM",5,"September 22, 2019 5:00","2019-09-22T05:00:00",78.4,70.6,67.1,100.1,{"v":34.5,"d":"34.50"},0.0731,0.67,13.88]
["September",22,"6AM to 7AM",6,"September 22, 2019 6:00","2019-09-22T06:00:00",78.6,70.7,67.3,100.8,34.64,{"v":0.073,"d":"0.0730"},0.67,13.89]
["September",22,"9AM to 10AM",9,"September 22, 2019 9:00","2019-09-22T09:00:00",83.7,71.6,66.4,97.6,35.39,0.0724,0.65,14.01]
["September",22,"12PM to 1PM",12,"September 22, 2019 12:00","2019-09-22T12:00:00",86.7,71.8,65.3,93.9,35.57,{"v":0.072,"d":"0.0720"},0.63,14.07]
["September",22,"4PM to 5PM",16,"September 22, 2019 16:00","2019-09-22T16:00:00",{"v":84,"d":"84.0"},70.9,64.9,92.7,34.71,0.0724,0.62,{"v":14,"d":"14.00"}]
["September",22,"7PM to 8PM",19,"September 22, 2019 19:00","2019-09-22T19:00:00",{"v":79,"d":"79.0"},{"v":70,"d":"70.0"},{"v":66,"d":"66.0"},96.4,34.04,{"v":0.073,"d":"0.0730"},0.64,13.88]
["September",22,"11PM to 12AM",23,"September 22, 2019 23:00","2019-09-22T23:00:00",77.7,69.9,66.4,97.6,33.93,0.0732,0.65,13.85]
["September",23,"3AM to 4AM",3,"September 23, 2019 3:00","2019-09-23T03:00:00",{"v":77,"d":"77.0"},{"v":70,"d":"70.0"},66.9,99.5,34.05,0.0733,0.67,13.84]
["September",23,"6AM to 7AM",6,"September 23, 2019 6:00","2019-09-23T06:00:00",{"v":79,"d":"79.0"},70.7,67.1,100.1,34.63,{"v":0.073,"d":"0.0730"},0.67,13.89]
["September",23,"7AM to 8AM",7,"September 23, 2019 7:00","2019-09-23T07:00:00",80.1,70.9,66.9,99.5,{"v":34.8,"d":"34.80"},0.0729,0.67,13.92]
["September",23,"10AM to 11AM",10,"September 23, 2019 10:00","2019-09-23T10:00:00",84.9,73.6,69.1,107.4,37.23,0.0722,0.72,14.07]
["September",23,"1PM to 2PM",13,"September 23, 2019 13:00","2019-09-23T13:00:00",{"v":86,"d":"86.0"},73.9,69.1,107.4,{"v":37.5,"d":"37.50"},{"v":0.072,"d":"0.0720"},0.72,{"v":14.1,"d":"14.10"}]
["September",23,"5PM to 6PM",17,"September 23, 2019 17:00","2019-09-23T17:00:00",{"v":82,"d":"82.0"},72.6,68.7,{"v":106,"d":"106.0"},36.31,0.0726,0.71,13.99]
["September",23,"8PM to 9PM",20,"September 23, 2019 20:00","2019-09-23T20:00:00",79.7,71.6,68.2,{"v":104,"d":"104.0"},35.42,0.0729,0.69,13.92]
["September",24,"1AM to 2AM",1,"September 24, 2019 1:00","2019-09-24T01:00:00",78.1,70.3,66.9,99.5,34.31,0.0731,0.67,13.87]
["September",24,"4AM to 5AM",4,"September 24, 2019 4:00","2019-09-24T04:00:00",78.1,70.3,66.9,99.5,34.31,0.0731,0.67,13.87]
["September",24,"7AM to 8AM",7,"September 24, 2019 7:00","2019-09-24T07:00:00",{"v":81,"d":"81.0"},70.6,{"v":66,"d":"66.0"},96.4,34.53,0.0728,0.64,13.93]
["September",24,"8AM to 9AM",8,"September 24, 2019 8:00","2019-09-24T08:00:00",82.6,{"v":71,"d":"71.0"},65.8,95.8,34.83,0.0725,0.64,13.97]
["September",24,"11AM to 12PM",11,"September 24, 2019 11:00","2019-09-24T11:00:00",{"v":86,"d":"86.0"},{"v":72,"d":"72.0"},65.8,95.8,35.68,0.0721,0.64,14.06]
["September",24,"3PM to 4PM",15,"September 24, 2019 15:00","2019-09-24T15:00:00",84.7,71.2,65.1,93.3,34.99,0.0723,0.63,14.02]
["September",24,"6PM to 7PM",{"$f":"IF(D6409+1>23,0,D6409+1)","v":18},"September 24, 2019 18:00","2019-09-24T18:00:00",81.3,70.5,65.7,95.1,34.43,0.0727,0.64,13.94]
["September",24,"9PM to 10PM",21,"September 24, 2019 21:00","2019-09-24T21:00:00",78.8,{"v":70,"d":"70.0"},{"v":66,"d":"66.0"},96.4,{"v":34,"d":"34.00"},{"v":0.073,"d":"0.0730"},0.64,13.88]
["September",25,"2AM to 3AM",2,"September 25, 2019 2:00","2019-09-25T02:00:00",{"v":77,"d":"77.0"},69.4,{"v":66,"d":"66.0"},96.4,33.56,0.0733,0.64,13.83]
["September",25,"5AM to 6AM",5,"September 25, 2019 5:00","2019-09-25T05:00:00",78.1,69.9,66.2,{"v":97,"d":"97.0"},33.92,0.0731,0.65,13.86]
["September",25,"8AM to 9AM",8,"September 25, 2019 8:00","2019-09-25T08:00:00",82.4,71.1,66.2,{"v":97,"d":"97.0"},34.98,0.0726,0.65,13.97]
["September",25,"9AM to 10AM",9,"September 25, 2019 9:00","2019-09-25T09:00:00",84.7,71.9,66.4,97.6,35.66,0.0722,0.65,14.03]
["September",25,"12PM to 1PM",12,"September 25, 2019 12:00","2019-09-25T12:00:00",88.3,72.8,66.2,{"v":97,"d":"97.0"},36.44,0.0718,0.65,14.13]
["September",25,"4PM to 5PM",16,"September 25, 2019 16:00","2019-09-25T16:00:00",84.9,72.3,66.9,99.5,{"v":36,"d":"36.00"},0.0722,0.67,14.05]
["September",25,"6PM to 7PM",18,"September 25, 2019 18:00","2019-09-25T18:00:00",{"v":81,"d":"81.0"},71.4,67.3,100.8,35.22,0.0727,0.67,13.95]
["September",25,"11PM to 12AM",23,"September 25, 2019 23:00","2019-09-25T23:00:00",78.1,69.9,66.2,{"v":97,"d":"97.0"},33.92,0.0731,0.65,13.86]
["September",26,"3AM to 4AM",3,"September 26, 2019 3:00","2019-09-26T03:00:00",76.6,69.4,66.2,{"v":97,"d":"97.0"},33.56,0.0733,0.65,13.82]
["September",26,"6AM to 7AM",6,"September 26, 2019 6:00","2019-09-26T06:00:00",77.9,69.7,{"v":66,"d":"66.0"},96.4,33.78,0.0732,0.64,13.85]
["September",26,"7AM to 8AM",7,"September 26, 2019 7:00","2019-09-26T07:00:00",{"v":79,"d":"79.0"},{"v":70,"d":"70.0"},{"v":66,"d":"66.0"},96.4,34.04,{"v":0.073,"d":"0.0730"},0.64,13.88]
["September",26,"10AM to 11AM",10,"September 26, 2019 10:00","2019-09-26T10:00:00",{"v":86,"d":"86.0"},72.1,{"v":66,"d":"66.0"},96.4,35.77,0.0721,0.64,14.06]
["September",26,"1PM to 2PM",13,"September 26, 2019 13:00","2019-09-26T13:00:00",87.1,72.4,{"v":66,"d":"66.0"},96.4,36.04,0.0719,0.64,14.09]
["September",26,"5PM to 6PM",17,"September 26, 2019 17:00","2019-09-26T17:00:00",{"v":82,"d":"82.0"},{"v":72,"d":"72.0"},67.8,102.7,35.79,0.0726,0.69,13.98]
["September",26,"7PM to 8PM",19,"September 26, 2019 19:00","2019-09-26T19:00:00",78.1,{"v":71,"d":"71.0"},{"v":68,"d":"68.0"},103.4,34.92,0.0731,0.69,13.88]
["September",27,"12AM to 1AM",0,"September 27, 2019 0:00","2019-09-27",76.1,71.2,69.1,107.4,35.05,0.0734,0.72,13.84]
["September",27,"4AM to 5AM",4,"September 27, 2019 4:00","2019-09-27T04:00:00",{"v":75,"d":"75.0"},70.1,{"v":68,"d":"68.0"},103.4,34.16,0.0735,0.69,{"v":13.8,"d":"13.80"}]
["September",27,"7AM to 8AM",7,"September 27, 2019 7:00","2019-09-27T07:00:00",{"v":79,"d":"79.0"},71.3,{"v":68,"d":"68.0"},103.4,35.14,{"v":0.073,"d":"0.0730"},0.69,{"v":13.9,"d":"13.90"}]
["September",27,"8AM to 9AM",8,"September 27, 2019 8:00","2019-09-27T08:00:00",80.6,71.6,67.8,102.7,35.44,0.0728,0.69,13.94]
["September",27,"11AM to 12PM",11,"September 27, 2019 11:00","2019-09-27T11:00:00",85.1,72.5,67.1,100.1,36.14,0.0722,0.67,14.05]
["September",27,"2PM to 3PM",14,"September 27, 2019 14:00","2019-09-27T14:00:00",85.5,72.5,66.9,99.5,36.13,0.0721,0.67,14.06]
["September",27,"8PM to 9PM",20,"September 27, 2019 20:00","2019-09-27T20:00:00",78.6,70.7,67.3,100.8,34.64,{"v":0.073,"d":"0.0730"},0.67,13.89]
["September",27,"10PM to 11PM",22,"September 27, 2019 22:00","2019-09-27T22:00:00",78.1,{"v":71,"d":"71.0"},{"v":68,"d":"68.0"},103.4,34.92,0.0731,0.69,13.88]
["September",28,"1AM to 2AM",1,"September 28, 2019 1:00","2019-09-28T01:00:00",{"v":77,"d":"77.0"},{"v":70,"d":"70.0"},66.9,99.5,34.05,0.0733,0.67,13.84]
["September",28,"5AM to 6AM",5,"September 28, 2019 5:00","2019-09-28T05:00:00",{"v":77,"d":"77.0"},69.4,{"v":66,"d":"66.0"},96.4,33.56,0.0733,0.64,13.83]
["September",28,"8AM to 9AM",8,"September 28, 2019 8:00","2019-09-28T08:00:00",81.3,70.8,66.2,{"v":97,"d":"97.0"},34.72,0.0727,0.65,13.94]
["September",28,"9AM to 10AM",9,"September 28, 2019 9:00","2019-09-28T09:00:00",83.7,71.3,65.8,95.8,{"v":35.1,"d":"35.10"},0.0724,0.64,{"v":14,"d":"14.00"}]
["September",28,"12PM to 1PM",12,"September 28, 2019 12:00","2019-09-28T12:00:00",87.3,{"v":72,"d":"72.0"},65.3,93.9,{"v":35.7,"d":"35.70"},0.0719,0.63,14.09]
["September",28,"3PM to 4PM",15,"September 28, 2019 15:00","2019-09-28T15:00:00",85.3,71.6,65.7,95.1,{"v":35.4,"d":"35.40"},0.0722,0.64,14.04]
["September",28,"9PM to 10PM",21,"September 28, 2019 21:00","2019-09-28T21:00:00",78.4,{"v":70,"d":"70.0"},66.2,{"v":97,"d":"97.0"},34.01,0.0731,0.65,13.87]
["September",28,"11PM to 12AM",23,"September 28, 2019 23:00","2019-09-28T23:00:00",{"v":77,"d":"77.0"},{"v":70,"d":"70.0"},66.9,99.5,34.05,0.0733,0.67,13.84]
["September",29,"3AM to 4AM",3,"September 29, 2019 3:00","2019-09-29T03:00:00",74.3,{"v":70,"d":"70.0"},68.2,{"v":104,"d":"104.0"},34.09,0.0736,0.69,13.79]
["September",29,"6AM to 7AM",6,"September 29, 2019 6:00","2019-09-29T06:00:00",75.2,70.7,68.7,{"v":106,"d":"106.0"},34.62,0.0735,0.71,13.81]
["September",29,"9AM to 10AM",9,"September 29, 2019 9:00","2019-09-29T09:00:00",80.6,71.9,68.2,{"v":104,"d":"104.0"},35.64,0.0728,0.69,13.95]
["September",29,"10AM to 11AM",10,"September 29, 2019 10:00","2019-09-29T10:00:00",82.9,71.7,66.9,99.5,35.51,0.0725,0.67,13.99]
["September",29,"1PM to 2PM",13,"September 29, 2019 13:00","2019-09-29T13:00:00",84.9,71.8,{"v":66,"d":"66.0"},96.4,35.51,0.0722,0.64,14.04]
["September",29,"6PM to 7PM",18,"September 29, 2019 18:00","2019-09-29T18:00:00",80.6,70.2,65.5,94.5,34.16,0.0728,0.63,13.92]
["September",29,"9PM to 10PM",21,"September 29, 2019 21:00","2019-09-29T21:00:00",77.7,69.9,66.4,97.6,33.93,0.0732,0.65,13.85]
["September",30,"12AM to 1AM",0,"September 30, 2019 0:00","2019-09-30",77.7,69.9,66.4,97.6,33.93,0.0732,0.65,13.85]
["September",30,"4AM to 5AM",4,"September 30, 2019 4:00","2019-09-30T04:00:00",75.9,69.7,66.9,99.5,33.78,0.0734,0.67,13.81]
["September",30,"7AM to 8AM",7,"September 30, 2019 7:00","2019-09-30T07:00:00",80.1,70.4,{"v":66,"d":"66.0"},96.4,34.31,0.0729,0.64,13.91]
["September",30,"10AM to 11AM",10,"September 30, 2019 10:00","2019-09-30T10:00:00",{"v":86,"d":"86.0"},72.1,{"v":66,"d":"66.0"},96.4,35.77,0.0721,0.64,14.06]
["September",30,"11AM to 12PM",11,"September 30, 2019 11:00","2019-09-30T11:00:00",{"v":86,"d":"86.0"},{"v":72,"d":"72.0"},65.8,95.8,35.68,0.0721,0.64,14.06]
["September",30,"2PM to 3PM",14,"September 30, 2019 14:00","2019-09-30T14:00:00",84.9,71.7,65.8,95.8,35.41,0.0722,0.64,14.03]
["September",30,"7PM to 8PM",19,"September 30, 2019 19:00","2019-09-30T19:00:00",78.3,69.9,66.2,{"v":97,"d":"97.0"},33.96,0.0731,0.65,13.87]
["September",30,"10PM to 11PM",22,"September 30, 2019 22:00","2019-09-30T22:00:00",{"v":77,"d":"77.0"},69.8,66.6,98.2,33.85,0.0733,0.66,13.84]
["October",1,"1AM to 2AM",1,"October 1, 2019 1:00","2019-10-01T01:00:00",76.1,69.6,66.7,98.9,33.72,0.0734,0.66,13.82]
["October",1,"5AM to 6AM",5,"October 1, 2019 5:00","2019-10-01T05:00:00",{"v":75,"d":"75.0"},69.7,67.3,100.8,33.76,0.0735,0.67,13.79]
["October",1,"8AM to 9AM",8,"October 1, 2019 8:00","2019-10-01T08:00:00",80.4,71.5,67.6,102.1,35.29,0.0728,0.68,13.94]
["October",1,"11AM to 12PM",11,"October 1, 2019 11:00","2019-10-01T11:00:00",85.3,71.3,65.1,93.3,35.12,0.0722,0.63,14.04]
["October",1,"12PM to 1PM",12,"October 1, 2019 12:00","2019-10-01T12:00:00",85.6,71.3,64.9,92.7,35.11,0.0722,0.62,14.04]
["October",1,"4PM to 5PM",16,"October 1, 2019 16:00","2019-10-01T16:00:00",{"v":82,"d":"82.0"},70.3,64.9,92.7,34.23,0.0726,0.62,13.95]
["October",1,"8PM to 9PM",20,"October 1, 2019 20:00","2019-10-01T20:00:00",78.1,69.1,64.9,92.7,33.25,0.0732,0.62,13.85]
["October",1,"11PM to 12AM",23,"October 1, 2019 23:00","2019-10-01T23:00:00",77.4,{"v":69,"d":"69.0"},65.1,93.3,33.17,0.0733,0.63,13.83]
["October",2,"2AM to 3AM",2,"October 2, 2019 2:00","2019-10-02T02:00:00",75.6,68.4,65.1,93.3,32.73,0.0735,0.63,13.78]
["October",2,"6AM to 7AM",6,"October 2, 2019 6:00","2019-10-02T06:00:00",77.7,69.1,65.1,93.3,33.26,0.0732,0.63,13.84]
["October",2,"9AM to 10AM",9,"October 2, 2019 9:00","2019-10-02T09:00:00",82.9,70.6,65.1,93.3,34.54,0.0725,0.63,13.98]
["October",2,"12PM to 1PM",12,"October 2, 2019 12:00","2019-10-02T12:00:00",85.6,70.6,63.7,88.7,34.47,0.0722,0.59,14.03]
["October",2,"1PM to 2PM",13,"October 2, 2019 13:00","2019-10-02T13:00:00",{"v":86,"d":"86.0"},70.3,{"v":63,"d":"63.0"},86.4,34.21,0.0721,0.58,14.03]
["October",2,"5PM to 6PM",17,{"$f":"A6601&\" \"&B6601&\", \"&$D$5&\" \"&D6601&\":00\"","v":"October 2, 2019 17:00"},{"$f":"DATEVALUE(E6601)+TIMEVALUE(E6601)","v":"2019-10-02T17:00:00"},80.8,69.5,64.2,90.4,33.55,0.0728,0.61,13.91]
["October",2,"9PM to 10PM",21,"October 2, 2019 21:00","2019-10-02T21:00:00",76.6,68.7,64.9,92.7,{"v":32.9,"d":"32.90"},0.0734,0.62,13.81]
["October",3,"12AM to 1AM",0,"October 3, 2019 0:00","2019-10-03",72.7,67.5,65.1,93.3,32.02,0.0739,0.63,13.71]
["October",3,"3AM to 4AM",3,"October 3, 2019 3:00","2019-10-03T03:00:00",{"v":73,"d":"73.0"},68.1,65.8,95.8,32.49,0.0738,0.64,13.73]
["October",3,"7AM to 8AM",7,"October 3, 2019 7:00","2019-10-03T07:00:00",{"v":79,"d":"79.0"},69.4,64.9,92.7,33.48,{"v":0.073,"d":"0.0730"},0.62,13.87]
["October",3,"10AM to 11AM",10,"October 3, 2019 10:00","2019-10-03T10:00:00",82.9,71.7,66.9,99.5,35.51,0.0725,0.67,13.99]
["October",3,"11AM to 12PM",11,"October 3, 2019 11:00","2019-10-03T11:00:00",82.9,71.9,67.1,100.1,35.61,0.0725,0.67,{"v":14,"d":"14.00"}]
["October",3,"2PM to 3PM",14,"October 3, 2019 14:00","2019-10-03T14:00:00",82.2,71.9,67.5,101.4,35.63,0.0726,0.68,13.98]
["October",3,"6PM to 7PM",18,"October 3, 2019 18:00","2019-10-03T18:00:00",79.7,70.8,66.9,99.5,34.71,0.0729,0.67,13.91]
["October",3,"10PM to 11PM",22,"October 3, 2019 22:00","2019-10-03T22:00:00",75.9,69.1,{"v":66,"d":"66.0"},96.4,33.29,0.0734,0.64,{"v":13.8,"d":"13.80"}]
["October",4,"1AM to 2AM",1,"October 4, 2019 1:00","2019-10-04T01:00:00",{"v":73,"d":"73.0"},68.2,{"v":66,"d":"66.0"},96.4,32.58,0.0738,0.64,13.73]
["October",4,"4AM to 5AM",4,"October 4, 2019 4:00","2019-10-04T04:00:00",{"v":70,"d":"70.0"},67.3,{"v":66,"d":"66.0"},96.4,31.83,0.0743,0.64,13.65]
["October",4,"8AM to 9AM",8,"October 4, 2019 8:00","2019-10-04T08:00:00",79.7,71.6,68.2,{"v":104,"d":"104.0"},35.42,0.0729,0.69,13.92]
["October",4,"11AM to 12PM",11,"October 4, 2019 11:00","2019-10-04T11:00:00",83.7,71.9,66.9,99.5,35.69,0.0724,0.67,14.01]
["October",4,"12PM to 1PM",12,"October 4, 2019 12:00","2019-10-04T12:00:00",84.2,71.1,65.3,93.9,34.95,0.0723,0.63,14.01]
["October",4,"3PM to 4PM",15,"October 4, 2019 15:00","2019-10-04T15:00:00",84.4,71.6,{"v":66,"d":"66.0"},96.4,35.37,0.0723,0.64,14.02]
["October",4,"7PM to 8PM",19,"October 4, 2019 19:00","2019-10-04T19:00:00",{"v":81,"d":"81.0"},71.9,{"v":68,"d":"68.0"},103.4,35.63,0.0727,0.69,13.96]
["October",4,"11PM to 12AM",23,"October 4, 2019 23:00","2019-10-04T23:00:00",80.2,72.3,69.1,107.4,36.08,0.0728,0.72,13.95]
["October",5,"2AM to 3AM",2,"October 5, 2019 2:00","2019-10-05T02:00:00",77.9,71.3,68.5,105.3,35.18,0.0731,{"v":0.7,"d":"0.70"},13.88]
["October",5,"5AM to 6AM",5,"October 5, 2019 5:00","2019-10-05T05:00:00",77.5,71.2,68.5,105.3,35.09,0.0732,{"v":0.7,"d":"0.70"},13.87]
["October",5,"9AM to 10AM",9,{"$f":"A6665&\" \"&B6665&\", \"&$D$5&\" \"&D6665&\":00\"","v":"October 5, 2019 9:00"},{"$f":"DATEVALUE(E6665)+TIMEVALUE(E6665)","v":"2019-10-05T09:00:00"},82.9,{"v":74,"d":"74.0"},70.5,112.9,37.61,0.0724,0.75,14.04]
["October",5,"12PM to 1PM",12,"October 5, 2019 12:00","2019-10-05T12:00:00",87.4,74.1,68.7,{"v":106,"d":"106.0"},37.64,0.0718,0.71,14.13]
["October",5,"4PM to 5PM",16,"October 5, 2019 16:00","2019-10-05T16:00:00",{"v":84,"d":"84.0"},72.7,{"v":68,"d":"68.0"},103.4,36.38,0.0723,0.69,14.03]
["October",5,"5PM to 6PM",17,"October 5, 2019 17:00","2019-10-05T17:00:00",82.9,72.2,67.6,102.1,35.91,0.0725,0.68,{"v":14,"d":"14.00"}]
["October",5,"8PM to 9PM",20,"October 5, 2019 20:00","2019-10-05T20:00:00",80.6,71.3,67.3,100.8,35.13,0.0728,0.67,13.94]
["October",6,"12AM to 1AM",0,"October 6, 2019 0:00","2019-10-06",79.3,70.8,67.1,100.1,34.72,{"v":0.073,"d":"0.0730"},0.67,{"v":13.9,"d":"13.90"}]
["October",6,"3AM to 4AM",3,"October 6, 2019 3:00","2019-10-06T03:00:00",78.4,70.2,66.6,98.2,{"v":34.2,"d":"34.20"},0.0731,0.66,13.87]
["October",6,"7AM to 8AM",7,"October 6, 2019 7:00","2019-10-06T07:00:00",80.1,70.9,66.9,99.5,{"v":34.8,"d":"34.80"},0.0729,0.67,13.92]
["October",6,"10AM to 11AM",10,"October 6, 2019 10:00","2019-10-06T10:00:00",{"v":84,"d":"84.0"},70.9,64.9,92.7,34.71,0.0724,0.62,{"v":14,"d":"14.00"}]
["October",6,"1PM to 2PM",13,"October 6, 2019 13:00","2019-10-06T13:00:00",{"v":84,"d":"84.0"},71.5,{"v":66,"d":"66.0"},96.4,35.28,0.0723,0.64,14.01]
["October",6,"5PM to 6PM",17,"October 6, 2019 17:00","2019-10-06T17:00:00",{"v":81,"d":"81.0"},70.5,65.8,95.8,34.44,0.0728,0.64,13.93]
["October",6,"6PM to 7PM",18,"October 6, 2019 18:00","2019-10-06T18:00:00",80.1,70.6,66.4,97.6,{"v":34.5,"d":"34.50"},0.0729,0.65,13.91]
["October",6,"9PM to 10PM",21,"October 6, 2019 21:00","2019-10-06T21:00:00",{"v":79,"d":"79.0"},70.1,66.2,{"v":97,"d":"97.0"},34.14,{"v":0.073,"d":"0.0730"},0.65,13.88]
["October",7,"1AM to 2AM",1,"October 7, 2019 1:00","2019-10-07T01:00:00",78.1,69.1,64.9,92.7,33.25,0.0732,0.62,13.85]
["October",7,"4AM to 5AM",4,"October 7, 2019 4:00","2019-10-07T04:00:00",78.1,69.8,{"v":66,"d":"66.0"},96.4,33.82,0.0731,0.64,13.86]
["October",7,"8AM to 9AM",8,"October 7, 2019 8:00","2019-10-07T08:00:00",80.1,71.4,67.6,102.1,{"v":35.2,"d":"35.20"},0.0728,0.68,13.93]
["October",7,"11AM to 12PM",11,"October 7, 2019 11:00","2019-10-07T11:00:00",85.1,72.8,67.6,102.1,36.44,0.0722,0.68,14.06]
["October",7,"2PM to 3PM",14,"October 7, 2019 14:00","2019-10-07T14:00:00",84.7,72.1,66.7,98.9,35.85,0.0722,0.66,14.04]
["October",7,"4PM to 5PM",16,"October 7, 2019 16:00","2019-10-07T16:00:00",80.1,70.9,66.9,99.5,{"v":34.8,"d":"34.80"},0.0729,0.67,13.92]
["October",7,"7PM to 8PM",19,"October 7, 2019 19:00","2019-10-07T19:00:00",{"v":77,"d":"77.0"},71.4,69.1,107.4,35.28,0.0732,0.72,13.87]
["October",7,"11PM to 12AM",23,"October 7, 2019 23:00","2019-10-07T23:00:00",76.3,69.6,66.6,98.2,33.67,0.0734,0.66,13.82]
["October",8,"2AM to 3AM",{"$f":"IF(D6729+1>23,0,D6729+1)","v":2},"October 8, 2019 2:00","2019-10-08T02:00:00",{"v":77,"d":"77.0"},69.4,{"v":66,"d":"66.0"},96.4,33.56,0.0733,0.64,13.83]
["October",8,"5AM to 6AM",5,"October 8, 2019 5:00","2019-10-08T05:00:00",77.4,69.5,{"v":66,"d":"66.0"},96.4,33.65,0.0732,0.64,13.84]
["October",8,"9AM to 10AM",9,"October 8, 2019 9:00","2019-10-08T09:00:00",82.6,71.3,66.4,97.6,35.12,0.0725,0.65,13.98]
["October",8,"12PM to 1PM",12,"October 8, 2019 12:00","2019-10-08T12:00:00",85.6,71.3,64.9,92.7,35.11,0.0722,0.62,14.04]
["October",8,"3PM to 4PM",15,"October 8, 2019 15:00","2019-10-08T15:00:00",83.3,70.3,64.4,{"v":91,"d":"91.0"},34.26,0.0725,0.61,13.98]
["October",8,"5PM to 6PM",17,"October 8, 2019 17:00","2019-10-08T17:00:00",80.8,70.3,65.7,95.1,{"v":34.3,"d":"34.30"},0.0728,0.64,13.93]
["October",8,"8PM to 9PM",20,"October 8, 2019 20:00","2019-10-08T20:00:00",78.1,69.9,66.2,{"v":97,"d":"97.0"},33.92,0.0731,0.65,13.86]
["October",9,"12AM to 1AM",0,"October 9, 2019 0:00","2019-10-09",77.4,69.5,{"v":66,"d":"66.0"},96.4,33.65,0.0732,0.64,13.84]
["October",9,"3AM to 4AM",3,"October 9, 2019 3:00","2019-10-09T03:00:00",76.3,68.3,64.6,91.6,32.63,0.0734,0.61,{"v":13.8,"d":"13.80"}]
["October",9,"6AM to 7AM",6,"October 9, 2019 6:00","2019-10-09T06:00:00",79.3,69.7,65.3,93.9,33.75,{"v":0.073,"d":"0.0730"},0.63,13.88]
["October",9,"10AM to 11AM",10,"October 9, 2019 10:00","2019-10-09T10:00:00",87.1,71.7,64.9,92.7,35.47,{"v":0.072,"d":"0.0720"},0.62,14.08]
["October",9,"12PM to 1PM",12,"October 9, 2019 12:00","2019-10-09T12:00:00",87.1,71.4,64.4,{"v":91,"d":"91.0"},35.19,{"v":0.072,"d":"0.0720"},0.61,14.07]
["October",9,"5PM to 6PM",17,"October 9, 2019 17:00","2019-10-09T17:00:00",{"v":81,"d":"81.0"},69.8,64.8,92.1,33.87,0.0728,0.62,13.92]
["October",9,"6PM to 7PM",18,"October 9, 2019 18:00","2019-10-09T18:00:00",80.1,69.7,64.9,92.7,33.74,0.0729,0.62,{"v":13.9,"d":"13.90"}]
["October",9,"9PM to 10PM",21,"October 9, 2019 21:00","2019-10-09T21:00:00",78.4,69.1,64.8,92.1,33.25,0.0731,0.62,13.86]
["October",10,"1AM to 2AM",1,"October 10, 2019 1:00","2019-10-10T01:00:00",{"v":77,"d":"77.0"},68.8,64.9,92.7,32.99,0.0733,0.62,13.82]
["October",10,"4AM to 5AM",4,"October 10, 2019 4:00","2019-10-10T04:00:00",75.9,68.4,64.9,92.7,32.72,0.0735,0.62,13.79]
["October",10,"7AM to 8AM",7,"October 10, 2019 7:00","2019-10-10T07:00:00",80.1,69.7,64.9,92.7,33.74,0.0729,0.62,{"v":13.9,"d":"13.90"}]
["October",10,"11AM to 12PM",11,"October 10, 2019 11:00","2019-10-10T11:00:00",85.3,71.6,65.7,95.1,{"v":35.4,"d":"35.40"},0.0722,0.64,14.04]
["October",10,"1PM to 2PM",13,"October 10, 2019 13:00","2019-10-10T13:00:00",{"v":86,"d":"86.0"},72.1,{"v":66,"d":"66.0"},96.4,35.77,0.0721,0.64,14.06]
["October",10,"4PM to 5PM",16,"October 10, 2019 16:00","2019-10-10T16:00:00",{"v":82,"d":"82.0"},70.9,{"v":66,"d":"66.0"},96.4,{"v":34.8,"d":"34.80"},0.0726,0.64,13.96]
["October",10,"7PM to 8PM",19,"October 10, 2019 19:00","2019-10-10T19:00:00",78.1,70.3,66.9,99.5,34.31,0.0731,0.67,13.87]
["October",10,"10PM to 11PM",22,"October 10, 2019 22:00","2019-10-10T22:00:00",78.1,70.3,66.9,99.5,34.31,0.0731,0.67,13.87]
["October",11,"2AM to 3AM",2,"October 11, 2019 2:00","2019-10-11T02:00:00",77.7,70.3,67.1,100.1,34.32,0.0732,0.67,13.86]
["October",11,"5AM to 6AM",5,"October 11, 2019 5:00","2019-10-11T05:00:00",77.7,70.3,67.1,100.1,34.32,0.0732,0.67,13.86]
["October",11,"8AM to 9AM",8,"October 11, 2019 8:00","2019-10-11T08:00:00",80.6,71.6,67.8,102.7,35.44,0.0728,0.69,13.94]
["October",11,"10AM to 11AM",10,"October 11, 2019 10:00","2019-10-11T10:00:00",{"v":84,"d":"84.0"},72.1,66.9,99.5,35.77,0.0723,0.67,14.02]
["October",11,"4PM to 5PM",16,"October 11, 2019 16:00","2019-10-11T16:00:00",{"v":84,"d":"84.0"},70.9,64.9,92.7,34.71,0.0724,0.62,{"v":14,"d":"14.00"}]
["October",11,"5PM to 6PM",17,"October 11, 2019 17:00","2019-10-11T17:00:00",{"v":82,"d":"82.0"},70.8,65.8,95.8,{"v":34.7,"d":"34.70"},0.0726,0.64,13.96]
["October",11,"8PM to 9PM",20,"October 11, 2019 20:00","2019-10-11T20:00:00",78.1,69.9,66.2,{"v":97,"d":"97.0"},33.92,0.0731,0.65,13.86]
["October",11,"11PM to 12AM",23,"October 11, 2019 23:00","2019-10-11T23:00:00",77.4,69.5,{"v":66,"d":"66.0"},96.4,33.65,0.0732,0.64,13.84]
["October",12,"3AM to 4AM",3,"October 12, 2019 3:00","2019-10-12T03:00:00",74.7,68.4,65.5,94.5,32.69,0.0736,0.63,13.77]
["October",12,"6AM to 7AM",6,"October 12, 2019 6:00","2019-10-12T06:00:00",76.6,69.1,65.7,95.1,33.28,0.0734,0.64,13.82]
["October",12,"9AM to 10AM",9,"October 12, 2019 9:00","2019-10-12T09:00:00",82.6,70.7,65.3,93.9,34.55,0.0726,0.63,13.97]
["October",12,"11AM to 12PM",11,"October 12, 2019 11:00","2019-10-12T11:00:00",85.6,{"v":71,"d":"71.0"},64.4,{"v":91,"d":"91.0"},34.84,0.0722,0.61,14.04]
["October",12,"5PM to 6PM",17,"October 12, 2019 17:00","2019-10-12T17:00:00",81.3,70.5,65.7,95.1,34.43,0.0727,0.64,13.94]
["October",12,"6PM to 7PM",18,"October 12, 2019 18:00","2019-10-12T18:00:00",79.7,70.2,{"v":66,"d":"66.0"},96.4,34.22,0.0729,0.64,{"v":13.9,"d":"13.90"}]
["October",12,"9PM to 10PM",21,"October 12, 2019 21:00","2019-10-12T21:00:00",78.1,69.9,66.2,{"v":97,"d":"97.0"},33.92,0.0731,0.65,13.86]
["October",13,"12AM to 1AM",0,"October 13, 2019 0:00","2019-10-13",76.6,69.4,66.2,{"v":97,"d":"97.0"},33.56,0.0733,0.65,13.82]
["October",13,"4AM to 5AM",4,"October 13, 2019 4:00","2019-10-13T04:00:00",75.9,69.7,66.9,99.5,33.78,0.0734,0.67,13.81]
["October",13,"7AM to 8AM",7,"October 13, 2019 7:00","2019-10-13T07:00:00",78.1,70.3,66.9,99.5,34.31,0.0731,0.67,13.87]
["October",13,"12PM to 1PM",12,"October 13, 2019 12:00","2019-10-13T12:00:00",82.6,73.9,70.5,112.9,37.52,0.0724,0.75,14.03]
["October",13,"3PM to 4PM",15,"October 13, 2019 15:00","2019-10-13T15:00:00",80.4,72.5,69.3,{"v":108,"d":"108.0"},36.23,0.0728,0.72,13.96]
["October",13,"6PM to 7PM",18,"October 13, 2019 18:00","2019-10-13T18:00:00",77.4,70.8,{"v":68,"d":"68.0"},103.4,34.74,0.0732,0.69,13.86]
["October",13,"7PM to 8PM",19,"October 13, 2019 19:00","2019-10-13T19:00:00",75.9,70.4,{"v":68,"d":"68.0"},103.4,34.38,0.0734,0.69,13.83]
["October",13,"10PM to 11PM",22,"October 13, 2019 22:00","2019-10-13T22:00:00",73.9,69.8,{"v":68,"d":"68.0"},103.4,{"v":33.9,"d":"33.90"},0.0737,0.69,13.77]
["October",14,"1AM to 2AM",1,"October 14, 2019 1:00","2019-10-14T01:00:00",73.9,69.8,{"v":68,"d":"68.0"},103.4,{"v":33.9,"d":"33.90"},0.0737,0.69,13.77]
["October",14,"5AM to 6AM",5,"October 14, 2019 5:00","2019-10-14T05:00:00",74.3,70.3,68.5,105.3,34.29,0.0736,{"v":0.7,"d":"0.70"},13.79]
["October",14,"8AM to 9AM",8,"October 14, 2019 8:00","2019-10-14T08:00:00",76.1,70.4,{"v":68,"d":"68.0"},103.4,34.43,0.0734,0.69,13.83]
["October",14,"1PM to 2PM",13,"October 14, 2019 13:00","2019-10-14T13:00:00",{"v":84,"d":"84.0"},71.5,{"v":66,"d":"66.0"},96.4,35.28,0.0723,0.64,14.01]
["October",14,"4PM to 5PM",16,"October 14, 2019 16:00","2019-10-14T16:00:00",82.9,71.2,{"v":66,"d":"66.0"},96.4,35.02,0.0725,0.64,13.98]
["October",14,"7PM to 8PM",19,"October 14, 2019 19:00","2019-10-14T19:00:00",{"v":77,"d":"77.0"},69.4,{"v":66,"d":"66.0"},96.4,33.56,0.0733,0.64,13.83]
["October",14,"8PM to 9PM",20,"October 14, 2019 20:00","2019-10-14T20:00:00",76.6,69.4,66.2,{"v":97,"d":"97.0"},33.56,0.0733,0.65,13.82]
["October",14,"11PM to 12AM",23,"October 14, 2019 23:00","2019-10-14T23:00:00",75.2,68.9,{"v":66,"d":"66.0"},96.4,33.11,0.0735,0.64,13.79]
["October",15,"3AM to 4AM",3,"October 15, 2019 3:00","2019-10-15T03:00:00",73.4,68.5,66.2,{"v":97,"d":"97.0"},32.77,0.0738,0.65,13.74]
["October",15,"6AM to 7AM",6,"October 15, 2019 6:00","2019-10-15T06:00:00",{"v":77,"d":"77.0"},{"v":70,"d":"70.0"},66.9,99.5,34.05,0.0733,0.67,13.84]
["October",15,"10AM to 11AM",10,"October 15, 2019 10:00","2019-10-15T10:00:00",{"v":84,"d":"84.0"},71.5,{"v":66,"d":"66.0"},96.4,35.28,0.0723,0.64,14.01]
["October",15,"2PM to 3PM",14,"October 15, 2019 14:00","2019-10-15T14:00:00",{"v":84,"d":"84.0"},71.6,66.2,{"v":97,"d":"97.0"},35.38,0.0723,0.65,14.01]
["October",15,"5PM to 6PM",17,"October 15, 2019 17:00","2019-10-15T17:00:00",80.8,70.7,66.2,{"v":97,"d":"97.0"},34.58,0.0728,0.65,13.93]
["October",15,"8PM to 9PM",20,"October 15, 2019 20:00","2019-10-15T20:00:00",77.4,69.8,66.4,97.6,33.84,0.0732,0.65,13.84]
["October",15,"9PM to 10PM",21,"October 15, 2019 21:00","2019-10-15T21:00:00",76.6,69.9,66.9,99.5,33.96,0.0733,0.67,13.83]
["October",16,"12AM to 1AM",0,"October 16, 2019 0:00","2019-10-16",75.4,69.5,66.9,99.5,33.65,0.0735,0.67,{"v":13.8,"d":"13.80"}]
["October",16,"4AM to 5AM",4,"October 16, 2019 4:00","2019-10-16T04:00:00",71.1,67.6,{"v":66,"d":"66.0"},96.4,32.09,0.0741,0.64,13.68]
["October",16,"7AM to 8AM",7,"October 16, 2019 7:00","2019-10-16T07:00:00",75.9,70.4,{"v":68,"d":"68.0"},103.4,34.38,0.0734,0.69,13.83]
["October",16,"11AM to 12PM",11,"October 16, 2019 11:00","2019-10-16T11:00:00",77.7,72.2,{"v":70,"d":"70.0"},110.8,35.99,0.0731,0.74,13.89]
["October",16,"3PM to 4PM",15,"October 16, 2019 15:00","2019-10-16T15:00:00",{"v":79,"d":"79.0"},72.1,69.3,{"v":108,"d":"108.0"},35.87,{"v":0.073,"d":"0.0730"},0.72,13.92]
["October",16,"6PM to 7PM",18,"October 16, 2019 18:00","2019-10-16T18:00:00",78.1,70.2,66.7,98.9,34.21,0.0731,0.66,13.87]
["October",16,"9PM to 10PM",21,"October 16, 2019 21:00","2019-10-16T21:00:00",{"v":75,"d":"75.0"},69.4,66.9,99.5,33.56,0.0735,0.67,13.79]
["October",16,"10PM to 11PM",22,"October 16, 2019 22:00","2019-10-16T22:00:00",73.9,69.1,66.9,99.5,33.29,0.0737,0.67,13.76]
["October",17,"1AM to 2AM",1,"October 17, 2019 1:00","2019-10-17T01:00:00",73.9,68.5,{"v":66,"d":"66.0"},96.4,{"v":32.8,"d":"32.80"},0.0737,0.64,13.75]
["October",17,"5AM to 6AM",5,"October 17, 2019 5:00","2019-10-17T05:00:00",{"v":75,"d":"75.0"},{"v":69,"d":"69.0"},66.2,{"v":97,"d":"97.0"},33.17,0.0736,0.65,13.78]
["October",17,"8AM to 9AM",8,"October 17, 2019 8:00","2019-10-17T08:00:00",{"v":79,"d":"79.0"},69.6,65.3,93.9,33.66,{"v":0.073,"d":"0.0730"},0.63,13.87]
["October",17,"12PM to 1PM",12,"October 17, 2019 12:00","2019-10-17T12:00:00",83.7,68.4,60.8,79.9,32.62,0.0725,0.54,13.95]
["October",17,"4PM to 5PM",16,"October 17, 2019 16:00","2019-10-17T16:00:00",{"v":81,"d":"81.0"},69.4,{"v":64,"d":"64.0"},89.8,{"v":33.5,"d":"33.50"},0.0728,{"v":0.6,"d":"0.60"},13.91]
["October",17,"7PM to 8PM",19,"October 17, 2019 19:00","2019-10-17T19:00:00",{"v":77,"d":"77.0"},68.2,{"v":64,"d":"64.0"},89.8,32.53,0.0733,{"v":0.6,"d":"0.60"},13.81]
["October",17,"8PM to 9PM",20,"October 17, 2019 20:00","2019-10-17T20:00:00",76.3,68.3,64.6,91.6,32.63,0.0734,0.61,{"v":13.8,"d":"13.80"}]
["October",17,"11PM to 12AM",23,"October 17, 2019 23:00","2019-10-17T23:00:00",73.9,68.7,66.4,97.6,{"v":33,"d":"33.00"},0.0737,0.65,13.76]
["October",18,"2AM to 3AM",2,"October 18, 2019 2:00","2019-10-18T02:00:00",71.2,{"v":68,"d":"68.0"},66.6,98.2,32.43,0.0741,0.66,13.69]
["October",18,"6AM to 7AM",6,"October 18, 2019 6:00","2019-10-18T06:00:00",70.7,68.6,67.6,102.1,32.89,0.0741,0.68,13.69]
["October",18,"9AM to 10AM",9,"October 18, 2019 9:00","2019-10-18T09:00:00",74.3,69.1,66.7,98.9,33.28,0.0736,0.66,13.77]
["October",18,"1PM to 2PM",13,"October 18, 2019 13:00","2019-10-18T13:00:00",80.1,69.7,64.9,92.7,33.74,0.0729,0.62,{"v":13.9,"d":"13.90"}]
["October",18,"5PM to 6PM",17,{"$f":"A6985&\" \"&B6985&\", \"&$D$5&\" \"&D6985&\":00\"","v":"October 18, 2019 17:00"},{"$f":"DATEVALUE(E6985)+TIMEVALUE(E6985)","v":"2019-10-18T17:00:00"},{"v":77,"d":"77.0"},67.9,63.5,88.1,32.26,0.0733,0.59,13.81]
["October",18,"8PM to 9PM",20,"October 18, 2019 20:00","2019-10-18T20:00:00",{"v":75,"d":"75.0"},67.5,63.9,89.2,31.95,0.0736,{"v":0.6,"d":"0.60"},13.76]
["October",18,"9PM to 10PM",21,"October 18, 2019 21:00","2019-10-18T21:00:00",{"v":75,"d":"75.0"},67.2,63.3,87.5,31.69,0.0736,0.59,13.75]
["October",19,"12AM to 1AM",0,"October 19, 2019 0:00","2019-10-19",73.8,66.5,{"v":63,"d":"63.0"},86.4,{"v":31.2,"d":"31.20"},0.0738,0.58,13.72]
["October",19,"3AM to 4AM",3,"October 19, 2019 3:00","2019-10-19T03:00:00",74.3,67.6,64.4,{"v":91,"d":"91.0"},32.05,0.0737,0.61,13.75]
["October",19,"6AM to 7AM",6,"October 19, 2019 6:00","2019-10-19T06:00:00",75.6,68.7,65.5,94.5,32.92,0.0735,0.63,13.79]
["October",19,"11AM to 12PM",11,"October 19, 2019 11:00","2019-10-19T11:00:00",80.1,70.6,66.4,97.6,{"v":34.5,"d":"34.50"},0.0729,0.65,13.91]
["October",19,"2PM to 3PM",14,"October 19, 2019 14:00","2019-10-19T14:00:00",82.8,71.1,{"v":66,"d":"66.0"},96.4,34.97,0.0725,0.64,13.98]
["October",19,"6PM to 7PM",18,"October 19, 2019 18:00","2019-10-19T18:00:00",77.4,69.5,{"v":66,"d":"66.0"},96.4,33.65,0.0732,0.64,13.84]
["October",19,"9PM to 10PM",21,"October 19, 2019 21:00","2019-10-19T21:00:00",75.4,69.1,66.2,{"v":97,"d":"97.0"},33.25,0.0735,0.65,13.79]
["October",19,"10PM to 11PM",22,"October 19, 2019 22:00","2019-10-19T22:00:00",{"v":75,"d":"75.0"},68.8,{"v":66,"d":"66.0"},96.4,33.07,0.0736,0.64,13.78]
["October",20,"1AM to 2AM",1,"October 20, 2019 1:00","2019-10-20T01:00:00",73.9,68.5,{"v":66,"d":"66.0"},96.4,{"v":32.8,"d":"32.80"},0.0737,0.64,13.75]
["October",20,"7AM to 8AM",7,"October 20, 2019 7:00","2019-10-20T07:00:00",75.9,69.1,{"v":66,"d":"66.0"},96.4,33.29,0.0734,0.64,{"v":13.8,"d":"13.80"}]
["October",20,"9AM to 10AM",9,"October 20, 2019 9:00","2019-10-20T09:00:00",80.1,{"v":70,"d":"70.0"},65.5,94.5,34.02,0.0729,0.63,{"v":13.9,"d":"13.90"}]
["October",20,"12PM to 1PM",12,"October 20, 2019 12:00","2019-10-20T12:00:00",80.8,70.3,65.7,95.1,{"v":34.3,"d":"34.30"},0.0728,0.64,13.93]
["October",20,"4PM to 5PM",16,"October 20, 2019 16:00","2019-10-20T16:00:00",80.1,{"v":68,"d":"68.0"},62.1,83.6,32.32,{"v":0.073,"d":"0.0730"},0.56,13.87]
["October",20,"7PM to 8PM",19,"October 20, 2019 19:00","2019-10-20T19:00:00",75.9,66.7,62.1,83.6,{"v":31.3,"d":"31.30"},0.0735,0.56,13.76]
["October",20,"10PM to 11PM",22,"October 20, 2019 22:00","2019-10-20T22:00:00",{"v":75,"d":"75.0"},66.9,{"v":63,"d":"63.0"},86.4,31.51,0.0736,0.58,13.75]
["October",20,"11PM to 12AM",23,"October 20, 2019 23:00","2019-10-20T23:00:00",74.3,{"v":67,"d":"67.0"},63.5,88.1,{"v":31.6,"d":"31.60"},0.0737,0.59,13.74]
["October",21,"2AM to 3AM",2,"October 21, 2019 2:00","2019-10-21T02:00:00",{"v":73,"d":"73.0"},67.4,64.8,92.1,31.92,0.0739,0.62,13.72]
["October",21,"8AM to 9AM",8,"October 21, 2019 8:00","2019-10-21T08:00:00",77.4,69.3,65.7,95.1,33.45,0.0733,0.64,13.84]
["October",21,"10AM to 11AM",{"$f":"IF(D7049+1>23,0,D7049+1)","v":10},"October 21, 2019 10:00","2019-10-21T10:00:00",78.1,69.8,{"v":66,"d":"66.0"},96.4,33.82,0.0731,0.64,13.86]
["October",21,"1PM to 2PM",13,"October 21, 2019 13:00","2019-10-21T13:00:00",{"v":77,"d":"77.0"},69.4,{"v":66,"d":"66.0"},96.4,33.56,0.0733,0.64,13.83]
["October",21,"5PM to 6PM",17,"October 21, 2019 17:00","2019-10-21T17:00:00",75.2,67.9,64.4,{"v":91,"d":"91.0"},32.27,0.0736,0.61,13.77]
["October",21,"8PM to 9PM",20,"October 21, 2019 20:00","2019-10-21T20:00:00",73.6,68.2,65.7,95.1,32.52,0.0738,0.64,13.74]
["October",21,"11PM to 12AM",23,"October 21, 2019 23:00","2019-10-21T23:00:00",72.3,68.1,66.2,{"v":97,"d":"97.0"},{"v":32.5,"d":"32.50"},0.0739,0.65,13.71]
["October",22,"12AM to 1AM",0,"October 22, 2019 0:00","2019-10-22",71.8,67.8,{"v":66,"d":"66.0"},96.4,32.27,{"v":0.074,"d":"0.0740"},0.64,{"v":13.7,"d":"13.70"}]
["October",22,"5AM to 6AM",5,"October 22, 2019 5:00","2019-10-22T05:00:00",71.2,67.6,65.8,95.8,32.04,0.0741,0.64,13.68]
["October",22,"8AM to 9AM",8,"October 22, 2019 8:00","2019-10-22T08:00:00",74.7,68.8,66.2,{"v":97,"d":"97.0"},33.08,0.0736,0.65,13.77]
["October",22,"11AM to 12PM",11,"October 22, 2019 11:00","2019-10-22T11:00:00",{"v":77,"d":"77.0"},70.2,67.3,100.8,34.24,0.0733,0.67,13.85]
["October",22,"2PM to 3PM",14,"October 22, 2019 14:00","2019-10-22T14:00:00",79.7,70.6,66.6,98.2,34.51,0.0729,0.66,13.91]
["October",22,"6PM to 7PM",18,"October 22, 2019 18:00","2019-10-22T18:00:00",77.5,68.4,{"v":64,"d":"64.0"},89.8,32.66,0.0733,{"v":0.6,"d":"0.60"},13.82]
["October",22,"9PM to 10PM",21,"October 22, 2019 21:00","2019-10-22T21:00:00",75.9,67.8,63.9,89.2,32.17,0.0735,{"v":0.6,"d":"0.60"},13.78]
["October",23,"12AM to 1AM",0,"October 23, 2019 0:00","2019-10-23",74.7,66.6,62.6,85.3,31.25,0.0737,0.57,13.74]
["October",23,"1AM to 2AM",1,"October 23, 2019 1:00","2019-10-23T01:00:00",73.9,66.1,62.1,83.6,30.82,0.0738,0.56,13.71]
["October",23,"6AM to 7AM",6,"October 23, 2019 6:00","2019-10-23T06:00:00",75.7,{"v":68,"d":"68.0"},64.4,{"v":91,"d":"91.0"},{"v":32.4,"d":"32.40"},0.0735,0.61,13.78]
["October",23,"9AM to 10AM",9,"October 23, 2019 9:00","2019-10-23T09:00:00",81.7,69.6,{"v":64,"d":"64.0"},89.8,33.68,0.0727,{"v":0.6,"d":"0.60"},13.93]
["October",23,"12PM to 1PM",12,"October 23, 2019 12:00","2019-10-23T12:00:00",84.6,70.1,63.3,87.5,34.03,0.0723,0.59,{"v":14,"d":"14.00"}]
["October",23,"3PM to 4PM",15,"October 23, 2019 15:00","2019-10-23T15:00:00",82.2,69.2,{"v":63,"d":"63.0"},86.4,33.28,0.0726,0.58,13.93]
["October",23,"7PM to 8PM",19,"October 23, 2019 19:00","2019-10-23T19:00:00",75.9,67.9,{"v":64,"d":"64.0"},89.8,32.27,0.0735,{"v":0.6,"d":"0.60"},13.78]
["October",23,"10PM to 11PM",22,"October 23, 2019 22:00","2019-10-23T22:00:00",{"v":77,"d":"77.0"},68.8,64.9,92.7,32.99,0.0733,0.62,13.82]
["October",24,"1AM to 2AM",1,{"$f":"A7113&\" \"&B7113&\", \"&$D$5&\" \"&D7113&\":00\"","v":"October 24, 2019 1:00"},{"$f":"DATEVALUE(E7113)+TIMEVALUE(E7113)","v":"2019-10-24T01:00:00"},75.9,68.4,64.9,92.7,32.72,0.0735,0.62,13.79]
["October",24,"3AM to 4AM",3,"October 24, 2019 3:00","2019-10-24T03:00:00",75.9,68.8,65.5,94.5,{"v":33,"d":"33.00"},0.0735,0.63,{"v":13.8,"d":"13.80"}]
["October",24,"6AM to 7AM",6,"October 24, 2019 6:00","2019-10-24T06:00:00",77.4,69.5,{"v":66,"d":"66.0"},96.4,33.65,0.0732,0.64,13.84]
["October",24,"10AM to 11AM",10,"October 24, 2019 10:00","2019-10-24T10:00:00",{"v":84,"d":"84.0"},72.1,66.9,99.5,35.77,0.0723,0.67,14.02]
["October",24,"1PM to 2PM",13,"October 24, 2019 13:00","2019-10-24T13:00:00",{"v":84,"d":"84.0"},71.5,{"v":66,"d":"66.0"},96.4,35.28,0.0723,0.64,14.01]
["October",24,"4PM to 5PM",16,"October 24, 2019 16:00","2019-10-24T16:00:00",{"v":79,"d":"79.0"},{"v":70,"d":"70.0"},{"v":66,"d":"66.0"},96.4,34.04,{"v":0.073,"d":"0.0730"},0.64,13.88]
["October",24,"8PM to 9PM",20,"October 24, 2019 20:00","2019-10-24T20:00:00",{"v":77,"d":"77.0"},69.2,65.7,95.1,33.37,0.0733,0.64,13.83]
["October",24,"11PM to 12AM",23,"October 24, 2019 23:00","2019-10-24T23:00:00",76.6,68.7,64.9,92.7,{"v":32.9,"d":"32.90"},0.0734,0.62,13.81]
["October",25,"12AM to 1AM",0,"October 25, 2019 0:00","2019-10-25",76.3,68.1,64.2,90.4,32.44,0.0734,0.61,13.79]
["October",25,"4AM to 5AM",4,"October 25, 2019 4:00","2019-10-25T04:00:00",{"v":75,"d":"75.0"},67.6,{"v":64,"d":"64.0"},89.8,32.04,0.0736,{"v":0.6,"d":"0.60"},13.76]
["October",25,"7AM to 8AM",7,"October 25, 2019 7:00","2019-10-25T07:00:00",78.1,69.1,64.9,92.7,33.25,0.0732,0.62,13.85]
["October",25,"11AM to 12PM",11,"October 25, 2019 11:00","2019-10-25T11:00:00",{"v":84,"d":"84.0"},{"v":70,"d":"70.0"},63.5,88.1,33.99,0.0724,0.59,13.99]
["October",25,"2PM to 3PM",14,"October 25, 2019 14:00","2019-10-25T14:00:00",82.9,70.6,65.1,93.3,34.54,0.0725,0.63,13.98]
["October",25,"5PM to 6PM",17,"October 25, 2019 17:00","2019-10-25T17:00:00",80.2,69.5,64.6,91.6,{"v":33.6,"d":"33.60"},0.0729,0.61,{"v":13.9,"d":"13.90"}]
["October",25,"9PM to 10PM",21,"October 25, 2019 21:00","2019-10-25T21:00:00",78.4,69.1,64.8,92.1,33.25,0.0731,0.62,13.86]
["October",26,"12AM to 1AM",0,"October 26, 2019 0:00","2019-10-26",78.1,69.1,64.9,92.7,33.25,0.0732,0.62,13.85]
["October",26,"1AM to 2AM",1,"October 26, 2019 1:00","2019-10-26T01:00:00",78.1,69.1,64.9,92.7,33.25,0.0732,0.62,13.85]
["October",26,"5AM to 6AM",5,"October 26, 2019 5:00","2019-10-26T05:00:00",75.7,68.6,65.3,93.9,32.87,0.0735,0.63,13.79]
["October",26,"8AM to 9AM",8,"October 26, 2019 8:00","2019-10-26T08:00:00",79.7,69.7,65.1,93.3,33.75,0.0729,0.63,13.89]
["October",26,"12PM to 1PM",12,"October 26, 2019 12:00","2019-10-26T12:00:00",85.6,{"v":71,"d":"71.0"},64.4,{"v":91,"d":"91.0"},34.84,0.0722,0.61,14.04]
["October",26,"3PM to 4PM",15,"October 26, 2019 15:00","2019-10-26T15:00:00",82.6,{"v":71,"d":"71.0"},65.8,95.8,34.83,0.0725,0.64,13.97]
["October",26,"7PM to 8PM",19,"October 26, 2019 19:00","2019-10-26T19:00:00",78.1,69.8,{"v":66,"d":"66.0"},96.4,33.82,0.0731,0.64,13.86]
["October",26,"10PM to 11PM",22,"October 26, 2019 22:00","2019-10-26T22:00:00",{"v":77,"d":"77.0"},68.8,64.9,92.7,32.99,0.0733,0.62,13.82]
["October",27,"1AM to 2AM",1,"October 27, 2019 1:00","2019-10-27T01:00:00",{"v":75,"d":"75.0"},68.2,64.9,92.7,{"v":32.5,"d":"32.50"},0.0736,0.62,13.77]
["October",27,"2AM to 3AM",2,"October 27, 2019 2:00","2019-10-27T02:00:00",{"v":75,"d":"75.0"},67.9,64.6,91.6,32.32,0.0736,0.61,13.77]
["October",27,"6AM to 7AM",6,"October 27, 2019 6:00","2019-10-27T06:00:00",76.3,68.5,64.9,92.7,32.81,0.0734,0.62,{"v":13.8,"d":"13.80"}]
["October",27,"9AM to 10AM",9,"October 27, 2019 9:00","2019-10-27T09:00:00",{"v":79,"d":"79.0"},69.4,64.9,92.7,33.48,{"v":0.073,"d":"0.0730"},0.62,13.87]
["October",27,"1PM to 2PM",13,"October 27, 2019 13:00","2019-10-27T13:00:00",{"v":81,"d":"81.0"},70.6,{"v":66,"d":"66.0"},96.4,34.53,0.0728,0.64,13.93]
["October",27,"4PM to 5PM",16,"October 27, 2019 16:00","2019-10-27T16:00:00",{"v":79,"d":"79.0"},{"v":70,"d":"70.0"},{"v":66,"d":"66.0"},96.4,34.04,{"v":0.073,"d":"0.0730"},0.64,13.88]
["October",27,"8PM to 9PM",20,"October 27, 2019 20:00","2019-10-27T20:00:00",{"v":77,"d":"77.0"},68.1,63.9,89.2,32.44,0.0733,{"v":0.6,"d":"0.60"},13.81]
["October",27,"11PM to 12AM",23,"October 27, 2019 23:00","2019-10-27T23:00:00",76.6,67.9,63.7,88.7,32.26,0.0734,0.59,{"v":13.8,"d":"13.80"}]
["October",28,"3AM to 4AM",3,"October 28, 2019 3:00","2019-10-28T03:00:00",75.9,{"v":68,"d":"68.0"},64.2,90.4,32.36,0.0735,0.61,13.79]
["October",28,"4AM to 5AM",4,"October 28, 2019 4:00","2019-10-28T04:00:00",75.9,68.4,64.9,92.7,32.72,0.0735,0.62,13.79]
["October",28,"7AM to 8AM",7,"October 28, 2019 7:00","2019-10-28T07:00:00",78.1,69.8,{"v":66,"d":"66.0"},96.4,33.82,0.0731,0.64,13.86]
["October",28,"10AM to 11AM",10,"October 28, 2019 10:00","2019-10-28T10:00:00",82.9,70.5,64.9,92.7,34.45,0.0725,0.62,13.97]
["October",28,"2PM to 3PM",14,"October 28, 2019 14:00","2019-10-28T14:00:00",82.9,70.6,65.1,93.3,34.54,0.0725,0.63,13.98]
["October",28,"5PM to 6PM",17,"October 28, 2019 17:00","2019-10-28T17:00:00",80.1,68.8,63.5,88.1,33.01,0.0729,0.59,13.88]
["October",28,"9PM to 10PM",21,"October 28, 2019 21:00","2019-10-28T21:00:00",77.4,68.2,63.9,89.2,32.53,0.0733,{"v":0.6,"d":"0.60"},13.82]
["October",29,"12AM to 1AM",0,"October 29, 2019 0:00","2019-10-29",75.7,68.8,65.7,95.1,33.06,0.0735,0.64,{"v":13.8,"d":"13.80"}]
["October",29,"4AM to 5AM",4,"October 29, 2019 4:00","2019-10-29T04:00:00",73.9,68.5,{"v":66,"d":"66.0"},96.4,{"v":32.8,"d":"32.80"},0.0737,0.64,13.75]
["October",29,"5AM to 6AM",5,"October 29, 2019 5:00","2019-10-29T05:00:00",75.6,{"v":69,"d":"69.0"},{"v":66,"d":"66.0"},96.4,{"v":33.2,"d":"33.20"},0.0735,0.64,13.79]
["October",29,"8AM to 9AM",8,"October 29, 2019 8:00","2019-10-29T08:00:00",80.2,70.4,{"v":66,"d":"66.0"},96.4,34.35,0.0729,0.64,13.91]
["October",29,"12PM to 1PM",12,"October 29, 2019 12:00","2019-10-29T12:00:00",84.9,71.3,65.3,93.9,35.12,0.0722,0.63,14.03]
["October",29,"3PM to 4PM",15,"October 29, 2019 15:00","2019-10-29T15:00:00",{"v":82,"d":"82.0"},70.8,65.8,95.8,{"v":34.7,"d":"34.70"},0.0726,0.64,13.96]
["October",29,"6PM to 7PM",18,"October 29, 2019 18:00","2019-10-29T18:00:00",77.4,70.1,66.9,99.5,34.13,0.0732,0.67,13.85]
["October",29,"10PM to 11PM",22,"October 29, 2019 22:00","2019-10-29T22:00:00",{"v":75,"d":"75.0"},69.4,66.9,99.5,33.56,0.0735,0.67,13.79]
["October",30,"1AM to 2AM",1,"October 30, 2019 1:00","2019-10-30T01:00:00",{"v":73,"d":"73.0"},68.8,66.9,99.5,33.07,0.0738,0.67,13.74]
["October",30,"5AM to 6AM",5,"October 30, 2019 5:00","2019-10-30T05:00:00",71.6,67.9,66.2,{"v":97,"d":"97.0"},32.32,{"v":0.074,"d":"0.0740"},0.65,13.69]
["October",30,"6AM to 7AM",6,"October 30, 2019 6:00","2019-10-30T06:00:00",73.4,68.9,66.9,99.5,33.16,0.0738,0.67,13.75]
["October",30,"9AM to 10AM",9,"October 30, 2019 9:00","2019-10-30T09:00:00",{"v":79,"d":"79.0"},70.1,66.2,{"v":97,"d":"97.0"},34.14,{"v":0.073,"d":"0.0730"},0.65,13.88]
["October",30,"1PM to 2PM",13,"October 30, 2019 13:00","2019-10-30T13:00:00",{"v":82,"d":"82.0"},71.5,66.9,99.5,35.29,0.0726,0.67,13.97]
["October",30,"4PM to 5PM",16,"October 30, 2019 16:00","2019-10-30T16:00:00",{"v":81,"d":"81.0"},71.2,66.9,99.5,35.02,0.0727,0.67,13.94]
["October",30,"7PM to 8PM",19,"October 30, 2019 19:00","2019-10-30T19:00:00",78.1,70.3,66.9,99.5,34.31,0.0731,0.67,13.87]
["October",30,"11PM to 12AM",23,"October 30, 2019 23:00","2019-10-30T23:00:00",74.3,69.1,66.7,98.9,33.28,0.0736,0.66,13.77]
["October",31,"2AM to 3AM",2,"October 31, 2019 2:00","2019-10-31T02:00:00",70.7,67.5,{"v":66,"d":"66.0"},96.4,32.01,0.0742,0.64,13.67]
["October",31,"6AM to 7AM",6,"October 31, 2019 6:00","2019-10-31T06:00:00",73.9,68.2,65.5,94.5,32.52,0.0737,0.63,13.75]
["October",31,"7AM to 8AM",7,"October 31, 2019 7:00","2019-10-31T07:00:00",75.9,68.4,64.9,92.7,32.72,0.0735,0.62,13.79]
["October",31,"10AM to 11AM",10,"October 31, 2019 10:00","2019-10-31T10:00:00",82.9,73.1,69.1,107.4,36.74,0.0724,0.72,14.02]
["October",31,"2PM to 3PM",14,"October 31, 2019 14:00","2019-10-31T14:00:00",{"v":81,"d":"81.0"},72.5,69.1,107.4,36.25,0.0727,0.72,13.97]
["October",31,"5PM to 6PM",17,"October 31, 2019 17:00","2019-10-31T17:00:00",80.1,71.9,68.5,105.3,35.72,0.0728,{"v":0.7,"d":"0.70"},13.94]
["October",31,"8PM to 9PM",20,"October 31, 2019 20:00","2019-10-31T20:00:00",75.7,70.2,67.8,102.7,34.24,0.0734,0.69,13.82]
["October",31,"11PM to 12AM",23,"October 31, 2019 23:00","2019-10-31T23:00:00",73.9,69.6,67.6,102.1,33.69,0.0737,0.68,13.77]
["November",1,"4AM to 5AM",4,"November 1, 2019 4:00","2019-11-01T04:00:00",71.8,69.2,{"v":68,"d":"68.0"},103.4,33.36,{"v":0.074,"d":"0.0740"},0.69,13.72]
["November",1,"5AM to 6AM",5,"November 1, 2019 5:00","2019-11-01T05:00:00",70.5,68.2,67.1,100.1,32.55,0.0742,0.67,13.68]
["November",1,"8AM to 9AM",8,"November 1, 2019 8:00","2019-11-01T08:00:00",78.1,72.3,{"v":70,"d":"70.0"},110.8,36.08,0.0731,0.74,{"v":13.9,"d":"13.90"}]
["November",1,"11AM to 12PM",11,"November 1, 2019 11:00","2019-11-01T11:00:00",{"v":84,"d":"84.0"},72.7,{"v":68,"d":"68.0"},103.4,36.38,0.0723,0.69,14.03]
["November",1,"3PM to 4PM",15,"November 1, 2019 15:00","2019-11-01T15:00:00",{"v":81,"d":"81.0"},73.1,{"v":70,"d":"70.0"},110.8,36.79,0.0727,0.74,13.98]
["November",1,"6PM to 7PM",18,"November 1, 2019 18:00","2019-11-01T18:00:00",71.1,70.3,{"v":70,"d":"70.0"},110.8,34.35,{"v":0.074,"d":"0.0740"},0.74,13.72]
["November",1,"9PM to 10PM",21,"November 1, 2019 21:00","2019-11-01T21:00:00",{"v":72,"d":"72.0"},67.2,64.9,92.7,31.75,{"v":0.074,"d":"0.0740"},0.62,13.69]
["November",2,"12AM to 1AM",0,"November 2, 2019 0:00","2019-11-02",{"v":75,"d":"75.0"},68.2,64.9,92.7,{"v":32.5,"d":"32.50"},0.0736,0.62,13.77]
["November",2,"5AM to 6AM",5,"November 2, 2019 5:00","2019-11-02T05:00:00",{"v":73,"d":"73.0"},68.8,66.9,99.5,33.07,0.0738,0.67,13.74]
["November",2,"6AM to 7AM",6,"November 2, 2019 6:00","2019-11-02T06:00:00",{"v":72,"d":"72.0"},66.6,{"v":64,"d":"64.0"},89.8,31.29,{"v":0.074,"d":"0.0740"},{"v":0.6,"d":"0.60"},13.68]
["November",2,"9AM to 10AM",9,"November 2, 2019 9:00","2019-11-02T09:00:00",{"v":77,"d":"77.0"},{"v":70,"d":"70.0"},66.9,99.5,34.05,0.0733,0.67,13.84]
["November",2,"12PM to 1PM",12,"November 2, 2019 12:00","2019-11-02T12:00:00",{"v":82,"d":"82.0"},71.5,66.9,99.5,35.29,0.0726,0.67,13.97]
["November",2,"4PM to 5PM",16,"November 2, 2019 16:00","2019-11-02T16:00:00",{"v":77,"d":"77.0"},{"v":70,"d":"70.0"},66.9,99.5,34.05,0.0733,0.67,13.84]
["November",2,"7PM to 8PM",19,"November 2, 2019 19:00","2019-11-02T19:00:00",{"v":75,"d":"75.0"},70.1,{"v":68,"d":"68.0"},103.4,34.16,0.0735,0.69,{"v":13.8,"d":"13.80"}]
["November",2,"9PM to 10PM",21,"November 2, 2019 21:00","2019-11-02T21:00:00",73.9,69.8,{"v":68,"d":"68.0"},103.4,{"v":33.9,"d":"33.90"},0.0737,0.69,13.77]
["November",3,"3AM to 4AM",3,"November 3, 2019 3:00","2019-11-03T03:00:00",{"v":73,"d":"73.0"},70.3,69.1,107.4,{"v":34.3,"d":"34.30"},0.0738,0.72,13.76]
["November",3,"6AM to 7AM",6,"November 3, 2019 6:00","2019-11-03T06:00:00",73.9,71.1,{"v":70,"d":"70.0"},110.8,35.06,0.0736,0.74,{"v":13.8,"d":"13.80"}]
["November",3,"7AM to 8AM",7,"November 3, 2019 7:00","2019-11-03T07:00:00",{"v":77,"d":"77.0"},{"v":72,"d":"72.0"},{"v":70,"d":"70.0"},110.8,35.81,0.0732,0.74,13.88]
["November",3,"10AM to 11AM",10,"November 3, 2019 10:00","2019-11-03T10:00:00",{"v":81,"d":"81.0"},72.5,69.1,107.4,36.25,0.0727,0.72,13.97]
["November",3,"1PM to 2PM",13,"November 3, 2019 13:00","2019-11-03T13:00:00",{"v":84,"d":"84.0"},74.7,71.1,115.1,38.22,0.0722,0.77,14.07]
["November",3,"5PM to 6PM",17,{"$f":"A7369&\" \"&B7369&\", \"&$D$5&\" \"&D7369&\":00\"","v":"November 3, 2019 17:00"},{"$f":"DATEVALUE(E7369)+TIMEVALUE(E7369)","v":"2019-11-03T17:00:00"},{"v":79,"d":"79.0"},72.6,{"v":70,"d":"70.0"},110.8,{"v":36.3,"d":"36.30"},0.0729,0.74,13.93]
["November",3,"8PM to 9PM",20,"November 3, 2019 20:00","2019-11-03T20:00:00",{"v":77,"d":"77.0"},71.4,69.1,107.4,35.28,0.0732,0.72,13.87]
["November",3,"10PM to 11PM",22,"November 3, 2019 22:00","2019-11-03T22:00:00",{"v":75,"d":"75.0"},71.5,{"v":70,"d":"70.0"},110.8,35.33,0.0735,0.74,13.83]
["November",4,"4AM to 5AM",4,"November 4, 2019 4:00","2019-11-04T04:00:00",73.9,71.9,71.1,115.1,35.72,0.0736,0.77,13.81]
["November",4,"7AM to 8AM",7,"November 4, 2019 7:00","2019-11-04T07:00:00",78.1,73.1,71.1,115.1,36.75,{"v":0.073,"d":"0.0730"},0.77,13.92]
["November",4,"8AM to 9AM",8,"November 4, 2019 8:00","2019-11-04T08:00:00",{"v":81,"d":"81.0"},73.9,71.1,115.1,37.46,0.0726,0.77,13.99]
["November",4,"11AM to 12PM",11,"November 4, 2019 11:00","2019-11-04T11:00:00",84.9,74.9,71.1,115.1,38.44,0.0721,0.77,14.09]
["November",4,"2PM to 3PM",14,"November 4, 2019 14:00","2019-11-04T14:00:00",{"v":84,"d":"84.0"},75.3,{"v":72,"d":"72.0"},118.7,38.79,0.0722,0.79,14.08]
["November",4,"6PM to 7PM",18,"November 4, 2019 18:00","2019-11-04T18:00:00",78.1,{"v":71,"d":"71.0"},{"v":68,"d":"68.0"},103.4,34.92,0.0731,0.69,13.88]
["November",4,"11PM to 12AM",23,"November 4, 2019 23:00","2019-11-04T23:00:00",{"v":73,"d":"73.0"},69.5,{"v":68,"d":"68.0"},103.4,33.67,0.0738,0.69,13.75]
["November",5,"2AM to 3AM",2,"November 5, 2019 2:00","2019-11-05T02:00:00",71.1,68.2,66.9,99.5,32.58,0.0741,0.67,13.69]
["November",5,"5AM to 6AM",5,"November 5, 2019 5:00","2019-11-05T05:00:00",71.1,68.2,66.9,99.5,32.58,0.0741,0.67,13.69]
["November",5,"8AM to 9AM",8,"November 5, 2019 8:00","2019-11-05T08:00:00",80.1,72.9,{"v":70,"d":"70.0"},110.8,36.57,0.0728,0.74,13.96]
["November",5,"9AM to 10AM",9,"November 5, 2019 9:00","2019-11-05T09:00:00",{"v":84,"d":"84.0"},{"v":74,"d":"74.0"},{"v":70,"d":"70.0"},110.8,37.55,0.0723,0.74,14.06]
["November",5,"12PM to 1PM",12,"November 5, 2019 12:00","2019-11-05T12:00:00",84.9,75.5,{"v":72,"d":"72.0"},118.7,39.02,0.0721,0.79,14.11]
["November",5,"4PM to 5PM",16,"November 5, 2019 16:00","2019-11-05T16:00:00",{"v":82,"d":"82.0"},73.4,{"v":70,"d":"70.0"},110.8,37.06,0.0725,0.74,14.01]
["November",5,"7PM to 8PM",19,"November 5, 2019 19:00","2019-11-05T19:00:00",75.9,70.4,{"v":68,"d":"68.0"},103.4,34.38,0.0734,0.69,13.83]
["November",6,"12AM to 1AM",0,"November 6, 2019 0:00","2019-11-06",{"v":73,"d":"73.0"},70.3,69.1,107.4,{"v":34.3,"d":"34.30"},0.0738,0.72,13.76]
["November",6,"3AM to 4AM",3,"November 6, 2019 3:00","2019-11-06T03:00:00",{"v":72,"d":"72.0"},69.2,{"v":68,"d":"68.0"},103.4,33.41,0.0739,0.69,13.72]
["November",6,"6AM to 7AM",6,"November 6, 2019 6:00","2019-11-06T06:00:00",{"v":72,"d":"72.0"},69.9,69.1,107.4,34.03,0.0739,0.72,13.74]
["November",6,"9AM to 10AM",9,{"$f":"A7433&\" \"&B7433&\", \"&$D$5&\" \"&D7433&\":00\"","v":"November 6, 2019 9:00"},{"$f":"DATEVALUE(E7433)+TIMEVALUE(E7433)","v":"2019-11-06T09:00:00"},{"v":82,"d":"82.0"},72.9,69.1,107.4,36.52,0.0725,0.72,{"v":14,"d":"14.00"}]
["November",6,"10AM to 11AM",{"$f":"IF(D7433+1>23,0,D7433+1)","v":10},"November 6, 2019 10:00","2019-11-06T10:00:00",82.9,72.4,{"v":68,"d":"68.0"},103.4,36.11,0.0724,0.69,14.01]
["November",6,"1PM to 2PM",13,"November 6, 2019 13:00","2019-11-06T13:00:00",{"v":84,"d":"84.0"},72.7,{"v":68,"d":"68.0"},103.4,36.38,0.0723,0.69,14.03]
["November",6,"5PM to 6PM",17,"November 6, 2019 17:00","2019-11-06T17:00:00",{"v":77,"d":"77.0"},{"v":70,"d":"70.0"},66.9,99.5,34.05,0.0733,0.67,13.84]
["November",6,"9PM to 10PM",21,"November 6, 2019 21:00","2019-11-06T21:00:00",{"v":75,"d":"75.0"},69.4,66.9,99.5,33.56,0.0735,0.67,13.79]
["November",7,"12AM to 1AM",0,"November 7, 2019 0:00","2019-11-07",73.9,69.1,66.9,99.5,33.29,0.0737,0.67,13.76]
["November",7,"4AM to 5AM",4,"November 7, 2019 4:00","2019-11-07T04:00:00",{"v":73,"d":"73.0"},68.8,66.9,99.5,33.07,0.0738,0.67,13.74]
["November",7,"7AM to 8AM",7,"November 7, 2019 7:00","2019-11-07T07:00:00",73.9,70.5,69.1,107.4,34.52,0.0736,0.72,13.79]
["November",7,"8AM to 9AM",8,"November 7, 2019 8:00","2019-11-07T08:00:00",78.1,71.7,69.1,107.4,35.54,0.0731,0.72,13.89]
["November",7,"11AM to 12PM",11,"November 7, 2019 11:00","2019-11-07T11:00:00",82.9,72.4,{"v":68,"d":"68.0"},103.4,36.11,0.0724,0.69,14.01]
["November",7,"2PM to 3PM",14,"November 7, 2019 14:00","2019-11-07T14:00:00",{"v":82,"d":"82.0"},71.5,66.9,99.5,35.29,0.0726,0.67,13.97]
["November",7,"6PM to 7PM",18,"November 7, 2019 18:00","2019-11-07T18:00:00",75.9,69.1,{"v":66,"d":"66.0"},96.4,33.29,0.0734,0.64,{"v":13.8,"d":"13.80"}]
["November",7,"10PM to 11PM",22,"November 7, 2019 22:00","2019-11-07T22:00:00",{"v":75,"d":"75.0"},68.8,{"v":66,"d":"66.0"},96.4,33.07,0.0736,0.64,13.78]
["November",8,"1AM to 2AM",1,"November 8, 2019 1:00","2019-11-08T01:00:00",{"v":73,"d":"73.0"},67.5,64.9,92.7,32.02,0.0739,0.62,13.72]
["November",8,"5AM to 6AM",5,"November 8, 2019 5:00","2019-11-08T05:00:00",{"v":70,"d":"70.0"},66.6,64.9,92.7,31.26,0.0743,0.62,13.64]
["November",8,"8AM to 9AM",8,"November 8, 2019 8:00","2019-11-08T08:00:00",78.1,71.7,69.1,107.4,35.54,0.0731,0.72,13.89]
["November",8,"9AM to 10AM",9,"November 8, 2019 9:00","2019-11-08T09:00:00",{"v":81,"d":"81.0"},71.2,66.9,99.5,35.02,0.0727,0.67,13.94]
["November",8,"12PM to 1PM",12,"November 8, 2019 12:00","2019-11-08T12:00:00",{"v":84,"d":"84.0"},72.7,{"v":68,"d":"68.0"},103.4,36.38,0.0723,0.69,14.03]
["November",8,"3PM to 4PM",15,"November 8, 2019 15:00","2019-11-08T15:00:00",{"v":81,"d":"81.0"},70.6,{"v":66,"d":"66.0"},96.4,34.53,0.0728,0.64,13.93]
["November",8,"7PM to 8PM",19,"November 8, 2019 19:00","2019-11-08T19:00:00",{"v":75,"d":"75.0"},68.2,64.9,92.7,{"v":32.5,"d":"32.50"},0.0736,0.62,13.77]
["November",8,"11PM to 12AM",23,"November 8, 2019 23:00","2019-11-08T23:00:00",{"v":70,"d":"70.0"},66.6,64.9,92.7,31.26,0.0743,0.62,13.64]
["November",9,"2AM to 3AM",{"$f":"IF(D7497+1>23,0,D7497+1)","v":2},"November 9, 2019 2:00","2019-11-09T02:00:00",69.1,{"v":67,"d":"67.0"},{"v":66,"d":"66.0"},96.4,31.61,0.0744,0.64,13.63]
["November",9,"6AM to 7AM",6,"November 9, 2019 6:00","2019-11-09T06:00:00",{"v":73,"d":"73.0"},68.8,66.9,99.5,33.07,0.0738,0.67,13.74]
["November",9,"9AM to 10AM",9,"November 9, 2019 9:00","2019-11-09T09:00:00",80.1,70.9,66.9,99.5,{"v":34.8,"d":"34.80"},0.0729,0.67,13.92]
["November",9,"10AM to 11AM",10,"November 9, 2019 10:00","2019-11-09T10:00:00",{"v":81,"d":"81.0"},71.2,66.9,99.5,35.02,0.0727,0.67,13.94]
["November",9,"1PM to 2PM",13,"November 9, 2019 13:00","2019-11-09T13:00:00",{"v":84,"d":"84.0"},72.7,{"v":68,"d":"68.0"},103.4,36.38,0.0723,0.69,14.03]
["November",9,"4PM to 5PM",16,"November 9, 2019 16:00","2019-11-09T16:00:00",{"v":79,"d":"79.0"},{"v":70,"d":"70.0"},{"v":66,"d":"66.0"},96.4,34.04,{"v":0.073,"d":"0.0730"},0.64,13.88]
["November",9,"8PM to 9PM",20,"November 9, 2019 20:00","2019-11-09T20:00:00",73.9,67.8,64.9,92.7,32.24,0.0737,0.62,13.74]
["November",10,"12AM to 1AM",0,"November 10, 2019 0:00","2019-11-10",73.9,68.5,{"v":66,"d":"66.0"},96.4,{"v":32.8,"d":"32.80"},0.0737,0.64,13.75]
["November",10,"4AM to 5AM",4,"November 10, 2019 4:00","2019-11-10T04:00:00",73.9,68.5,{"v":66,"d":"66.0"},96.4,{"v":32.8,"d":"32.80"},0.0737,0.64,13.75]
["November",10,"7AM to 8AM",7,"November 10, 2019 7:00","2019-11-10T07:00:00",75.9,69.1,{"v":66,"d":"66.0"},96.4,33.29,0.0734,0.64,{"v":13.8,"d":"13.80"}]
["November",10,"10AM to 11AM",10,"November 10, 2019 10:00","2019-11-10T10:00:00",80.1,69.7,64.9,92.7,33.74,0.0729,0.62,{"v":13.9,"d":"13.90"}]
["November",10,"11AM to 12PM",11,"November 10, 2019 11:00","2019-11-10T11:00:00",82.9,71.2,{"v":66,"d":"66.0"},96.4,35.02,0.0725,0.64,13.98]
["November",10,"2PM to 3PM",14,"November 10, 2019 14:00","2019-11-10T14:00:00",{"v":82,"d":"82.0"},71.5,66.9,99.5,35.29,0.0726,0.67,13.97]
["November",10,"5PM to 6PM",17,"November 10, 2019 17:00","2019-11-10T17:00:00",{"v":77,"d":"77.0"},69.4,{"v":66,"d":"66.0"},96.4,33.56,0.0733,0.64,13.83]
["November",10,"10PM to 11PM",22,"November 10, 2019 22:00","2019-11-10T22:00:00",{"v":73,"d":"73.0"},68.2,{"v":66,"d":"66.0"},96.4,32.58,0.0738,0.64,13.73]
["November",11,"1AM to 2AM",1,"November 11, 2019 1:00","2019-11-11T01:00:00",{"v":73,"d":"73.0"},68.2,{"v":66,"d":"66.0"},96.4,32.58,0.0738,0.64,13.73]
["November",11,"5AM to 6AM",5,"November 11, 2019 5:00","2019-11-11T05:00:00",73.9,67.8,64.9,92.7,32.24,0.0737,0.62,13.74]
["November",11,"8AM to 9AM",8,"November 11, 2019 8:00","2019-11-11T08:00:00",{"v":77,"d":"77.0"},69.4,{"v":66,"d":"66.0"},96.4,33.56,0.0733,0.64,13.83]
["November",11,"11AM to 12PM",11,"November 11, 2019 11:00","2019-11-11T11:00:00",{"v":79,"d":"79.0"},{"v":70,"d":"70.0"},{"v":66,"d":"66.0"},96.4,34.04,{"v":0.073,"d":"0.0730"},0.64,13.88]
["November",11,"12PM to 1PM",12,"November 11, 2019 12:00","2019-11-11T12:00:00",82.9,71.7,66.9,99.5,35.51,0.0725,0.67,13.99]
["November",11,"3PM to 4PM",15,"November 11, 2019 15:00","2019-11-11T15:00:00",78.1,69.8,{"v":66,"d":"66.0"},96.4,33.82,0.0731,0.64,13.86]
["November",11,"6PM to 7PM",{"$f":"IF(D7561+1>23,0,D7561+1)","v":18},"November 11, 2019 18:00","2019-11-11T18:00:00",75.9,67.9,{"v":64,"d":"64.0"},89.8,32.27,0.0735,{"v":0.6,"d":"0.60"},13.78]
["November",11,"11PM to 12AM",23,"November 11, 2019 23:00","2019-11-11T23:00:00",75.9,67.9,{"v":64,"d":"64.0"},89.8,32.27,0.0735,{"v":0.6,"d":"0.60"},13.78]
["November",12,"2AM to 3AM",2,"November 12, 2019 2:00","2019-11-12T02:00:00",73.9,69.1,66.9,99.5,33.29,0.0737,0.67,13.76]
["November",12,"6AM to 7AM",6,"November 12, 2019 6:00","2019-11-12T06:00:00",73.9,68.5,{"v":66,"d":"66.0"},96.4,{"v":32.8,"d":"32.80"},0.0737,0.64,13.75]
["November",12,"9AM to 10AM",9,"November 12, 2019 9:00","2019-11-12T09:00:00",{"v":82,"d":"82.0"},71.5,66.9,99.5,35.29,0.0726,0.67,13.97]
["November",12,"12PM to 1PM",12,"November 12, 2019 12:00","2019-11-12T12:00:00",82.9,71.2,{"v":66,"d":"66.0"},96.4,35.02,0.0725,0.64,13.98]
["November",12,"1PM to 2PM",13,"November 12, 2019 13:00","2019-11-12T13:00:00",84.9,71.8,{"v":66,"d":"66.0"},96.4,35.51,0.0722,0.64,14.04]
["November",12,"7PM to 8PM",19,"November 12, 2019 19:00","2019-11-12T19:00:00",{"v":77,"d":"77.0"},68.8,64.9,92.7,32.99,0.0733,0.62,13.82]
["November",12,"9PM to 10PM",21,"November 12, 2019 21:00","2019-11-12T21:00:00",75.9,69.1,{"v":66,"d":"66.0"},96.4,33.29,0.0734,0.64,{"v":13.8,"d":"13.80"}]
["November",13,"12AM to 1AM",0,"November 13, 2019 0:00","2019-11-13",{"v":75,"d":"75.0"},68.2,64.9,92.7,{"v":32.5,"d":"32.50"},0.0736,0.62,13.77]
["November",13,"3AM to 4AM",3,"November 13, 2019 3:00","2019-11-13T03:00:00",{"v":75,"d":"75.0"},68.2,64.9,92.7,{"v":32.5,"d":"32.50"},0.0736,0.62,13.77]
["November",13,"7AM to 8AM",7,"November 13, 2019 7:00","2019-11-13T07:00:00",75.9,68.4,64.9,92.7,32.72,0.0735,0.62,13.79]
["November",13,"10AM to 11AM",10,"November 13, 2019 10:00","2019-11-13T10:00:00",{"v":82,"d":"82.0"},70.3,64.9,92.7,34.23,0.0726,0.62,13.95]
["November",13,"1PM to 2PM",13,"November 13, 2019 13:00","2019-11-13T13:00:00",84.9,71.8,{"v":66,"d":"66.0"},96.4,35.51,0.0722,0.64,14.04]
["November",13,"2PM to 3PM",14,"November 13, 2019 14:00","2019-11-13T14:00:00",{"v":84,"d":"84.0"},70.9,64.9,92.7,34.71,0.0724,0.62,{"v":14,"d":"14.00"}]
["November",13,"8PM to 9PM",20,"November 13, 2019 20:00","2019-11-13T20:00:00",{"v":75,"d":"75.0"},68.2,64.9,92.7,{"v":32.5,"d":"32.50"},0.0736,0.62,13.77]
["November",13,"10PM to 11PM",22,"November 13, 2019 22:00","2019-11-13T22:00:00",73.9,68.5,{"v":66,"d":"66.0"},96.4,{"v":32.8,"d":"32.80"},0.0737,0.64,13.75]
["November",14,"1AM to 2AM",1,"November 14, 2019 1:00","2019-11-14T01:00:00",71.1,68.2,66.9,99.5,32.58,0.0741,0.67,13.69]
["November",14,"4AM to 5AM",4,"November 14, 2019 4:00","2019-11-14T04:00:00",{"v":68,"d":"68.0"},65.9,64.9,92.7,30.78,0.0746,0.62,13.59]
["November",14,"8AM to 9AM",8,"November 14, 2019 8:00","2019-11-14T08:00:00",75.9,69.7,66.9,99.5,33.78,0.0734,0.67,13.81]
["November",14,"11AM to 12PM",11,"November 14, 2019 11:00","2019-11-14T11:00:00",80.1,72.3,69.1,107.4,36.03,0.0728,0.72,13.94]
["November",14,"12PM to 1PM",12,"November 14, 2019 12:00","2019-11-14T12:00:00",75.9,72.5,71.1,115.1,36.21,0.0733,0.77,13.86]
["November",14,"5PM to 6PM",17,"November 14, 2019 17:00","2019-11-14T17:00:00",{"v":75,"d":"75.0"},68.8,{"v":66,"d":"66.0"},96.4,33.07,0.0736,0.64,13.78]
["November",14,"7PM to 8PM",19,"November 14, 2019 19:00","2019-11-14T19:00:00",{"v":72,"d":"72.0"},67.2,64.9,92.7,31.75,{"v":0.074,"d":"0.0740"},0.62,13.69]
["November",14,"11PM to 12AM",23,"November 14, 2019 23:00","2019-11-14T23:00:00",{"v":68,"d":"68.0"},64.1,62.1,83.6,29.36,0.0746,0.56,13.56]
["November",15,"2AM to 3AM",2,"November 15, 2019 2:00","2019-11-15T02:00:00",64.9,61.8,60.1,77.9,27.71,0.0751,0.52,13.46]
["November",15,"5AM to 6AM",5,"November 15, 2019 5:00","2019-11-15T05:00:00",{"v":61,"d":"61.0"},59.7,{"v":59,"d":"59.0"},74.9,26.27,0.0757,{"v":0.5,"d":"0.50"},13.35]
["November",15,"9AM to 10AM",9,"November 15, 2019 9:00","2019-11-15T09:00:00",78.1,68.5,{"v":64,"d":"64.0"},89.8,{"v":32.8,"d":"32.80"},0.0732,{"v":0.6,"d":"0.60"},13.84]
["November",15,"12PM to 1PM",12,"November 15, 2019 12:00","2019-11-15T12:00:00",{"v":77,"d":"77.0"},68.8,64.9,92.7,32.99,0.0733,0.62,13.82]
["November",15,"1PM to 2PM",13,"November 15, 2019 13:00","2019-11-15T13:00:00",{"v":77,"d":"77.0"},69.4,{"v":66,"d":"66.0"},96.4,33.56,0.0733,0.64,13.83]
["November",15,"6PM to 7PM",18,"November 15, 2019 18:00","2019-11-15T18:00:00",{"v":73,"d":"73.0"},68.2,{"v":66,"d":"66.0"},96.4,32.58,0.0738,0.64,13.73]
["November",15,"8PM to 9PM",20,"November 15, 2019 20:00","2019-11-15T20:00:00",{"v":72,"d":"72.0"},67.9,{"v":66,"d":"66.0"},96.4,32.32,{"v":0.074,"d":"0.0740"},0.64,{"v":13.7,"d":"13.70"}]
["November",16,"12AM to 1AM",0,"November 16, 2019 0:00","2019-11-16",69.1,65.7,{"v":64,"d":"64.0"},89.8,30.58,0.0744,{"v":0.6,"d":"0.60"},13.61]
["November",16,"3AM to 4AM",3,"November 16, 2019 3:00","2019-11-16T03:00:00",{"v":68,"d":"68.0"},65.9,64.9,92.7,30.78,0.0746,0.62,13.59]
["November",16,"6AM to 7AM",6,"November 16, 2019 6:00","2019-11-16T06:00:00",69.1,66.3,64.9,92.7,31.04,0.0744,0.62,13.62]
["November",16,"10AM to 11AM",10,"November 16, 2019 10:00","2019-11-16T10:00:00",{"v":82,"d":"82.0"},72.2,{"v":68,"d":"68.0"},103.4,35.89,0.0726,0.69,13.98]
["November",16,"1PM to 2PM",13,"November 16, 2019 13:00","2019-11-16T13:00:00",{"v":84,"d":"84.0"},73.4,69.1,107.4,37.01,0.0723,0.72,14.05]
["November",16,"3PM to 4PM",15,"November 16, 2019 15:00","2019-11-16T15:00:00",{"v":81,"d":"81.0"},71.9,{"v":68,"d":"68.0"},103.4,35.63,0.0727,0.69,13.96]
["November",16,"6PM to 7PM",18,"November 16, 2019 18:00","2019-11-16T18:00:00",{"v":75,"d":"75.0"},70.1,{"v":68,"d":"68.0"},103.4,34.16,0.0735,0.69,{"v":13.8,"d":"13.80"}]
["November",16,"9PM to 10PM",21,"November 16, 2019 21:00","2019-11-16T21:00:00",{"v":72,"d":"72.0"},69.9,69.1,107.4,34.03,0.0739,0.72,13.74]
["November",17,"1AM to 2AM",1,{"$f":"A7689&\" \"&B7689&\", \"&$D$5&\" \"&D7689&\":00\"","v":"November 17, 2019 1:00"},{"$f":"DATEVALUE(E7689)+TIMEVALUE(E7689)","v":"2019-11-17T01:00:00"},71.1,69.7,69.1,107.4,33.81,{"v":0.074,"d":"0.0740"},0.72,13.71]
["November",17,"4AM to 5AM",4,"November 17, 2019 4:00","2019-11-17T04:00:00",71.1,68.9,{"v":68,"d":"68.0"},103.4,33.19,0.0741,0.69,{"v":13.7,"d":"13.70"}]
["November",17,"8AM to 9AM",8,"November 17, 2019 8:00","2019-11-17T08:00:00",71.1,70.3,{"v":70,"d":"70.0"},110.8,34.35,{"v":0.074,"d":"0.0740"},0.74,13.72]
["November",17,"11AM to 12PM",11,"November 17, 2019 11:00","2019-11-17T11:00:00",78.1,75.1,73.9,127.2,38.64,{"v":0.073,"d":"0.0730"},0.85,13.96]
["November",17,"2PM to 3PM",14,"November 17, 2019 14:00","2019-11-17T14:00:00",80.1,74.2,{"v":72,"d":"72.0"},118.7,37.81,0.0727,0.79,13.98]
["November",17,"4PM to 5PM",16,"November 17, 2019 16:00","2019-11-17T16:00:00",75.9,70.4,{"v":68,"d":"68.0"},103.4,34.38,0.0734,0.69,13.83]
["November",17,"7PM to 8PM",19,"November 17, 2019 19:00","2019-11-17T19:00:00",{"v":72,"d":"72.0"},69.2,{"v":68,"d":"68.0"},103.4,33.41,0.0739,0.69,13.72]
["November",17,"10PM to 11PM",22,"November 17, 2019 22:00","2019-11-17T22:00:00",{"v":70,"d":"70.0"},68.6,{"v":68,"d":"68.0"},103.4,32.92,0.0742,0.69,13.67]
["November",18,"2AM to 3AM",2,"November 18, 2019 2:00","2019-11-18T02:00:00",69.1,67.6,66.9,99.5,32.09,0.0744,0.67,13.64]
["November",18,"5AM to 6AM",5,"November 18, 2019 5:00","2019-11-18T05:00:00",{"v":70,"d":"70.0"},68.6,{"v":68,"d":"68.0"},103.4,32.92,0.0742,0.69,13.67]
["November",18,"9AM to 10AM",9,"November 18, 2019 9:00","2019-11-18T09:00:00",80.1,72.9,{"v":70,"d":"70.0"},110.8,36.57,0.0728,0.74,13.96]
["November",18,"12PM to 1PM",12,"November 18, 2019 12:00","2019-11-18T12:00:00",{"v":82,"d":"82.0"},72.9,69.1,107.4,36.52,0.0725,0.72,{"v":14,"d":"14.00"}]
["November",18,"1PM to 2PM",13,"November 18, 2019 13:00","2019-11-18T13:00:00",{"v":82,"d":"82.0"},72.9,69.1,107.4,36.52,0.0725,0.72,{"v":14,"d":"14.00"}]
["November",18,"5PM to 6PM",17,"November 18, 2019 17:00","2019-11-18T17:00:00",{"v":77,"d":"77.0"},71.4,69.1,107.4,35.28,0.0732,0.72,13.87]
["November",18,"8PM to 9PM",20,"November 18, 2019 20:00","2019-11-18T20:00:00",75.9,71.7,{"v":70,"d":"70.0"},110.8,35.55,0.0734,0.74,13.85]
["November",18,"11PM to 12AM",23,"November 18, 2019 23:00","2019-11-18T23:00:00",{"v":73,"d":"73.0"},70.9,{"v":70,"d":"70.0"},110.8,34.84,0.0738,0.74,13.77]
["November",19,"3AM to 4AM",3,"November 19, 2019 3:00","2019-11-19T03:00:00",73.9,71.1,{"v":70,"d":"70.0"},110.8,35.06,0.0736,0.74,{"v":13.8,"d":"13.80"}]
["November",19,"6AM to 7AM",6,"November 19, 2019 6:00","2019-11-19T06:00:00",{"v":73,"d":"73.0"},69.5,{"v":68,"d":"68.0"},103.4,33.67,0.0738,0.69,13.75]
["November",19,"10AM to 11AM",10,"November 19, 2019 10:00","2019-11-19T10:00:00",{"v":84,"d":"84.0"},73.4,69.1,107.4,37.01,0.0723,0.72,14.05]
["November",19,"1PM to 2PM",13,"November 19, 2019 13:00","2019-11-19T13:00:00",82.9,71.7,66.9,99.5,35.51,0.0725,0.67,13.99]
["November",19,"2PM to 3PM",14,"November 19, 2019 14:00","2019-11-19T14:00:00",{"v":82,"d":"82.0"},71.5,66.9,99.5,35.29,0.0726,0.67,13.97]
["November",19,"6PM to 7PM",{"$f":"IF(D7753+1>23,0,D7753+1)","v":18},"November 19, 2019 18:00","2019-11-19T18:00:00",{"v":77,"d":"77.0"},72.8,71.1,115.1,36.48,0.0732,0.77,13.89]
["November",19,"9PM to 10PM",21,"November 19, 2019 21:00","2019-11-19T21:00:00",73.9,70.5,69.1,107.4,34.52,0.0736,0.72,13.79]
["November",20,"1AM to 2AM",1,"November 20, 2019 1:00","2019-11-20T01:00:00",73.9,70.5,69.1,107.4,34.52,0.0736,0.72,13.79]
["November",20,"4AM to 5AM",4,"November 20, 2019 4:00","2019-11-20T04:00:00",73.9,69.8,{"v":68,"d":"68.0"},103.4,{"v":33.9,"d":"33.90"},0.0737,0.69,13.77]
["November",20,"7AM to 8AM",7,"November 20, 2019 7:00","2019-11-20T07:00:00",75.9,71.7,{"v":70,"d":"70.0"},110.8,35.55,0.0734,0.74,13.85]
["November",20,"11AM to 12PM",11,"November 20, 2019 11:00","2019-11-20T11:00:00",82.9,73.1,69.1,107.4,36.74,0.0724,0.72,14.02]
["November",20,"3PM to 4PM",15,"November 20, 2019 15:00","2019-11-20T15:00:00",80.1,72.3,69.1,107.4,36.03,0.0728,0.72,13.94]
["November",20,"6PM to 7PM",18,"November 20, 2019 18:00","2019-11-20T18:00:00",{"v":75,"d":"75.0"},69.4,66.9,99.5,33.56,0.0735,0.67,13.79]
["November",20,"7PM to 8PM",19,"November 20, 2019 19:00","2019-11-20T19:00:00",{"v":75,"d":"75.0"},68.8,{"v":66,"d":"66.0"},96.4,33.07,0.0736,0.64,13.78]
["November",20,"10PM to 11PM",22,"November 20, 2019 22:00","2019-11-20T22:00:00",{"v":75,"d":"75.0"},68.2,64.9,92.7,{"v":32.5,"d":"32.50"},0.0736,0.62,13.77]
["November",21,"2AM to 3AM",2,"November 21, 2019 2:00","2019-11-21T02:00:00",71.1,66.9,64.9,92.7,31.53,0.0741,0.62,13.67]
["November",21,"5AM to 6AM",5,"November 21, 2019 5:00","2019-11-21T05:00:00",71.1,66.3,{"v":64,"d":"64.0"},89.8,31.07,0.0742,{"v":0.6,"d":"0.60"},13.66]
["November",21,"8AM to 9AM",8,"November 21, 2019 8:00","2019-11-21T08:00:00",{"v":79,"d":"79.0"},70.6,66.9,99.5,34.53,{"v":0.073,"d":"0.0730"},0.67,13.89]
["November",21,"12PM to 1PM",12,"November 21, 2019 12:00","2019-11-21T12:00:00",82.9,71.2,{"v":66,"d":"66.0"},96.4,35.02,0.0725,0.64,13.98]
["November",21,"4PM to 5PM",16,"November 21, 2019 16:00","2019-11-21T16:00:00",{"v":79,"d":"79.0"},69.4,64.9,92.7,33.48,{"v":0.073,"d":"0.0730"},0.62,13.87]
["November",21,"5PM to 6PM",17,"November 21, 2019 17:00","2019-11-21T17:00:00",{"v":77,"d":"77.0"},69.4,{"v":66,"d":"66.0"},96.4,33.56,0.0733,0.64,13.83]
["November",21,"8PM to 9PM",20,"November 21, 2019 20:00","2019-11-21T20:00:00",75.9,69.7,66.9,99.5,33.78,0.0734,0.67,13.81]
["November",21,"11PM to 12AM",23,"November 21, 2019 23:00","2019-11-21T23:00:00",75.9,69.1,{"v":66,"d":"66.0"},96.4,33.29,0.0734,0.64,{"v":13.8,"d":"13.80"}]
["November",22,"3AM to 4AM",3,"November 22, 2019 3:00","2019-11-22T03:00:00",75.9,68.4,64.9,92.7,32.72,0.0735,0.62,13.79]
["November",22,"6AM to 7AM",6,"November 22, 2019 6:00","2019-11-22T06:00:00",{"v":75,"d":"75.0"},68.2,64.9,92.7,{"v":32.5,"d":"32.50"},0.0736,0.62,13.77]
["November",22,"9AM to 10AM",9,{"$f":"A7817&\" \"&B7817&\", \"&$D$5&\" \"&D7817&\":00\"","v":"November 22, 2019 9:00"},{"$f":"DATEVALUE(E7817)+TIMEVALUE(E7817)","v":"2019-11-22T09:00:00"},{"v":79,"d":"79.0"},{"v":70,"d":"70.0"},{"v":66,"d":"66.0"},96.4,34.04,{"v":0.073,"d":"0.0730"},0.64,13.88]
["November",22,"1PM to 2PM",13,"November 22, 2019 13:00","2019-11-22T13:00:00",{"v":81,"d":"81.0"},70.6,{"v":66,"d":"66.0"},96.4,34.53,0.0728,0.64,13.93]
["November",22,"5PM to 6PM",17,"November 22, 2019 17:00","2019-11-22T17:00:00",{"v":77,"d":"77.0"},69.4,{"v":66,"d":"66.0"},96.4,33.56,0.0733,0.64,13.83]
["November",22,"6PM to 7PM",18,"November 22, 2019 18:00","2019-11-22T18:00:00",75.9,69.1,{"v":66,"d":"66.0"},96.4,33.29,0.0734,0.64,{"v":13.8,"d":"13.80"}]
["November",22,"9PM to 10PM",21,"November 22, 2019 21:00","2019-11-22T21:00:00",{"v":73,"d":"73.0"},69.5,{"v":68,"d":"68.0"},103.4,33.67,0.0738,0.69,13.75]
["November",23,"12AM to 1AM",0,"November 23, 2019 0:00","2019-11-23",{"v":73,"d":"73.0"},70.3,69.1,107.4,{"v":34.3,"d":"34.30"},0.0738,0.72,13.76]
["November",23,"4AM to 5AM",4,"November 23, 2019 4:00","2019-11-23T04:00:00",{"v":73,"d":"73.0"},69.5,{"v":68,"d":"68.0"},103.4,33.67,0.0738,0.69,13.75]
["November",23,"7AM to 8AM",7,"November 23, 2019 7:00","2019-11-23T07:00:00",{"v":73,"d":"73.0"},68.8,66.9,99.5,33.07,0.0738,0.67,13.74]
["November",23,"10AM to 11AM",10,"November 23, 2019 10:00","2019-11-23T10:00:00",{"v":77,"d":"77.0"},70.7,{"v":68,"d":"68.0"},103.4,34.65,0.0733,0.69,13.85]
["November",23,"2PM to 3PM",14,"November 23, 2019 14:00","2019-11-23T14:00:00",{"v":77,"d":"77.0"},70.7,{"v":68,"d":"68.0"},103.4,34.65,0.0733,0.69,13.85]
["November",23,"6PM to 7PM",18,"November 23, 2019 18:00","2019-11-23T18:00:00",{"v":72,"d":"72.0"},69.2,{"v":68,"d":"68.0"},103.4,33.41,0.0739,0.69,13.72]
["November",23,"7PM to 8PM",19,"November 23, 2019 19:00","2019-11-23T19:00:00",71.1,68.9,{"v":68,"d":"68.0"},103.4,33.19,0.0741,0.69,{"v":13.7,"d":"13.70"}]
["November",23,"10PM to 11PM",22,"November 23, 2019 22:00","2019-11-23T22:00:00",{"v":73,"d":"73.0"},69.5,{"v":68,"d":"68.0"},103.4,33.67,0.0738,0.69,13.75]
["November",24,"1AM to 2AM",1,"November 24, 2019 1:00","2019-11-24T01:00:00",{"v":73,"d":"73.0"},67.5,64.9,92.7,32.02,0.0739,0.62,13.72]
["November",24,"5AM to 6AM",5,"November 24, 2019 5:00","2019-11-24T05:00:00",{"v":73,"d":"73.0"},65.8,62.1,83.6,{"v":30.6,"d":"30.60"},0.0739,0.56,13.69]
["November",24,"8AM to 9AM",8,"November 24, 2019 8:00","2019-11-24T08:00:00",{"v":75,"d":"75.0"},66.4,62.1,83.6,31.08,0.0736,0.56,13.74]
["November",24,"11AM to 12PM",11,"November 24, 2019 11:00","2019-11-24T11:00:00",78.1,69.1,64.9,92.7,33.25,0.0732,0.62,13.85]
["November",24,"4PM to 5PM",16,"November 24, 2019 16:00","2019-11-24T16:00:00",{"v":75,"d":"75.0"},65.8,{"v":61,"d":"61.0"},80.5,30.58,0.0737,0.54,13.73]
["November",24,"7PM to 8PM",19,"November 24, 2019 19:00","2019-11-24T19:00:00",{"v":73,"d":"73.0"},{"v":64,"d":"64.0"},{"v":59,"d":"59.0"},74.9,29.23,{"v":0.074,"d":"0.0740"},{"v":0.5,"d":"0.50"},13.66]
["November",24,"8PM to 9PM",20,"November 24, 2019 20:00","2019-11-24T20:00:00",{"v":73,"d":"73.0"},{"v":64,"d":"64.0"},{"v":59,"d":"59.0"},74.9,29.23,{"v":0.074,"d":"0.0740"},{"v":0.5,"d":"0.50"},13.66]
["November",24,"11PM to 12AM",23,"November 24, 2019 23:00","2019-11-24T23:00:00",{"v":73,"d":"73.0"},63.4,57.9,{"v":72,"d":"72.0"},28.77,{"v":0.074,"d":"0.0740"},0.48,13.65]
["November",25,"2AM to 3AM",{"$f":"IF(D7881+1>23,0,D7881+1)","v":2},"November 25, 2019 2:00","2019-11-25T02:00:00",71.1,65.1,62.1,83.6,30.11,0.0742,0.56,13.64]
["November",25,"6AM to 7AM",6,"November 25, 2019 6:00","2019-11-25T06:00:00",{"v":70,"d":"70.0"},66.6,64.9,92.7,31.26,0.0743,0.62,13.64]
["November",25,"9AM to 10AM",9,"November 25, 2019 9:00","2019-11-25T09:00:00",75.9,67.9,{"v":64,"d":"64.0"},89.8,32.27,0.0735,{"v":0.6,"d":"0.60"},13.78]
["November",25,"12PM to 1PM",12,"November 25, 2019 12:00","2019-11-25T12:00:00",75.9,69.1,{"v":66,"d":"66.0"},96.4,33.29,0.0734,0.64,{"v":13.8,"d":"13.80"}]
["November",25,"5PM to 6PM",17,"November 25, 2019 17:00","2019-11-25T17:00:00",{"v":73,"d":"73.0"},{"v":67,"d":"67.0"},{"v":64,"d":"64.0"},89.8,31.56,0.0739,{"v":0.6,"d":"0.60"},13.71]
["November",25,"8PM to 9PM",20,"November 25, 2019 20:00","2019-11-25T20:00:00",{"v":72,"d":"72.0"},65.4,62.1,83.6,30.33,0.0741,0.56,13.66]
["November",25,"9PM to 10PM",21,"November 25, 2019 21:00","2019-11-25T21:00:00",71.1,66.3,{"v":64,"d":"64.0"},89.8,31.07,0.0742,{"v":0.6,"d":"0.60"},13.66]
["November",26,"12AM to 1AM",0,"November 26, 2019 0:00","2019-11-26",{"v":72,"d":"72.0"},65.4,62.1,83.6,30.33,0.0741,0.56,13.66]
["November",26,"4AM to 5AM",4,"November 26, 2019 4:00","2019-11-26T04:00:00",{"v":72,"d":"72.0"},65.4,62.1,83.6,30.33,0.0741,0.56,13.66]
["November",26,"7AM to 8AM",7,"November 26, 2019 7:00","2019-11-26T07:00:00",{"v":73,"d":"73.0"},65.1,{"v":61,"d":"61.0"},80.5,{"v":30.1,"d":"30.10"},0.0739,0.54,13.68]
["November",26,"9AM to 10AM",9,"November 26, 2019 9:00","2019-11-26T09:00:00",78.1,65.6,{"v":59,"d":"59.0"},74.9,30.46,0.0733,{"v":0.5,"d":"0.50"},13.79]
["November",26,"3PM to 4PM",15,"November 26, 2019 15:00","2019-11-26T15:00:00",78.1,69.1,64.9,92.7,33.25,0.0732,0.62,13.85]
["November",26,"6PM to 7PM",18,"November 26, 2019 18:00","2019-11-26T18:00:00",73.9,67.8,64.9,92.7,32.24,0.0737,0.62,13.74]
["November",26,"9PM to 10PM",21,"November 26, 2019 21:00","2019-11-26T21:00:00",73.9,67.8,64.9,92.7,32.24,0.0737,0.62,13.74]
["November",26,"10PM to 11PM",22,"November 26, 2019 22:00","2019-11-26T22:00:00",{"v":72,"d":"72.0"},66.6,{"v":64,"d":"64.0"},89.8,31.29,{"v":0.074,"d":"0.0740"},{"v":0.6,"d":"0.60"},13.68]
["November",27,"1AM to 2AM",1,"November 27, 2019 1:00","2019-11-27T01:00:00",71.1,68.2,66.9,99.5,32.58,0.0741,0.67,13.69]
["November",27,"5AM to 6AM",5,"November 27, 2019 5:00","2019-11-27T05:00:00",{"v":73,"d":"73.0"},68.2,{"v":66,"d":"66.0"},96.4,32.58,0.0738,0.64,13.73]
["November",27,"8AM to 9AM",8,"November 27, 2019 8:00","2019-11-27T08:00:00",73.9,67.8,64.9,92.7,32.24,0.0737,0.62,13.74]
["November",27,"10AM to 11AM",10,"November 27, 2019 10:00","2019-11-27T10:00:00",{"v":79,"d":"79.0"},69.4,64.9,92.7,33.48,{"v":0.073,"d":"0.0730"},0.62,13.87]
["November",27,"4PM to 5PM",16,"November 27, 2019 16:00","2019-11-27T16:00:00",78.1,68.5,{"v":64,"d":"64.0"},89.8,{"v":32.8,"d":"32.80"},0.0732,{"v":0.6,"d":"0.60"},13.84]
["November",27,"7PM to 8PM",19,"November 27, 2019 19:00","2019-11-27T19:00:00",{"v":73,"d":"73.0"},68.2,{"v":66,"d":"66.0"},96.4,32.58,0.0738,0.64,13.73]
["November",27,"10PM to 11PM",22,"November 27, 2019 22:00","2019-11-27T22:00:00",{"v":73,"d":"73.0"},67.5,64.9,92.7,32.02,0.0739,0.62,13.72]
["November",27,"11PM to 12AM",23,"November 27, 2019 23:00","2019-11-27T23:00:00",73.9,67.3,{"v":64,"d":"64.0"},89.8,31.78,0.0738,{"v":0.6,"d":"0.60"},13.73]
["November",28,"2AM to 3AM",2,"November 28, 2019 2:00","2019-11-28T02:00:00",{"v":73,"d":"73.0"},67.5,64.9,92.7,32.02,0.0739,0.62,13.72]
["November",28,"6AM to 7AM",6,"November 28, 2019 6:00","2019-11-28T06:00:00",{"v":72,"d":"72.0"},67.2,64.9,92.7,31.75,{"v":0.074,"d":"0.0740"},0.62,13.69]
["November",28,"11AM to 12PM",11,"November 28, 2019 11:00","2019-11-28T11:00:00",{"v":82,"d":"82.0"},69.7,{"v":64,"d":"64.0"},89.8,33.77,0.0727,{"v":0.6,"d":"0.60"},13.94]
["November",28,"1PM to 2PM",13,"November 28, 2019 13:00","2019-11-28T13:00:00",{"v":82,"d":"82.0"},69.1,{"v":63,"d":"63.0"},86.4,33.23,0.0727,0.58,13.93]
["November",28,"5PM to 6PM",17,"November 28, 2019 17:00","2019-11-28T17:00:00",75.9,67.9,{"v":64,"d":"64.0"},89.8,32.27,0.0735,{"v":0.6,"d":"0.60"},13.78]
["November",28,"8PM to 9PM",20,"November 28, 2019 20:00","2019-11-28T20:00:00",{"v":75,"d":"75.0"},67.6,{"v":64,"d":"64.0"},89.8,32.04,0.0736,{"v":0.6,"d":"0.60"},13.76]
["November",28,"9PM to 10PM",21,"November 28, 2019 21:00","2019-11-28T21:00:00",{"v":75,"d":"75.0"},66.9,{"v":63,"d":"63.0"},86.4,31.51,0.0736,0.58,13.75]
["November",29,"12AM to 1AM",0,"November 29, 2019 0:00","2019-11-29",73.9,67.3,{"v":64,"d":"64.0"},89.8,31.78,0.0738,{"v":0.6,"d":"0.60"},13.73]
["November",29,"3AM to 4AM",3,"November 29, 2019 3:00","2019-11-29T03:00:00",{"v":73,"d":"73.0"},67.5,64.9,92.7,32.02,0.0739,0.62,13.72]
["November",29,"7AM to 8AM",7,"November 29, 2019 7:00","2019-11-29T07:00:00",73.9,67.8,64.9,92.7,32.24,0.0737,0.62,13.74]
["November",29,"12PM to 1PM",12,"November 29, 2019 12:00","2019-11-29T12:00:00",{"v":79,"d":"79.0"},70.6,66.9,99.5,34.53,{"v":0.073,"d":"0.0730"},0.67,13.89]
["November",29,"2PM to 3PM",14,"November 29, 2019 14:00","2019-11-29T14:00:00",80.1,70.9,66.9,99.5,{"v":34.8,"d":"34.80"},0.0729,0.67,13.92]
["November",29,"6PM to 7PM",18,"November 29, 2019 18:00","2019-11-29T18:00:00",{"v":75,"d":"75.0"},68.2,64.9,92.7,{"v":32.5,"d":"32.50"},0.0736,0.62,13.77]
["November",29,"9PM to 10PM",21,"November 29, 2019 21:00","2019-11-29T21:00:00",73.9,68.5,{"v":66,"d":"66.0"},96.4,{"v":32.8,"d":"32.80"},0.0737,0.64,13.75]
["November",29,"10PM to 11PM",22,"November 29, 2019 22:00","2019-11-29T22:00:00",{"v":73,"d":"73.0"},68.2,{"v":66,"d":"66.0"},96.4,32.58,0.0738,0.64,13.73]
["November",30,"1AM to 2AM",1,"November 30, 2019 1:00","2019-11-30T01:00:00",{"v":72,"d":"72.0"},68.5,66.9,99.5,{"v":32.8,"d":"32.80"},{"v":0.074,"d":"0.0740"},0.67,13.71]
["November",30,"4AM to 5AM",4,"November 30, 2019 4:00","2019-11-30T04:00:00",{"v":70,"d":"70.0"},67.3,{"v":66,"d":"66.0"},96.4,31.83,0.0743,0.64,13.65]
["November",30,"9AM to 10AM",9,{"$f":"A8009&\" \"&B8009&\", \"&$D$5&\" \"&D8009&\":00\"","v":"November 30, 2019 9:00"},{"$f":"DATEVALUE(E8009)+TIMEVALUE(E8009)","v":"2019-11-30T09:00:00"},75.9,69.7,66.9,99.5,33.78,0.0734,0.67,13.81]
["November",30,"12PM to 1PM",12,"November 30, 2019 12:00","2019-11-30T12:00:00",{"v":81,"d":"81.0"},71.2,66.9,99.5,35.02,0.0727,0.67,13.94]
["November",30,"3PM to 4PM",15,"November 30, 2019 15:00","2019-11-30T15:00:00",80.1,69.7,64.9,92.7,33.74,0.0729,0.62,{"v":13.9,"d":"13.90"}]
["November",30,"7PM to 8PM",19,"November 30, 2019 19:00","2019-11-30T19:00:00",73.8,67.8,64.9,92.7,32.19,0.0738,0.62,13.74]
["November",30,"10PM to 11PM",22,"November 30, 2019 22:00","2019-11-30T22:00:00",73.6,68.5,66.2,{"v":97,"d":"97.0"},32.81,0.0738,0.65,13.75]
["November",30,"11PM to 12AM",23,"November 30, 2019 23:00","2019-11-30T23:00:00",73.4,68.8,66.7,98.9,33.06,0.0738,0.66,13.75]
["December",1,"2AM to 3AM",2,"December 1, 2019 2:00","2019-12-01T02:00:00",73.6,69.6,67.8,102.7,33.71,0.0737,0.69,13.76]
["December",1,"5AM to 6AM",5,"December 1, 2019 5:00","2019-12-01T05:00:00",75.4,{"v":71,"d":"71.0"},69.1,107.4,34.88,0.0734,0.72,13.82]
["December",1,"10AM to 11AM",10,"December 1, 2019 10:00","2019-12-01T10:00:00",78.1,73.1,71.1,115.1,36.75,{"v":0.073,"d":"0.0730"},0.77,13.92]
["December",1,"1PM to 2PM",13,"December 1, 2019 13:00","2019-12-01T13:00:00",{"v":79,"d":"79.0"},73.3,71.1,115.1,36.97,0.0729,0.77,13.94]
["December",1,"5PM to 6PM",17,"December 1, 2019 17:00","2019-12-01T17:00:00",75.9,71.7,{"v":70,"d":"70.0"},110.8,35.55,0.0734,0.74,13.85]
["December",1,"8PM to 9PM",20,"December 1, 2019 20:00","2019-12-01T20:00:00",74.3,71.4,70.2,111.5,35.26,0.0736,0.74,13.81]
["December",1,"11PM to 12AM",23,"December 1, 2019 23:00","2019-12-01T23:00:00",{"v":75,"d":"75.0"},72.1,70.9,114.3,35.88,0.0735,0.76,13.84]
["December",2,"12AM to 1AM",0,"December 2, 2019 0:00","2019-12-02",{"v":75,"d":"75.0"},72.1,70.9,114.3,35.88,0.0735,0.76,13.84]
["December",2,"3AM to 4AM",3,"December 2, 2019 3:00","2019-12-02T03:00:00",{"v":75,"d":"75.0"},71.3,69.8,110.1,35.22,0.0735,0.73,13.82]
["December",2,"7AM to 8AM",7,"December 2, 2019 7:00","2019-12-02T07:00:00",75.9,71.7,{"v":70,"d":"70.0"},110.8,35.55,0.0734,0.74,13.85]
["December",2,"11AM to 12PM",11,"December 2, 2019 11:00","2019-12-02T11:00:00",76.1,72.4,70.9,114.3,36.15,0.0733,0.76,13.86]
["December",2,"2PM to 3PM",14,"December 2, 2019 14:00","2019-12-02T14:00:00",77.4,73.1,71.4,116.5,{"v":36.8,"d":"36.80"},0.0731,0.78,{"v":13.9,"d":"13.90"}]
["December",2,"6PM to 7PM",18,"December 2, 2019 18:00","2019-12-02T18:00:00",75.4,71.2,69.4,108.7,35.09,0.0734,0.73,13.83]
["December",2,"9PM to 10PM",21,"December 2, 2019 21:00","2019-12-02T21:00:00",72.3,69.4,68.2,{"v":104,"d":"104.0"},{"v":33.6,"d":"33.60"},0.0739,0.69,13.73]
["December",3,"12AM to 1AM",0,"December 3, 2019 0:00","2019-12-03",71.1,68.9,{"v":68,"d":"68.0"},103.4,33.19,0.0741,0.69,{"v":13.7,"d":"13.70"}]
["December",3,"1AM to 2AM",1,{"$f":"A8073&\" \"&B8073&\", \"&$D$5&\" \"&D8073&\":00\"","v":"December 3, 2019 1:00"},{"$f":"DATEVALUE(E8073)+TIMEVALUE(E8073)","v":"2019-12-03T01:00:00"},71.1,68.9,{"v":68,"d":"68.0"},103.4,33.19,0.0741,0.69,{"v":13.7,"d":"13.70"}]
["December",3,"4AM to 5AM",4,"December 3, 2019 4:00","2019-12-03T04:00:00",71.1,68.2,66.9,99.5,32.58,0.0741,0.67,13.69]
["December",3,"8AM to 9AM",8,"December 3, 2019 8:00","2019-12-03T08:00:00",75.6,70.9,68.9,106.7,34.82,0.0734,0.71,13.83]
["December",3,"12PM to 1PM",12,"December 3, 2019 12:00","2019-12-03T12:00:00",84.2,73.9,69.8,110.1,37.48,0.0722,0.73,14.06]
["December",3,"3PM to 4PM",15,"December 3, 2019 15:00","2019-12-03T15:00:00",82.2,73.4,69.8,110.1,{"v":37,"d":"37.00"},0.0725,0.73,14.01]
["December",3,"7PM to 8PM",19,"December 3, 2019 19:00","2019-12-03T19:00:00",{"v":77,"d":"77.0"},71.4,69.1,107.4,35.28,0.0732,0.72,13.87]
["December",3,"10PM to 11PM",22,"December 3, 2019 22:00","2019-12-03T22:00:00",{"v":77,"d":"77.0"},70.7,{"v":68,"d":"68.0"},103.4,34.65,0.0733,0.69,13.85]
["December",4,"1AM to 2AM",1,"December 4, 2019 1:00","2019-12-04T01:00:00",75.9,69.7,66.9,99.5,33.78,0.0734,0.67,13.81]
["December",4,"2AM to 3AM",2,"December 4, 2019 2:00","2019-12-04T02:00:00",75.9,69.6,66.7,98.9,33.68,0.0734,0.66,13.81]
["December",4,"5AM to 6AM",5,"December 4, 2019 5:00","2019-12-04T05:00:00",75.9,{"v":69,"d":"69.0"},65.8,95.8,{"v":33.2,"d":"33.20"},0.0734,0.64,{"v":13.8,"d":"13.80"}]
["December",4,"10AM to 11AM",10,"December 4, 2019 10:00","2019-12-04T10:00:00",{"v":81,"d":"81.0"},71.2,66.9,99.5,35.02,0.0727,0.67,13.94]
["December",4,"1PM to 2PM",13,"December 4, 2019 13:00","2019-12-04T13:00:00",{"v":82,"d":"82.0"},70.9,{"v":66,"d":"66.0"},96.4,{"v":34.8,"d":"34.80"},0.0726,0.64,13.96]
["December",4,"4PM to 5PM",16,"December 4, 2019 16:00","2019-12-04T16:00:00",80.1,69.7,64.9,92.7,33.74,0.0729,0.62,{"v":13.9,"d":"13.90"}]
["December",4,"8PM to 9PM",20,"December 4, 2019 20:00","2019-12-04T20:00:00",75.2,68.1,64.8,92.1,32.45,0.0736,0.62,13.77]
["December",4,"11PM to 12AM",23,"December 4, 2019 23:00","2019-12-04T23:00:00",{"v":73,"d":"73.0"},67.1,64.2,90.4,31.65,0.0739,0.61,13.71]
["December",5,"2AM to 3AM",2,"December 5, 2019 2:00","2019-12-05T02:00:00",71.8,67.1,64.9,92.7,31.71,{"v":0.074,"d":"0.0740"},0.62,13.69]
["December",5,"3AM to 4AM",3,"December 5, 2019 3:00","2019-12-05T03:00:00",72.3,67.4,65.1,93.3,31.93,{"v":0.074,"d":"0.0740"},0.63,{"v":13.7,"d":"13.70"}]
["December",5,"6AM to 7AM",6,"December 5, 2019 6:00","2019-12-05T06:00:00",73.6,67.8,65.1,93.3,32.24,0.0738,0.63,13.73]
["December",5,"11AM to 12PM",11,"December 5, 2019 11:00","2019-12-05T11:00:00",80.8,{"v":70,"d":"70.0"},65.1,93.3,34.01,0.0728,0.63,13.92]
["December",5,"2PM to 3PM",14,"December 5, 2019 14:00","2019-12-05T14:00:00",{"v":81,"d":"81.0"},69.8,64.8,92.1,33.87,0.0728,0.62,13.92]
["December",5,"5PM to 6PM",17,{"$f":"A8137&\" \"&B8137&\", \"&$D$5&\" \"&D8137&\":00\"","v":"December 5, 2019 17:00"},{"$f":"DATEVALUE(E8137)+TIMEVALUE(E8137)","v":"2019-12-05T17:00:00"},77.4,68.8,64.8,92.1,32.98,0.0733,0.62,13.83]
["December",5,"9PM to 10PM",21,"December 5, 2019 21:00","2019-12-05T21:00:00",71.2,66.9,64.8,92.1,31.48,0.0741,0.62,13.67]
["December",6,"12AM to 1AM",0,"December 6, 2019 0:00","2019-12-06",{"v":68,"d":"68.0"},65.9,64.9,92.7,30.78,0.0746,0.62,13.59]
["December",6,"1AM to 2AM",1,"December 6, 2019 1:00","2019-12-06T01:00:00",66.9,65.6,64.9,92.7,30.51,0.0747,0.62,13.56]
["December",6,"7AM to 8AM",7,"December 6, 2019 7:00","2019-12-06T07:00:00",{"v":73,"d":"73.0"},68.2,{"v":66,"d":"66.0"},96.4,32.58,0.0738,0.64,13.73]
["December",6,"8AM to 9AM",8,"December 6, 2019 8:00","2019-12-06T08:00:00",75.4,69.1,66.2,{"v":97,"d":"97.0"},33.25,0.0735,0.65,13.79]
["December",6,"12PM to 1PM",12,"December 6, 2019 12:00","2019-12-06T12:00:00",{"v":82,"d":"82.0"},70.5,65.3,93.9,34.42,0.0726,0.63,13.95]
["December",6,"3PM to 4PM",15,"December 6, 2019 15:00","2019-12-06T15:00:00",80.2,69.9,65.1,93.3,33.88,0.0729,0.63,13.91]
["December",6,"6PM to 7PM",18,"December 6, 2019 18:00","2019-12-06T18:00:00",{"v":75,"d":"75.0"},68.2,64.9,92.7,{"v":32.5,"d":"32.50"},0.0736,0.62,13.77]
["December",6,"10PM to 11PM",22,"December 6, 2019 22:00","2019-12-06T22:00:00",{"v":73,"d":"73.0"},67.5,64.9,92.7,32.02,0.0739,0.62,13.72]
["December",7,"1AM to 2AM",1,"December 7, 2019 1:00","2019-12-07T01:00:00",69.1,66.3,64.9,92.7,31.04,0.0744,0.62,13.62]
["December",7,"2AM to 3AM",2,"December 7, 2019 2:00","2019-12-07T02:00:00",69.4,66.5,65.1,93.3,31.22,0.0744,0.63,13.63]
["December",7,"8AM to 9AM",8,"December 7, 2019 8:00","2019-12-07T08:00:00",73.8,68.8,66.6,98.2,33.05,0.0737,0.66,13.75]
["December",7,"9AM to 10AM",9,"December 7, 2019 9:00","2019-12-07T09:00:00",76.3,69.3,66.2,{"v":97,"d":"97.0"},33.48,0.0734,0.65,13.81]
["December",7,"1PM to 2PM",13,"December 7, 2019 13:00","2019-12-07T13:00:00",{"v":79,"d":"79.0"},70.6,66.9,99.5,34.53,{"v":0.073,"d":"0.0730"},0.67,13.89]
["December",7,"4PM to 5PM",16,"December 7, 2019 16:00","2019-12-07T16:00:00",78.1,70.3,66.9,99.5,34.31,0.0731,0.67,13.87]
["December",7,"8PM to 9PM",20,"December 7, 2019 20:00","2019-12-07T20:00:00",72.7,{"v":68,"d":"68.0"},65.8,95.8,{"v":32.4,"d":"32.40"},0.0739,0.64,13.72]
["December",7,"11PM to 12AM",23,"December 7, 2019 23:00","2019-12-07T23:00:00",71.1,66.7,64.6,91.6,31.34,0.0741,0.61,13.66]
["December",8,"2AM to 3AM",2,"December 8, 2019 2:00","2019-12-08T02:00:00",67.6,64.5,{"v":63,"d":"63.0"},86.4,{"v":29.7,"d":"29.70"},0.0747,0.58,13.56]
["December",8,"5AM to 6AM",5,"December 8, 2019 5:00","2019-12-08T05:00:00",64.9,63.6,{"v":63,"d":"63.0"},86.4,29.04,{"v":0.075,"d":"0.0750"},0.58,13.49]
["December",8,"7AM to 8AM",7,"December 8, 2019 7:00","2019-12-08T07:00:00",64.9,63.6,{"v":63,"d":"63.0"},86.4,29.04,{"v":0.075,"d":"0.0750"},0.58,13.49]
["December",8,"10AM to 11AM",{"$f":"IF(D8201+1>23,0,D8201+1)","v":10},"December 8, 2019 10:00","2019-12-08T10:00:00",78.1,66.7,{"v":61,"d":"61.0"},80.5,31.33,0.0732,0.54,13.81]
["December",8,"2PM to 3PM",14,"December 8, 2019 14:00","2019-12-08T14:00:00",79.3,64.9,56.8,69.2,29.88,0.0731,0.47,13.81]
["December",8,"5PM to 6PM",17,"December 8, 2019 17:00","2019-12-08T17:00:00",74.3,62.8,56.1,67.4,28.36,0.0738,0.45,13.67]
["December",8,"9PM to 10PM",21,"December 8, 2019 21:00","2019-12-08T21:00:00",70.3,61.8,56.8,69.2,27.68,0.0744,0.47,13.58]
["December",9,"12AM to 1AM",0,"December 9, 2019 0:00","2019-12-09",{"v":70,"d":"70.0"},60.7,{"v":55,"d":"55.0"},64.8,{"v":26.9,"d":"26.90"},0.0745,0.44,13.55]
["December",9,"3AM to 4AM",3,"December 9, 2019 3:00","2019-12-09T03:00:00",69.4,{"v":60,"d":"60.0"},54.1,62.6,26.44,0.0746,0.42,13.53]
["December",9,"6AM to 7AM",6,"December 9, 2019 6:00","2019-12-09T06:00:00",68.4,59.6,{"v":54,"d":"54.0"},62.2,26.11,0.0747,0.42,{"v":13.5,"d":"13.50"}]
["December",9,"8AM to 9AM",8,"December 9, 2019 8:00","2019-12-09T08:00:00",70.7,60.6,54.3,63.1,26.81,0.0744,0.43,13.57]
["December",9,"11AM to 12PM",11,"December 9, 2019 11:00","2019-12-09T11:00:00",75.9,{"v":63,"d":"63.0"},55.4,65.6,28.48,0.0736,0.44,13.71]
["December",9,"3PM to 4PM",15,"December 9, 2019 15:00","2019-12-09T15:00:00",74.7,62.3,54.9,64.3,27.97,0.0738,0.43,13.67]
["December",9,"6PM to 7PM",18,"December 9, 2019 18:00","2019-12-09T18:00:00",71.2,61.3,55.2,65.2,27.27,0.0743,0.44,13.59]
["December",9,"10PM to 11PM",22,"December 9, 2019 22:00","2019-12-09T22:00:00",69.1,{"v":62,"d":"62.0"},57.9,{"v":72,"d":"72.0"},27.81,0.0745,0.48,13.55]
["December",10,"1AM to 2AM",1,"December 10, 2019 1:00","2019-12-10T01:00:00",66.9,61.9,{"v":59,"d":"59.0"},74.9,27.73,0.0748,{"v":0.5,"d":"0.50"},13.51]
["December",10,"3AM to 4AM",3,"December 10, 2019 3:00","2019-12-10T03:00:00",68.4,61.7,57.9,{"v":72,"d":"72.0"},27.63,0.0746,0.48,13.53]
["December",10,"6AM to 7AM",6,"December 10, 2019 6:00","2019-12-10T06:00:00",67.6,62.2,59.2,75.4,27.98,0.0747,0.51,13.53]
["December",10,"9AM to 10AM",9,"December 10, 2019 9:00","2019-12-10T09:00:00",71.6,64.1,60.1,77.9,29.34,0.0742,0.52,13.64]
["December",10,"1PM to 2PM",13,"December 10, 2019 13:00","2019-12-10T13:00:00",{"v":79,"d":"79.0"},67.7,62.1,83.6,32.05,0.0731,0.56,13.84]
["December",10,"4PM to 5PM",16,"December 10, 2019 16:00","2019-12-10T16:00:00",{"v":75,"d":"75.0"},66.4,62.1,83.6,31.08,0.0736,0.56,13.74]
["December",10,"7PM to 8PM",19,"December 10, 2019 19:00","2019-12-10T19:00:00",73.9,66.1,62.1,83.6,30.82,0.0738,0.56,13.71]
["December",10,"11PM to 12AM",23,"December 10, 2019 23:00","2019-12-10T23:00:00",71.6,67.4,65.5,94.5,31.94,0.0741,0.63,13.69]
["December",11,"12AM to 1AM",0,"December 11, 2019 0:00","2019-12-11",71.4,67.5,65.7,95.1,31.99,0.0741,0.64,13.68]
["December",11,"4AM to 5AM",4,"December 11, 2019 4:00","2019-12-11T04:00:00",{"v":72,"d":"72.0"},67.9,{"v":66,"d":"66.0"},96.4,32.32,{"v":0.074,"d":"0.0740"},0.64,{"v":13.7,"d":"13.70"}]
["December",11,"5AM to 6AM",5,"December 11, 2019 5:00","2019-12-11T05:00:00",{"v":72,"d":"72.0"},{"v":68,"d":"68.0"},66.2,{"v":97,"d":"97.0"},32.41,{"v":0.074,"d":"0.0740"},0.65,{"v":13.7,"d":"13.70"}]
["December",11,"6AM to 7AM",6,"December 11, 2019 6:00","2019-12-11T06:00:00",{"v":72,"d":"72.0"},{"v":68,"d":"68.0"},66.2,{"v":97,"d":"97.0"},32.41,{"v":0.074,"d":"0.0740"},0.65,{"v":13.7,"d":"13.70"}]
["December",11,"7AM to 8AM",7,"December 11, 2019 7:00","2019-12-11T07:00:00",{"v":72,"d":"72.0"},67.9,{"v":66,"d":"66.0"},96.4,32.32,{"v":0.074,"d":"0.0740"},0.64,{"v":13.7,"d":"13.70"}]
["December",11,"8AM to 9AM",8,"December 11, 2019 8:00","2019-12-11T08:00:00",73.9,{"v":69,"d":"69.0"},66.7,98.9,33.19,0.0737,0.66,13.76]
["December",11,"9AM to 10AM",9,"December 11, 2019 9:00","2019-12-11T09:00:00",76.1,69.7,66.9,99.5,33.82,0.0734,0.67,13.82]
["December",11,"10AM to 11AM",10,"December 11, 2019 10:00","2019-12-11T10:00:00",78.1,70.3,66.9,99.5,34.31,0.0731,0.67,13.87]
["December",11,"11AM to 12PM",11,"December 11, 2019 11:00","2019-12-11T11:00:00",78.8,70.5,66.9,99.5,34.49,{"v":0.073,"d":"0.0730"},0.67,13.89]
["December",11,"12PM to 1PM",12,"December 11, 2019 12:00","2019-12-11T12:00:00",79.3,70.3,66.2,{"v":97,"d":"97.0"},34.23,{"v":0.073,"d":"0.0730"},0.65,13.89]
["December",11,"1PM to 2PM",13,"December 11, 2019 13:00","2019-12-11T13:00:00",80.1,70.4,{"v":66,"d":"66.0"},96.4,34.31,0.0729,0.64,13.91]
["December",11,"2PM to 3PM",14,"December 11, 2019 14:00","2019-12-11T14:00:00",79.7,69.9,65.5,94.5,33.93,0.0729,0.63,{"v":13.9,"d":"13.90"}]
["December",11,"3PM to 4PM",15,"December 11, 2019 15:00","2019-12-11T15:00:00",79.3,69.7,65.3,93.9,33.75,{"v":0.073,"d":"0.0730"},0.63,13.88]
["December",11,"4PM to 5PM",16,"December 11, 2019 16:00","2019-12-11T16:00:00",{"v":79,"d":"79.0"},69.4,64.9,92.7,33.48,{"v":0.073,"d":"0.0730"},0.62,13.87]
["December",11,"5PM to 6PM",17,"December 11, 2019 17:00","2019-12-11T17:00:00",78.3,69.3,65.1,93.3,33.39,0.0731,0.63,13.85]
["December",11,"6PM to 7PM",18,"December 11, 2019 18:00","2019-12-11T18:00:00",77.7,69.5,65.8,95.8,33.64,0.0732,0.64,13.85]
["December",11,"7PM to 8PM",19,"December 11, 2019 19:00","2019-12-11T19:00:00",{"v":77,"d":"77.0"},69.4,{"v":66,"d":"66.0"},96.4,33.56,0.0733,0.64,13.83]
["December",11,"8PM to 9PM",20,"December 11, 2019 20:00","2019-12-11T20:00:00",76.6,69.7,66.6,98.2,33.76,0.0733,0.66,13.83]
["December",11,"9PM to 10PM",21,"December 11, 2019 21:00","2019-12-11T21:00:00",76.3,69.6,66.6,98.2,33.67,0.0734,0.66,13.82]
["December",11,"10PM to 11PM",22,"December 11, 2019 22:00","2019-12-11T22:00:00",75.9,69.7,66.9,99.5,33.78,0.0734,0.67,13.81]
["December",11,"11PM to 12AM",23,"December 11, 2019 23:00","2019-12-11T23:00:00",75.9,{"v":70,"d":"70.0"},67.5,101.4,34.08,0.0734,0.68,13.82]
["December",12,"12AM to 1AM",0,"December 12, 2019 0:00","2019-12-12",75.9,{"v":70,"d":"70.0"},67.5,101.4,34.08,0.0734,0.68,13.82]
["December",12,"1AM to 2AM",1,"December 12, 2019 1:00","2019-12-12T01:00:00",75.9,70.4,{"v":68,"d":"68.0"},103.4,34.38,0.0734,0.69,13.83]
["December",12,"2AM to 3AM",2,"December 12, 2019 2:00","2019-12-12T02:00:00",75.9,70.3,67.8,102.7,34.28,0.0734,0.69,13.82]
["December",12,"3AM to 4AM",3,"December 12, 2019 3:00","2019-12-12T03:00:00",75.9,70.3,67.8,102.7,34.28,0.0734,0.69,13.82]
["December",12,"4AM to 5AM",4,"December 12, 2019 4:00","2019-12-12T04:00:00",75.9,70.4,{"v":68,"d":"68.0"},103.4,34.38,0.0734,0.69,13.83]
["December",12,"5AM to 6AM",5,"December 12, 2019 5:00","2019-12-12T05:00:00",75.9,70.3,67.8,102.7,34.28,0.0734,0.69,13.82]
["December",12,"6AM to 7AM",6,"December 12, 2019 6:00","2019-12-12T06:00:00",75.9,70.3,67.8,102.7,34.28,0.0734,0.69,13.82]
["December",12,"7AM to 8AM",7,"December 12, 2019 7:00","2019-12-12T07:00:00",75.9,70.4,{"v":68,"d":"68.0"},103.4,34.38,0.0734,0.69,13.83]
["December",12,"8AM to 9AM",8,"December 12, 2019 8:00","2019-12-12T08:00:00",77.5,70.8,67.8,102.7,34.68,0.0732,0.69,13.87]
["December",12,"9AM to 10AM",9,"December 12, 2019 9:00","2019-12-12T09:00:00",79.3,{"v":71,"d":"71.0"},67.5,101.4,34.92,0.0729,0.68,13.91]
["December",12,"10AM to 11AM",10,"December 12, 2019 10:00","2019-12-12T10:00:00",{"v":81,"d":"81.0"},71.2,66.9,99.5,35.02,0.0727,0.67,13.94]
["December",12,"11AM to 12PM",11,"December 12, 2019 11:00","2019-12-12T11:00:00",{"v":82,"d":"82.0"},71.7,67.3,100.8,35.49,0.0726,0.67,13.98]
["December",12,"12PM to 1PM",12,"December 12, 2019 12:00","2019-12-12T12:00:00",82.9,71.9,67.1,100.1,35.61,0.0725,0.67,{"v":14,"d":"14.00"}]
["December",12,"1PM to 2PM",13,"December 12, 2019 13:00","2019-12-12T13:00:00",{"v":84,"d":"84.0"},72.1,66.9,99.5,35.77,0.0723,0.67,14.02]
["December",12,"2PM to 3PM",14,"December 12, 2019 14:00","2019-12-12T14:00:00",82.4,71.7,67.1,100.1,35.48,0.0725,0.67,13.98]
["December",12,"3PM to 4PM",15,"December 12, 2019 15:00","2019-12-12T15:00:00",80.6,70.7,66.4,97.6,34.64,0.0728,0.65,13.93]
["December",12,"4PM to 5PM",16,"December 12, 2019 16:00","2019-12-12T16:00:00",{"v":79,"d":"79.0"},{"v":70,"d":"70.0"},{"v":66,"d":"66.0"},96.4,34.04,{"v":0.073,"d":"0.0730"},0.64,13.88]
["December",12,"5PM to 6PM",17,"December 12, 2019 17:00","2019-12-12T17:00:00",78.3,69.8,{"v":66,"d":"66.0"},96.4,33.87,0.0731,0.64,13.86]
["December",12,"6PM to 7PM",18,"December 12, 2019 18:00","2019-12-12T18:00:00",77.7,69.9,66.4,97.6,33.93,0.0732,0.65,13.85]
["December",12,"7PM to 8PM",19,"December 12, 2019 19:00","2019-12-12T19:00:00",{"v":77,"d":"77.0"},69.4,{"v":66,"d":"66.0"},96.4,33.56,0.0733,0.64,13.83]
["December",12,"8PM to 9PM",20,"December 12, 2019 20:00","2019-12-12T20:00:00",76.6,69.4,66.2,{"v":97,"d":"97.0"},33.56,0.0733,0.65,13.82]
["December",12,"9PM to 10PM",21,"December 12, 2019 21:00","2019-12-12T21:00:00",76.3,69.1,65.8,95.8,33.28,0.0734,0.64,13.81]
["December",12,"10PM to 11PM",22,"December 12, 2019 22:00","2019-12-12T22:00:00",75.9,69.1,{"v":66,"d":"66.0"},96.4,33.29,0.0734,0.64,{"v":13.8,"d":"13.80"}]
["December",12,"11PM to 12AM",23,"December 12, 2019 23:00","2019-12-12T23:00:00",75.6,{"v":69,"d":"69.0"},{"v":66,"d":"66.0"},96.4,{"v":33.2,"d":"33.20"},0.0735,0.64,13.79]
["December",13,"12AM to 1AM",0,"December 13, 2019 0:00","2019-12-13",75.4,69.1,66.2,{"v":97,"d":"97.0"},33.25,0.0735,0.65,13.79]
["December",13,"1AM to 2AM",1,"December 13, 2019 1:00","2019-12-13T01:00:00",{"v":75,"d":"75.0"},68.8,{"v":66,"d":"66.0"},96.4,33.07,0.0736,0.64,13.78]
["December",13,"2AM to 3AM",2,"December 13, 2019 2:00","2019-12-13T02:00:00",74.3,68.7,66.2,{"v":97,"d":"97.0"},32.99,0.0737,0.65,13.76]
["December",13,"3AM to 4AM",3,"December 13, 2019 3:00","2019-12-13T03:00:00",73.8,68.6,66.2,{"v":97,"d":"97.0"},32.86,0.0737,0.65,13.75]
["December",13,"4AM to 5AM",4,"December 13, 2019 4:00","2019-12-13T04:00:00",{"v":73,"d":"73.0"},68.2,{"v":66,"d":"66.0"},96.4,32.58,0.0738,0.64,13.73]
["December",13,"5AM to 6AM",5,"December 13, 2019 5:00","2019-12-13T05:00:00",73.8,68.6,66.2,{"v":97,"d":"97.0"},32.86,0.0737,0.65,13.75]
["December",13,"6AM to 7AM",6,"December 13, 2019 6:00","2019-12-13T06:00:00",74.3,68.7,66.2,{"v":97,"d":"97.0"},32.99,0.0737,0.65,13.76]
["December",13,"7AM to 8AM",7,"December 13, 2019 7:00","2019-12-13T07:00:00",{"v":75,"d":"75.0"},68.8,{"v":66,"d":"66.0"},96.4,33.07,0.0736,0.64,13.78]
["December",13,"8AM to 9AM",8,"December 13, 2019 8:00","2019-12-13T08:00:00",76.6,69.4,66.2,{"v":97,"d":"97.0"},33.56,0.0733,0.65,13.82]
["December",13,"9AM to 10AM",9,"December 13, 2019 9:00","2019-12-13T09:00:00",78.4,{"v":70,"d":"70.0"},66.2,{"v":97,"d":"97.0"},34.01,0.0731,0.65,13.87]
["December",13,"10AM to 11AM",10,"December 13, 2019 10:00","2019-12-13T10:00:00",80.1,70.4,{"v":66,"d":"66.0"},96.4,34.31,0.0729,0.64,13.91]
["December",13,"11AM to 12PM",11,"December 13, 2019 11:00","2019-12-13T11:00:00",80.4,70.3,65.8,95.8,{"v":34.3,"d":"34.30"},0.0728,0.64,13.92]
["December",13,"12PM to 1PM",12,"December 13, 2019 12:00","2019-12-13T12:00:00",80.6,69.9,64.9,92.7,33.87,0.0728,0.62,13.91]
["December",13,"1PM to 2PM",13,"December 13, 2019 13:00","2019-12-13T13:00:00",{"v":81,"d":"81.0"},{"v":70,"d":"70.0"},64.9,92.7,33.96,0.0728,0.62,13.92]
["December",13,"2PM to 3PM",14,"December 13, 2019 14:00","2019-12-13T14:00:00",80.1,70.2,65.8,95.8,34.21,0.0729,0.64,13.91]
["December",13,"3PM to 4PM",15,"December 13, 2019 15:00","2019-12-13T15:00:00",{"v":79,"d":"79.0"},70.7,67.1,100.1,34.63,{"v":0.073,"d":"0.0730"},0.67,13.89]
["December",13,"4PM to 5PM",16,"December 13, 2019 16:00","2019-12-13T16:00:00",78.1,{"v":71,"d":"71.0"},{"v":68,"d":"68.0"},103.4,34.92,0.0731,0.69,13.88]
["December",13,"5PM to 6PM",17,{"$f":"A8329&\" \"&B8329&\", \"&$D$5&\" \"&D8329&\":00\"","v":"December 13, 2019 17:00"},{"$f":"DATEVALUE(E8329)+TIMEVALUE(E8329)","v":"2019-12-13T17:00:00"},76.6,70.1,67.3,100.8,34.16,0.0733,0.67,13.84]
["December",13,"6PM to 7PM",{"$f":"IF(D8329+1>23,0,D8329+1)","v":18},"December 13, 2019 18:00","2019-12-13T18:00:00",75.4,69.3,66.6,98.2,33.45,0.0735,0.66,{"v":13.8,"d":"13.80"}]
["December",13,"7PM to 8PM",19,"December 13, 2019 19:00","2019-12-13T19:00:00",73.9,68.5,{"v":66,"d":"66.0"},96.4,{"v":32.8,"d":"32.80"},0.0737,0.64,13.75]
["December",13,"8PM to 9PM",20,"December 13, 2019 20:00","2019-12-13T20:00:00",{"v":73,"d":"73.0"},68.4,66.2,{"v":97,"d":"97.0"},32.68,0.0738,0.65,13.73]
["December",13,"9PM to 10PM",21,"December 13, 2019 21:00","2019-12-13T21:00:00",{"v":72,"d":"72.0"},67.8,65.8,95.8,32.22,{"v":0.074,"d":"0.0740"},0.64,{"v":13.7,"d":"13.70"}]
["December",13,"10PM to 11PM",22,"December 13, 2019 22:00","2019-12-13T22:00:00",71.1,67.6,{"v":66,"d":"66.0"},96.4,32.09,0.0741,0.64,13.68]
["December",13,"11PM to 12AM",23,"December 13, 2019 23:00","2019-12-13T23:00:00",70.7,67.5,{"v":66,"d":"66.0"},96.4,32.01,0.0742,0.64,13.67]
["December",14,"12AM to 1AM",0,"December 14, 2019 0:00","2019-12-14",70.3,67.4,{"v":66,"d":"66.0"},96.4,31.92,0.0742,0.64,13.66]
["December",14,"1AM to 2AM",1,"December 14, 2019 1:00","2019-12-14T01:00:00",{"v":70,"d":"70.0"},67.3,{"v":66,"d":"66.0"},96.4,31.83,0.0743,0.64,13.65]
["December",14,"2AM to 3AM",2,"December 14, 2019 2:00","2019-12-14T02:00:00",68.9,66.6,65.5,94.5,31.28,0.0744,0.63,13.62]
["December",14,"3AM to 4AM",3,"December 14, 2019 3:00","2019-12-14T03:00:00",{"v":68,"d":"68.0"},66.2,65.3,93.9,30.96,0.0746,0.63,13.59]
["December",14,"4AM to 5AM",4,"December 14, 2019 4:00","2019-12-14T04:00:00",66.9,65.6,64.9,92.7,30.51,0.0747,0.62,13.56]
["December",14,"5AM to 6AM",5,"December 14, 2019 5:00","2019-12-14T05:00:00",67.3,65.7,64.9,92.7,{"v":30.6,"d":"30.60"},0.0747,0.62,13.57]
["December",14,"6AM to 7AM",6,"December 14, 2019 6:00","2019-12-14T06:00:00",67.6,65.8,64.9,92.7,30.69,0.0746,0.62,13.58]
["December",14,"7AM to 8AM",7,"December 14, 2019 7:00","2019-12-14T07:00:00",{"v":68,"d":"68.0"},65.9,64.9,92.7,30.78,0.0746,0.62,13.59]
["December",14,"8AM to 9AM",8,"December 14, 2019 8:00","2019-12-14T08:00:00",71.6,67.7,65.8,95.8,32.13,{"v":0.074,"d":"0.0740"},0.64,13.69]
["December",14,"9AM to 10AM",9,"December 14, 2019 9:00","2019-12-14T09:00:00",75.4,69.1,66.2,{"v":97,"d":"97.0"},33.25,0.0735,0.65,13.79]
["December",14,"10AM to 11AM",10,"December 14, 2019 10:00","2019-12-14T10:00:00",{"v":79,"d":"79.0"},{"v":70,"d":"70.0"},{"v":66,"d":"66.0"},96.4,34.04,{"v":0.073,"d":"0.0730"},0.64,13.88]
["December",14,"11AM to 12PM",11,"December 14, 2019 11:00","2019-12-14T11:00:00",78.6,70.1,66.4,97.6,34.15,0.0731,0.65,13.88]
["December",14,"12PM to 1PM",12,"December 14, 2019 12:00","2019-12-14T12:00:00",78.4,{"v":70,"d":"70.0"},66.2,{"v":97,"d":"97.0"},34.01,0.0731,0.65,13.87]
["December",14,"1PM to 2PM",13,"December 14, 2019 13:00","2019-12-14T13:00:00",78.1,69.8,{"v":66,"d":"66.0"},96.4,33.82,0.0731,0.64,13.86]
["December",14,"2PM to 3PM",14,"December 14, 2019 14:00","2019-12-14T14:00:00",78.8,{"v":70,"d":"70.0"},{"v":66,"d":"66.0"},96.4,{"v":34,"d":"34.00"},{"v":0.073,"d":"0.0730"},0.64,13.88]
["December",14,"3PM to 4PM",15,"December 14, 2019 15:00","2019-12-14T15:00:00",79.3,69.7,65.3,93.9,33.75,{"v":0.073,"d":"0.0730"},0.63,13.88]
["December",14,"4PM to 5PM",16,"December 14, 2019 16:00","2019-12-14T16:00:00",80.1,69.7,64.9,92.7,33.74,0.0729,0.62,{"v":13.9,"d":"13.90"}]
["December",14,"5PM to 6PM",17,"December 14, 2019 17:00","2019-12-14T17:00:00",78.1,69.4,65.5,94.5,33.54,0.0732,0.63,13.85]
["December",14,"6PM to 7PM",18,"December 14, 2019 18:00","2019-12-14T18:00:00",75.9,{"v":69,"d":"69.0"},65.8,95.8,{"v":33.2,"d":"33.20"},0.0734,0.64,{"v":13.8,"d":"13.80"}]
["December",14,"7PM to 8PM",19,"December 14, 2019 19:00","2019-12-14T19:00:00",73.9,68.5,{"v":66,"d":"66.0"},96.4,{"v":32.8,"d":"32.80"},0.0737,0.64,13.75]
["December",14,"8PM to 9PM",20,"December 14, 2019 20:00","2019-12-14T20:00:00",73.2,67.8,65.3,93.9,32.25,0.0738,0.63,13.73]
["December",14,"9PM to 10PM",21,"December 14, 2019 21:00","2019-12-14T21:00:00",72.7,67.3,64.8,92.1,31.83,0.0739,0.62,13.71]
["December",14,"10PM to 11PM",22,"December 14, 2019 22:00","2019-12-14T22:00:00",{"v":72,"d":"72.0"},66.6,{"v":64,"d":"64.0"},89.8,31.29,{"v":0.074,"d":"0.0740"},{"v":0.6,"d":"0.60"},13.68]
["December",14,"11PM to 12AM",23,"December 14, 2019 23:00","2019-12-14T23:00:00",72.3,65.7,62.4,84.7,30.59,{"v":0.074,"d":"0.0740"},0.57,13.68]
["December",15,"12AM to 1AM",0,"December 15, 2019 0:00","2019-12-15",72.7,65.1,61.2,{"v":81,"d":"81.0"},30.09,{"v":0.074,"d":"0.0740"},0.54,13.67]
["December",15,"1AM to 2AM",1,"December 15, 2019 1:00","2019-12-15T01:00:00",{"v":73,"d":"73.0"},{"v":64,"d":"64.0"},{"v":59,"d":"59.0"},74.9,29.23,{"v":0.074,"d":"0.0740"},{"v":0.5,"d":"0.50"},13.66]
["December",15,"2AM to 3AM",2,"December 15, 2019 2:00","2019-12-15T02:00:00",71.1,63.6,59.5,76.4,28.97,0.0742,0.51,13.62]
["December",15,"3AM to 4AM",3,"December 15, 2019 3:00","2019-12-15T03:00:00",68.9,63.1,59.9,77.4,{"v":28.6,"d":"28.60"},0.0745,0.52,13.56]
["December",15,"4AM to 5AM",4,"December 15, 2019 4:00","2019-12-15T04:00:00",66.9,62.5,60.1,77.9,28.19,0.0748,0.52,13.52]
["December",15,"5AM to 6AM",5,"December 15, 2019 5:00","2019-12-15T05:00:00",{"v":68,"d":"68.0"},62.8,59.9,77.4,28.38,0.0747,0.52,13.54]
["December",15,"6AM to 7AM",6,"December 15, 2019 6:00","2019-12-15T06:00:00",68.9,62.7,59.2,75.4,28.29,0.0745,0.51,13.56]
["December",15,"7AM to 8AM",7,"December 15, 2019 7:00","2019-12-15T07:00:00",{"v":70,"d":"70.0"},62.9,{"v":59,"d":"59.0"},74.9,28.48,0.0744,{"v":0.5,"d":"0.50"},13.58]
["December",15,"8AM to 9AM",8,"December 15, 2019 8:00","2019-12-15T08:00:00",72.7,64.1,59.4,75.9,29.29,{"v":0.074,"d":"0.0740"},0.51,13.66]
["December",15,"9AM to 10AM",9,"December 15, 2019 9:00","2019-12-15T09:00:00",75.4,64.9,59.2,75.4,29.88,0.0736,0.51,13.72]
["December",15,"10AM to 11AM",10,"December 15, 2019 10:00","2019-12-15T10:00:00",78.1,65.6,{"v":59,"d":"59.0"},74.9,30.46,0.0733,{"v":0.5,"d":"0.50"},13.79]
["December",15,"11AM to 12PM",11,"December 15, 2019 11:00","2019-12-15T11:00:00",79.3,64.9,56.8,69.2,29.88,0.0731,0.47,13.81]
["December",15,"12PM to 1PM",12,"December 15, 2019 12:00","2019-12-15T12:00:00",80.8,64.5,{"v":55,"d":"55.0"},64.8,29.53,{"v":0.073,"d":"0.0730"},0.44,13.83]
["December",15,"1PM to 2PM",13,"December 15, 2019 13:00","2019-12-15T13:00:00",{"v":82,"d":"82.0"},63.4,{"v":52,"d":"52.0"},57.8,28.75,0.0728,0.39,13.84]
["December",15,"2PM to 3PM",14,"December 15, 2019 14:00","2019-12-15T14:00:00",80.1,64.2,{"v":55,"d":"55.0"},64.8,29.36,0.0731,0.44,13.81]
["December",15,"3PM to 4PM",15,"December 15, 2019 15:00","2019-12-15T15:00:00",77.9,64.6,57.2,70.1,29.67,0.0733,0.47,13.77]
["December",15,"4PM to 5PM",16,"December 15, 2019 16:00","2019-12-15T16:00:00",75.9,64.9,{"v":59,"d":"59.0"},74.9,29.93,0.0736,{"v":0.5,"d":"0.50"},13.74]
["December",15,"5PM to 6PM",17,"December 15, 2019 17:00","2019-12-15T17:00:00",74.3,64.5,59.2,75.4,29.61,0.0738,0.51,{"v":13.7,"d":"13.70"}]
["December",15,"6PM to 7PM",18,"December 15, 2019 18:00","2019-12-15T18:00:00",72.7,64.1,59.4,75.9,29.29,{"v":0.074,"d":"0.0740"},0.51,13.66]
["December",15,"7PM to 8PM",19,"December 15, 2019 19:00","2019-12-15T19:00:00",71.1,63.3,{"v":59,"d":"59.0"},74.9,28.74,0.0742,{"v":0.5,"d":"0.50"},13.61]
["December",15,"8PM to 9PM",20,"December 15, 2019 20:00","2019-12-15T20:00:00",70.3,63.5,59.7,76.9,28.87,0.0743,0.52,{"v":13.6,"d":"13.60"}]
["December",15,"9PM to 10PM",21,"December 15, 2019 21:00","2019-12-15T21:00:00",69.8,63.9,60.8,79.9,29.22,0.0744,0.54,{"v":13.6,"d":"13.60"}]
["December",15,"10PM to 11PM",22,"December 15, 2019 22:00","2019-12-15T22:00:00",69.1,63.8,{"v":61,"d":"61.0"},80.5,29.13,0.0745,0.54,13.58]
["December",15,"11PM to 12AM",23,"December 15, 2019 23:00","2019-12-15T23:00:00",67.1,{"v":63,"d":"63.0"},60.8,79.9,28.56,0.0748,0.54,13.53]
["December",16,"12AM to 1AM",0,"December 16, 2019 0:00","2019-12-16",64.9,61.6,59.7,76.9,27.55,0.0751,0.52,13.46]
["December",16,"1AM to 2AM",1,"December 16, 2019 1:00","2019-12-16T01:00:00",{"v":63,"d":"63.0"},60.5,{"v":59,"d":"59.0"},74.9,26.76,0.0754,{"v":0.5,"d":"0.50"},{"v":13.4,"d":"13.40"}]
["December",16,"2AM to 3AM",2,"December 16, 2019 2:00","2019-12-16T02:00:00",62.2,60.2,{"v":59,"d":"59.0"},74.9,26.58,0.0755,{"v":0.5,"d":"0.50"},13.39]
["December",16,"3AM to 4AM",3,"December 16, 2019 3:00","2019-12-16T03:00:00",61.7,60.1,59.2,75.4,26.53,0.0756,0.51,13.37]
["December",16,"4AM to 5AM",4,"December 16, 2019 4:00","2019-12-16T04:00:00",{"v":61,"d":"61.0"},59.7,{"v":59,"d":"59.0"},74.9,26.27,0.0757,{"v":0.5,"d":"0.50"},13.35]
["December",16,"5AM to 6AM",5,"December 16, 2019 5:00","2019-12-16T05:00:00",61.3,59.9,{"v":59,"d":"59.0"},74.9,26.36,0.0756,{"v":0.5,"d":"0.50"},13.36]
["December",16,"6AM to 7AM",6,"December 16, 2019 6:00","2019-12-16T06:00:00",61.7,60.1,59.2,75.4,26.53,0.0756,0.51,13.37]
["December",16,"7AM to 8AM",7,"December 16, 2019 7:00","2019-12-16T07:00:00",62.1,60.1,{"v":59,"d":"59.0"},74.9,26.54,0.0755,{"v":0.5,"d":"0.50"},13.38]
["December",16,"8AM to 9AM",8,"December 16, 2019 8:00","2019-12-16T08:00:00",67.1,62.6,60.1,77.9,28.24,0.0748,0.52,13.52]
["December",16,"9AM to 10AM",9,{"$f":"A8393&\" \"&B8393&\", \"&$D$5&\" \"&D8393&\":00\"","v":"December 16, 2019 9:00"},{"$f":"DATEVALUE(E8393)+TIMEVALUE(E8393)","v":"2019-12-16T09:00:00"},{"v":72,"d":"72.0"},64.2,60.1,77.9,29.43,0.0741,0.52,13.64]
["December",16,"10AM to 11AM",{"$f":"IF(D8393+1>23,0,D8393+1)","v":10},"December 16, 2019 10:00","2019-12-16T10:00:00",{"v":77,"d":"77.0"},65.3,{"v":59,"d":"59.0"},74.9,{"v":30.2,"d":"30.20"},0.0734,{"v":0.5,"d":"0.50"},13.76]
["December",16,"11AM to 12PM",11,"December 16, 2019 11:00","2019-12-16T11:00:00",77.4,65.1,58.5,73.4,30.05,0.0734,0.49,13.77]
["December",16,"12PM to 1PM",12,"December 16, 2019 12:00","2019-12-16T12:00:00",77.7,65.1,58.3,72.9,30.07,0.0733,0.49,13.78]
["December",16,"1PM to 2PM",13,"December 16, 2019 13:00","2019-12-16T13:00:00",78.1,64.6,{"v":57,"d":"57.0"},69.7,29.64,0.0733,0.47,13.78]
["December",16,"2PM to 3PM",14,"December 16, 2019 14:00","2019-12-16T14:00:00",77.4,65.4,{"v":59,"d":"59.0"},74.9,30.28,0.0734,{"v":0.5,"d":"0.50"},13.77]
["December",16,"3PM to 4PM",15,"December 16, 2019 15:00","2019-12-16T15:00:00",76.6,66.2,60.8,79.9,{"v":30.9,"d":"30.90"},0.0734,0.54,13.77]
["December",16,"4PM to 5PM",16,"December 16, 2019 16:00","2019-12-16T16:00:00",75.9,66.7,62.1,83.6,{"v":31.3,"d":"31.30"},0.0735,0.56,13.76]
["December",16,"5PM to 6PM",17,"December 16, 2019 17:00","2019-12-16T17:00:00",73.6,65.6,61.5,{"v":82,"d":"82.0"},30.48,0.0739,0.55,{"v":13.7,"d":"13.70"}]
["December",16,"6PM to 7PM",18,"December 16, 2019 18:00","2019-12-16T18:00:00",71.4,64.5,60.8,79.9,29.62,0.0742,0.54,13.64]
["December",16,"7PM to 8PM",19,"December 16, 2019 19:00","2019-12-16T19:00:00",69.1,63.3,60.1,77.9,28.72,0.0745,0.52,13.57]
["December",16,"8PM to 9PM",20,"December 16, 2019 20:00","2019-12-16T20:00:00",68.4,63.3,60.6,79.4,28.79,0.0746,0.53,13.56]
["December",16,"9PM to 10PM",21,"December 16, 2019 21:00","2019-12-16T21:00:00",67.6,63.1,60.6,79.4,28.61,0.0747,0.53,13.54]
["December",16,"10PM to 11PM",22,"December 16, 2019 22:00","2019-12-16T22:00:00",66.9,63.1,{"v":61,"d":"61.0"},80.5,{"v":28.6,"d":"28.60"},0.0748,0.54,13.52]
["December",16,"11PM to 12AM",23,"December 16, 2019 23:00","2019-12-16T23:00:00",66.6,62.9,{"v":61,"d":"61.0"},80.5,28.51,0.0748,0.54,13.51]
["December",17,"12AM to 1AM",0,"December 17, 2019 0:00","2019-12-17",66.4,{"v":63,"d":"63.0"},61.2,{"v":81,"d":"81.0"},28.55,0.0749,0.54,13.51]
["December",17,"1AM to 2AM",1,"December 17, 2019 1:00","2019-12-17T01:00:00",{"v":66,"d":"66.0"},62.8,{"v":61,"d":"61.0"},80.5,28.38,0.0749,0.54,{"v":13.5,"d":"13.50"}]
["December",17,"2AM to 3AM",2,"December 17, 2019 2:00","2019-12-17T02:00:00",67.1,{"v":64,"d":"64.0"},62.4,84.7,29.31,0.0747,0.57,13.54]
["December",17,"3AM to 4AM",3,"December 17, 2019 3:00","2019-12-17T03:00:00",{"v":68,"d":"68.0"},65.1,63.7,88.7,30.14,0.0746,0.59,13.58]
["December",17,"4AM to 5AM",4,"December 17, 2019 4:00","2019-12-17T04:00:00",69.1,66.3,64.9,92.7,31.04,0.0744,0.62,13.62]
["December",17,"5AM to 6AM",5,"December 17, 2019 5:00","2019-12-17T05:00:00",69.4,65.1,{"v":63,"d":"63.0"},86.4,30.14,0.0744,0.58,13.61]
["December",17,"6AM to 7AM",6,"December 17, 2019 6:00","2019-12-17T06:00:00",69.6,63.8,60.6,79.4,{"v":29.1,"d":"29.10"},0.0744,0.53,13.59]
["December",17,"7AM to 8AM",7,"December 17, 2019 7:00","2019-12-17T07:00:00",{"v":70,"d":"70.0"},62.3,57.9,{"v":72,"d":"72.0"},28.03,0.0744,0.48,13.58]
["December",17,"8AM to 9AM",8,"December 17, 2019 8:00","2019-12-17T08:00:00",{"v":73,"d":"73.0"},63.7,58.5,73.4,{"v":29,"d":"29.00"},{"v":0.074,"d":"0.0740"},0.49,13.66]
["December",17,"9AM to 10AM",9,"December 17, 2019 9:00","2019-12-17T09:00:00",75.9,64.7,58.6,73.9,29.78,0.0736,{"v":0.5,"d":"0.50"},13.73]
["December",17,"10AM to 11AM",10,"December 17, 2019 10:00","2019-12-17T10:00:00",{"v":79,"d":"79.0"},65.3,57.9,{"v":72,"d":"72.0"},30.23,0.0732,0.48,13.81]
["December",17,"11AM to 12PM",11,"December 17, 2019 11:00","2019-12-17T11:00:00",78.6,65.8,{"v":59,"d":"59.0"},74.9,30.59,0.0732,{"v":0.5,"d":"0.50"},13.81]
["December",17,"12PM to 1PM",12,"December 17, 2019 12:00","2019-12-17T12:00:00",78.4,66.6,60.4,78.9,31.18,0.0732,0.53,13.81]
["December",17,"1PM to 2PM",13,"December 17, 2019 13:00","2019-12-17T13:00:00",78.1,66.7,{"v":61,"d":"61.0"},80.5,31.33,0.0732,0.54,13.81]
["December",17,"2PM to 3PM",14,"December 17, 2019 14:00","2019-12-17T14:00:00",77.4,{"v":66,"d":"66.0"},60.1,77.9,30.75,0.0734,0.52,13.78]
["December",17,"3PM to 4PM",15,"December 17, 2019 15:00","2019-12-17T15:00:00",76.6,65.4,59.4,75.9,30.26,0.0735,0.51,13.76]
["December",17,"4PM to 5PM",16,"December 17, 2019 16:00","2019-12-17T16:00:00",75.9,64.3,57.9,{"v":72,"d":"72.0"},29.48,0.0736,0.48,13.73]
["December",17,"5PM to 6PM",17,"December 17, 2019 17:00","2019-12-17T17:00:00",73.2,63.8,58.6,73.9,29.12,{"v":0.074,"d":"0.0740"},{"v":0.5,"d":"0.50"},13.66]
["December",17,"6PM to 7PM",18,"December 17, 2019 18:00","2019-12-17T18:00:00",70.7,63.3,59.2,75.4,28.73,0.0743,0.51,{"v":13.6,"d":"13.60"}]
["December",17,"7PM to 8PM",19,"December 17, 2019 19:00","2019-12-17T19:00:00",{"v":68,"d":"68.0"},62.2,{"v":59,"d":"59.0"},74.9,27.99,0.0747,{"v":0.5,"d":"0.50"},13.53]
["December",17,"8PM to 9PM",20,"December 17, 2019 20:00","2019-12-17T20:00:00",{"v":66,"d":"66.0"},61.5,{"v":59,"d":"59.0"},74.9,27.51,{"v":0.075,"d":"0.0750"},{"v":0.5,"d":"0.50"},13.48]
["December",17,"9PM to 10PM",21,"December 17, 2019 21:00","2019-12-17T21:00:00",{"v":64,"d":"64.0"},60.5,58.5,73.4,{"v":26.8,"d":"26.80"},0.0753,0.49,13.43]
["December",17,"10PM to 11PM",22,"December 17, 2019 22:00","2019-12-17T22:00:00",62.1,59.5,57.9,{"v":72,"d":"72.0"},26.09,0.0755,0.48,13.37]
["December",17,"11PM to 12AM",23,"December 17, 2019 23:00","2019-12-17T23:00:00",62.1,59.7,58.3,72.9,26.24,0.0755,0.49,13.38]
["December",18,"12AM to 1AM",0,"December 18, 2019 0:00","2019-12-18",62.1,59.7,58.3,72.9,26.24,0.0755,0.49,13.38]
["December",18,"1AM to 2AM",1,"December 18, 2019 1:00","2019-12-18T01:00:00",62.1,59.5,57.9,{"v":72,"d":"72.0"},26.09,0.0755,0.48,13.37]
["December",18,"2AM to 3AM",2,"December 18, 2019 2:00","2019-12-18T02:00:00",61.3,59.1,57.7,71.5,25.84,0.0757,0.48,13.35]
["December",18,"3AM to 4AM",3,"December 18, 2019 3:00","2019-12-18T03:00:00",60.8,58.8,57.6,{"v":71,"d":"71.0"},25.63,0.0757,0.48,13.34]
["December",18,"4AM to 5AM",4,"December 18, 2019 4:00","2019-12-18T04:00:00",60.1,58.2,{"v":57,"d":"57.0"},69.7,25.24,0.0758,0.47,13.32]
["December",18,"5AM to 6AM",5,"December 18, 2019 5:00","2019-12-18T05:00:00",60.8,{"v":59,"d":"59.0"},57.9,{"v":72,"d":"72.0"},25.78,0.0757,0.48,13.34]
["December",18,"6AM to 7AM",6,"December 18, 2019 6:00","2019-12-18T06:00:00",61.3,59.5,58.5,73.4,26.14,0.0756,0.49,13.36]
["December",18,"7AM to 8AM",7,"December 18, 2019 7:00","2019-12-18T07:00:00",62.1,60.1,{"v":59,"d":"59.0"},74.9,26.54,0.0755,{"v":0.5,"d":"0.50"},13.38]
["December",18,"8AM to 9AM",8,"December 18, 2019 8:00","2019-12-18T08:00:00",67.5,62.5,59.7,76.9,28.17,0.0747,0.52,13.53]
["December",18,"9AM to 10AM",9,"December 18, 2019 9:00","2019-12-18T09:00:00",72.7,64.1,59.4,75.9,29.29,{"v":0.074,"d":"0.0740"},0.51,13.66]
["December",18,"10AM to 11AM",10,"December 18, 2019 10:00","2019-12-18T10:00:00",78.1,64.6,{"v":57,"d":"57.0"},69.7,29.64,0.0733,0.47,13.78]
["December",18,"11AM to 12PM",11,"December 18, 2019 11:00","2019-12-18T11:00:00",78.4,65.1,57.7,71.5,30.02,0.0733,0.48,13.79]
["December",18,"12PM to 1PM",12,"December 18, 2019 12:00","2019-12-18T12:00:00",78.6,65.5,58.5,73.4,30.36,0.0732,0.49,{"v":13.8,"d":"13.80"}]
["December",18,"1PM to 2PM",13,"December 18, 2019 13:00","2019-12-18T13:00:00",{"v":79,"d":"79.0"},65.9,{"v":59,"d":"59.0"},74.9,30.68,0.0732,{"v":0.5,"d":"0.50"},13.82]
["December",18,"2PM to 3PM",14,"December 18, 2019 14:00","2019-12-18T14:00:00",78.3,65.8,59.2,75.4,30.58,0.0733,0.51,{"v":13.8,"d":"13.80"}]
["December",18,"3PM to 4PM",15,"December 18, 2019 15:00","2019-12-18T15:00:00",77.7,{"v":66,"d":"66.0"},59.9,77.4,30.76,0.0733,0.52,13.79]
["December",18,"4PM to 5PM",16,"December 18, 2019 16:00","2019-12-18T16:00:00",{"v":77,"d":"77.0"},65.9,60.1,77.9,30.66,0.0734,0.52,13.77]
["December",18,"5PM to 6PM",17,"December 18, 2019 17:00","2019-12-18T17:00:00",74.7,{"v":65,"d":"65.0"},59.9,77.4,30.01,0.0737,0.52,13.71]
["December",18,"6PM to 7PM",18,"December 18, 2019 18:00","2019-12-18T18:00:00",72.3,{"v":64,"d":"64.0"},59.5,76.4,29.28,0.0741,0.51,13.65]
["December",18,"7PM to 8PM",19,"December 18, 2019 19:00","2019-12-18T19:00:00",{"v":70,"d":"70.0"},62.9,{"v":59,"d":"59.0"},74.9,28.48,0.0744,{"v":0.5,"d":"0.50"},13.58]
["December",18,"8PM to 9PM",20,"December 18, 2019 20:00","2019-12-18T20:00:00",{"v":68,"d":"68.0"},62.2,{"v":59,"d":"59.0"},74.9,27.99,0.0747,{"v":0.5,"d":"0.50"},13.53]
["December",18,"9PM to 10PM",21,"December 18, 2019 21:00","2019-12-18T21:00:00",{"v":66,"d":"66.0"},61.8,59.4,75.9,27.66,{"v":0.075,"d":"0.0750"},0.51,13.49]
["December",18,"10PM to 11PM",22,"December 18, 2019 22:00","2019-12-18T22:00:00",{"v":64,"d":"64.0"},60.8,{"v":59,"d":"59.0"},74.9,27.02,0.0752,{"v":0.5,"d":"0.50"},13.43]
["December",18,"11PM to 12AM",23,"December 18, 2019 23:00","2019-12-18T23:00:00",{"v":63,"d":"63.0"},60.5,{"v":59,"d":"59.0"},74.9,26.76,0.0754,{"v":0.5,"d":"0.50"},{"v":13.4,"d":"13.40"}]
["December",19,"12AM to 1AM",0,"December 19, 2019 0:00","2019-12-19",62.1,60.2,59.2,75.4,26.62,0.0755,0.51,13.38]
["December",19,"1AM to 2AM",1,{"$f":"A8457&\" \"&B8457&\", \"&$D$5&\" \"&D8457&\":00\"","v":"December 19, 2019 1:00"},{"$f":"DATEVALUE(E8457)+TIMEVALUE(E8457)","v":"2019-12-19T01:00:00"},{"v":61,"d":"61.0"},59.7,{"v":59,"d":"59.0"},74.9,26.27,0.0757,{"v":0.5,"d":"0.50"},13.35]
["December",19,"2AM to 3AM",{"$f":"IF(D8457+1>23,0,D8457+1)","v":2},"December 19, 2019 2:00","2019-12-19T02:00:00",60.6,59.4,58.6,73.9,26.03,0.0757,{"v":0.5,"d":"0.50"},13.34]
["December",19,"3AM to 4AM",3,"December 19, 2019 3:00","2019-12-19T03:00:00",60.4,59.2,58.5,73.4,25.92,0.0758,0.49,13.34]
["December",19,"4AM to 5AM",4,"December 19, 2019 4:00","2019-12-19T04:00:00",60.1,58.7,57.9,{"v":72,"d":"72.0"},{"v":25.6,"d":"25.60"},0.0758,0.48,13.32]
["December",19,"5AM to 6AM",5,"December 19, 2019 5:00","2019-12-19T05:00:00",60.8,59.3,58.5,73.4,{"v":26,"d":"26.00"},0.0757,0.49,13.34]
["December",19,"6AM to 7AM",6,"December 19, 2019 6:00","2019-12-19T06:00:00",61.3,59.8,58.8,74.4,26.29,0.0756,{"v":0.5,"d":"0.50"},13.36]
["December",19,"7AM to 8AM",7,"December 19, 2019 7:00","2019-12-19T07:00:00",62.1,60.1,{"v":59,"d":"59.0"},74.9,26.54,0.0755,{"v":0.5,"d":"0.50"},13.38]
["December",19,"8AM to 9AM",8,"December 19, 2019 8:00","2019-12-19T08:00:00",67.1,62.8,60.4,78.9,{"v":28.4,"d":"28.40"},0.0748,0.53,13.52]
["December",19,"9AM to 10AM",9,"December 19, 2019 9:00","2019-12-19T09:00:00",{"v":72,"d":"72.0"},{"v":65,"d":"65.0"},61.3,81.5,{"v":30,"d":"30.00"},0.0741,0.55,13.66]
["December",19,"10AM to 11AM",10,"December 19, 2019 10:00","2019-12-19T10:00:00",{"v":77,"d":"77.0"},66.4,{"v":61,"d":"61.0"},80.5,31.07,0.0734,0.54,13.78]
["December",19,"11AM to 12PM",11,"December 19, 2019 11:00","2019-12-19T11:00:00",77.7,66.8,61.3,81.5,31.41,0.0733,0.55,{"v":13.8,"d":"13.80"}]
["December",19,"12PM to 1PM",12,"December 19, 2019 12:00","2019-12-19T12:00:00",78.3,67.3,61.9,83.1,31.79,0.0732,0.56,13.82]
["December",19,"1PM to 2PM",13,"December 19, 2019 13:00","2019-12-19T13:00:00",{"v":79,"d":"79.0"},67.7,62.1,83.6,32.05,0.0731,0.56,13.84]
["December",19,"2PM to 3PM",14,"December 19, 2019 14:00","2019-12-19T14:00:00",78.3,67.5,62.2,84.2,31.96,0.0732,0.57,13.83]
["December",19,"3PM to 4PM",15,"December 19, 2019 15:00","2019-12-19T15:00:00",77.7,67.7,62.8,85.8,32.09,0.0733,0.58,13.82]
["December",19,"4PM to 5PM",16,"December 19, 2019 16:00","2019-12-19T16:00:00",{"v":77,"d":"77.0"},67.6,{"v":63,"d":"63.0"},86.4,{"v":32,"d":"32.00"},0.0734,0.58,{"v":13.8,"d":"13.80"}]
["December",19,"5PM to 6PM",17,"December 19, 2019 17:00","2019-12-19T17:00:00",75.7,66.7,62.2,84.2,31.34,0.0735,0.57,13.76]
["December",19,"6PM to 7PM",18,"December 19, 2019 18:00","2019-12-19T18:00:00",74.3,66.1,61.9,83.1,30.82,0.0737,0.56,13.72]
["December",19,"7PM to 8PM",19,"December 19, 2019 19:00","2019-12-19T19:00:00",{"v":73,"d":"73.0"},65.1,{"v":61,"d":"61.0"},80.5,{"v":30.1,"d":"30.10"},0.0739,0.54,13.68]
["December",19,"8PM to 9PM",20,"December 19, 2019 20:00","2019-12-19T20:00:00",71.4,64.5,60.8,79.9,29.62,0.0742,0.54,13.64]
["December",19,"9PM to 10PM",21,"December 19, 2019 21:00","2019-12-19T21:00:00",69.6,63.8,60.6,79.4,{"v":29.1,"d":"29.10"},0.0744,0.53,13.59]
["December",19,"10PM to 11PM",22,"December 19, 2019 22:00","2019-12-19T22:00:00",{"v":68,"d":"68.0"},62.9,60.1,77.9,28.46,0.0747,0.52,13.54]
["December",19,"11PM to 12AM",23,"December 19, 2019 23:00","2019-12-19T23:00:00",66.4,62.5,60.4,78.9,28.22,0.0749,0.53,{"v":13.5,"d":"13.50"}]
["December",20,"12AM to 1AM",0,"December 20, 2019 0:00","2019-12-20",64.6,61.7,60.1,77.9,27.62,0.0751,0.52,13.46]
["December",20,"1AM to 2AM",1,"December 20, 2019 1:00","2019-12-20T01:00:00",{"v":63,"d":"63.0"},61.1,60.1,77.9,27.22,0.0754,0.52,13.41]
["December",20,"2AM to 3AM",2,"December 20, 2019 2:00","2019-12-20T02:00:00",{"v":63,"d":"63.0"},61.1,60.1,77.9,27.22,0.0754,0.52,13.41]
["December",20,"3AM to 4AM",3,"December 20, 2019 3:00","2019-12-20T03:00:00",{"v":63,"d":"63.0"},61.1,60.1,77.9,27.22,0.0754,0.52,13.41]
["December",20,"4AM to 5AM",4,"December 20, 2019 4:00","2019-12-20T04:00:00",{"v":63,"d":"63.0"},61.1,60.1,77.9,27.22,0.0754,0.52,13.41]
["December",20,"5AM to 6AM",5,"December 20, 2019 5:00","2019-12-20T05:00:00",62.6,61.1,60.3,78.4,27.22,0.0754,0.53,13.41]
["December",20,"6AM to 7AM",6,"December 20, 2019 6:00","2019-12-20T06:00:00",62.4,61.5,{"v":61,"d":"61.0"},80.5,27.49,0.0754,0.54,13.41]
["December",20,"7AM to 8AM",7,"December 20, 2019 7:00","2019-12-20T07:00:00",62.1,61.4,{"v":61,"d":"61.0"},80.5,27.41,0.0755,0.54,{"v":13.4,"d":"13.40"}]
["December",20,"8AM to 9AM",8,"December 20, 2019 8:00","2019-12-20T08:00:00",67.6,64.2,62.4,84.7,29.44,0.0747,0.57,13.55]
["December",20,"9AM to 10AM",9,"December 20, 2019 9:00","2019-12-20T09:00:00",73.4,66.5,63.1,{"v":87,"d":"87.0"},{"v":31.2,"d":"31.20"},0.0738,0.58,13.71]
["December",20,"10AM to 11AM",10,"December 20, 2019 10:00","2019-12-20T10:00:00",{"v":79,"d":"79.0"},67.7,62.1,83.6,32.05,0.0731,0.56,13.84]
["December",20,"11AM to 12PM",11,"December 20, 2019 11:00","2019-12-20T11:00:00",79.3,{"v":68,"d":"68.0"},62.4,84.7,32.31,{"v":0.073,"d":"0.0730"},0.57,13.86]
["December",20,"12PM to 1PM",12,"December 20, 2019 12:00","2019-12-20T12:00:00",79.7,68.2,62.6,85.3,32.49,{"v":0.073,"d":"0.0730"},0.57,13.87]
["December",20,"1PM to 2PM",13,"December 20, 2019 13:00","2019-12-20T13:00:00",80.1,68.5,{"v":63,"d":"63.0"},86.4,32.75,0.0729,0.58,13.88]
["December",20,"2PM to 3PM",14,"December 20, 2019 14:00","2019-12-20T14:00:00",79.3,68.2,62.8,85.8,32.48,{"v":0.073,"d":"0.0730"},0.58,13.86]
["December",20,"3PM to 4PM",15,"December 20, 2019 15:00","2019-12-20T15:00:00",78.8,67.8,62.4,84.7,32.18,0.0731,0.57,13.84]
["December",20,"4PM to 5PM",16,"December 20, 2019 16:00","2019-12-20T16:00:00",78.1,67.4,62.1,83.6,31.83,0.0732,0.56,13.82]
["December",20,"5PM to 6PM",17,"December 20, 2019 17:00","2019-12-20T17:00:00",76.1,66.5,61.7,82.6,31.18,0.0735,0.55,13.77]
["December",20,"6PM to 7PM",18,"December 20, 2019 18:00","2019-12-20T18:00:00",73.9,65.7,61.5,{"v":82,"d":"82.0"},30.56,0.0738,0.55,13.71]
["December",20,"7PM to 8PM",19,"December 20, 2019 19:00","2019-12-20T19:00:00",{"v":72,"d":"72.0"},64.8,{"v":61,"d":"61.0"},80.5,29.83,0.0741,0.54,13.65]
["December",20,"8PM to 9PM",20,"December 20, 2019 20:00","2019-12-20T20:00:00",70.7,64.6,61.3,81.5,29.69,0.0743,0.55,13.62]
["December",20,"9PM to 10PM",21,"December 20, 2019 21:00","2019-12-20T21:00:00",69.3,64.3,61.7,82.6,{"v":29.5,"d":"29.50"},0.0745,0.55,13.59]
["December",20,"10PM to 11PM",22,"December 20, 2019 22:00","2019-12-20T22:00:00",{"v":68,"d":"68.0"},64.1,62.1,83.6,29.36,0.0746,0.56,13.56]
["December",20,"11PM to 12AM",23,"December 20, 2019 23:00","2019-12-20T23:00:00",68.4,64.2,62.1,83.6,29.45,0.0746,0.56,13.57]
["December",21,"12AM to 1AM",0,"December 21, 2019 0:00","2019-12-21",68.7,64.6,62.4,84.7,29.71,0.0745,0.57,13.58]
["December",21,"1AM to 2AM",1,"December 21, 2019 1:00","2019-12-21T01:00:00",69.1,64.5,62.1,83.6,29.62,0.0745,0.56,13.59]
["December",21,"2AM to 3AM",2,"December 21, 2019 2:00","2019-12-21T02:00:00",69.4,64.7,62.2,84.2,{"v":29.8,"d":"29.80"},0.0744,0.57,{"v":13.6,"d":"13.60"}]
["December",21,"3AM to 4AM",3,"December 21, 2019 3:00","2019-12-21T03:00:00",69.6,64.6,62.1,83.6,29.76,0.0744,0.56,{"v":13.6,"d":"13.60"}]
["December",21,"4AM to 5AM",4,"December 21, 2019 4:00","2019-12-21T04:00:00",{"v":70,"d":"70.0"},64.8,62.1,83.6,29.85,0.0743,0.56,13.61]
["December",21,"5AM to 6AM",5,"December 21, 2019 5:00","2019-12-21T05:00:00",70.3,65.1,62.4,84.7,{"v":30.1,"d":"30.10"},0.0743,0.57,13.62]
["December",21,"6AM to 7AM",6,"December 21, 2019 6:00","2019-12-21T06:00:00",70.7,65.4,62.8,85.8,30.36,0.0742,0.58,13.64]
["December",21,"7AM to 8AM",7,"December 21, 2019 7:00","2019-12-21T07:00:00",71.1,65.7,{"v":63,"d":"63.0"},86.4,30.54,0.0742,0.58,13.65]
["December",21,"8AM to 9AM",8,"December 21, 2019 8:00","2019-12-21T08:00:00",74.1,66.4,62.6,85.3,31.12,0.0738,0.57,13.72]
["December",21,"9AM to 10AM",9,"December 21, 2019 9:00","2019-12-21T09:00:00",{"v":77,"d":"77.0"},66.5,61.2,{"v":81,"d":"81.0"},31.15,0.0734,0.54,13.78]
["December",21,"10AM to 11AM",10,"December 21, 2019 10:00","2019-12-21T10:00:00",80.1,66.3,{"v":59,"d":"59.0"},74.9,30.94,{"v":0.073,"d":"0.0730"},{"v":0.5,"d":"0.50"},13.84]
["December",21,"11AM to 12PM",11,"December 21, 2019 11:00","2019-12-21T11:00:00",79.7,66.8,60.1,77.9,31.33,{"v":0.073,"d":"0.0730"},0.52,13.84]
["December",21,"12PM to 1PM",12,"December 21, 2019 12:00","2019-12-21T12:00:00",79.3,67.3,61.3,81.5,31.81,0.0731,0.55,13.85]
["December",21,"1PM to 2PM",13,"December 21, 2019 13:00","2019-12-21T13:00:00",{"v":79,"d":"79.0"},67.7,62.1,83.6,32.05,0.0731,0.56,13.84]
["December",21,"2PM to 3PM",14,"December 21, 2019 14:00","2019-12-21T14:00:00",78.6,67.6,62.2,84.2,32.05,0.0731,0.57,13.84]
["December",21,"3PM to 4PM",15,"December 21, 2019 15:00","2019-12-21T15:00:00",78.4,{"v":68,"d":"68.0"},{"v":63,"d":"63.0"},86.4,32.35,0.0732,0.58,13.84]
["December",21,"4PM to 5PM",16,"December 21, 2019 16:00","2019-12-21T16:00:00",78.1,67.9,{"v":63,"d":"63.0"},86.4,32.26,0.0732,0.58,13.83]
["December",21,"5PM to 6PM",17,{"$f":"A8521&\" \"&B8521&\", \"&$D$5&\" \"&D8521&\":00\"","v":"December 21, 2019 17:00"},{"$f":"DATEVALUE(E8521)+TIMEVALUE(E8521)","v":"2019-12-21T17:00:00"},76.5,67.9,63.9,89.2,32.31,0.0734,{"v":0.6,"d":"0.60"},{"v":13.8,"d":"13.80"}]
["December",21,"6PM to 7PM",{"$f":"IF(D8521+1>23,0,D8521+1)","v":18},"December 21, 2019 18:00","2019-12-21T18:00:00",74.7,67.4,63.9,89.2,31.87,0.0737,{"v":0.6,"d":"0.60"},13.75]
["December",21,"7PM to 8PM",19,"December 21, 2019 19:00","2019-12-21T19:00:00",{"v":73,"d":"73.0"},{"v":67,"d":"67.0"},{"v":64,"d":"64.0"},89.8,31.56,0.0739,{"v":0.6,"d":"0.60"},13.71]
["December",21,"8PM to 9PM",20,"December 21, 2019 20:00","2019-12-21T20:00:00",71.4,66.3,63.9,89.2,31.07,0.0741,{"v":0.6,"d":"0.60"},13.67]
["December",21,"9PM to 10PM",21,"December 21, 2019 21:00","2019-12-21T21:00:00",69.6,65.5,63.5,88.1,30.45,0.0744,0.59,13.62]
["December",21,"10PM to 11PM",22,"December 21, 2019 22:00","2019-12-21T22:00:00",{"v":68,"d":"68.0"},64.7,{"v":63,"d":"63.0"},86.4,29.79,0.0746,0.58,13.57]
["December",21,"11PM to 12AM",23,"December 21, 2019 23:00","2019-12-21T23:00:00",{"v":68,"d":"68.0"},64.9,63.3,87.5,29.96,0.0746,0.59,13.57]
["December",22,"12AM to 1AM",0,"December 22, 2019 0:00","2019-12-22",{"v":68,"d":"68.0"},65.1,63.7,88.7,30.14,0.0746,0.59,13.58]
["December",22,"1AM to 2AM",1,"December 22, 2019 1:00","2019-12-22T01:00:00",{"v":68,"d":"68.0"},65.4,{"v":64,"d":"64.0"},89.8,30.32,0.0746,{"v":0.6,"d":"0.60"},13.58]
["December",22,"2AM to 3AM",2,"December 22, 2019 2:00","2019-12-22T02:00:00",{"v":68,"d":"68.0"},65.1,63.7,88.7,30.14,0.0746,0.59,13.58]
["December",22,"3AM to 4AM",3,"December 22, 2019 3:00","2019-12-22T03:00:00",{"v":68,"d":"68.0"},64.9,63.3,87.5,29.96,0.0746,0.59,13.57]
["December",22,"4AM to 5AM",4,"December 22, 2019 4:00","2019-12-22T04:00:00",{"v":68,"d":"68.0"},64.7,{"v":63,"d":"63.0"},86.4,29.79,0.0746,0.58,13.57]
["December",22,"5AM to 6AM",5,"December 22, 2019 5:00","2019-12-22T05:00:00",67.6,64.3,62.6,85.3,29.53,0.0747,0.57,13.56]
["December",22,"6AM to 7AM",6,"December 22, 2019 6:00","2019-12-22T06:00:00",67.3,{"v":64,"d":"64.0"},62.2,84.2,29.27,0.0747,0.57,13.54]
["December",22,"7AM to 8AM",7,"December 22, 2019 7:00","2019-12-22T07:00:00",66.9,63.7,62.1,83.6,29.09,0.0748,0.56,13.53]
["December",22,"8AM to 9AM",8,"December 22, 2019 8:00","2019-12-22T08:00:00",71.2,65.7,{"v":63,"d":"63.0"},86.4,30.58,0.0742,0.58,13.65]
["December",22,"9AM to 10AM",9,"December 22, 2019 9:00","2019-12-22T09:00:00",75.7,67.3,63.1,{"v":87,"d":"87.0"},31.78,0.0735,0.58,13.77]
["December",22,"10AM to 11AM",10,"December 22, 2019 10:00","2019-12-22T10:00:00",80.1,68.5,{"v":63,"d":"63.0"},86.4,32.75,0.0729,0.58,13.88]
["December",22,"11AM to 12PM",11,"December 22, 2019 11:00","2019-12-22T11:00:00",80.8,69.2,63.7,88.7,33.28,0.0728,0.59,{"v":13.9,"d":"13.90"}]
["December",22,"12PM to 1PM",12,"December 22, 2019 12:00","2019-12-22T12:00:00",81.3,69.6,64.2,90.4,33.68,0.0727,0.61,13.92]
["December",22,"1PM to 2PM",13,"December 22, 2019 13:00","2019-12-22T13:00:00",{"v":82,"d":"82.0"},70.3,64.9,92.7,34.23,0.0726,0.62,13.95]
["December",22,"2PM to 3PM",14,"December 22, 2019 14:00","2019-12-22T14:00:00",80.8,70.3,65.7,95.1,{"v":34.3,"d":"34.30"},0.0728,0.64,13.93]
["December",22,"3PM to 4PM",15,"December 22, 2019 15:00","2019-12-22T15:00:00",79.3,69.9,65.7,95.1,33.94,{"v":0.073,"d":"0.0730"},0.64,13.89]
["December",22,"4PM to 5PM",16,"December 22, 2019 16:00","2019-12-22T16:00:00",78.1,69.8,{"v":66,"d":"66.0"},96.4,33.82,0.0731,0.64,13.86]
["December",22,"5PM to 6PM",17,"December 22, 2019 17:00","2019-12-22T17:00:00",{"v":77,"d":"77.0"},69.4,{"v":66,"d":"66.0"},96.4,33.56,0.0733,0.64,13.83]
["December",22,"6PM to 7PM",18,"December 22, 2019 18:00","2019-12-22T18:00:00",76.1,69.4,66.4,97.6,33.53,0.0734,0.65,13.81]
["December",22,"7PM to 8PM",19,"December 22, 2019 19:00","2019-12-22T19:00:00",{"v":75,"d":"75.0"},68.8,{"v":66,"d":"66.0"},96.4,33.07,0.0736,0.64,13.78]
["December",22,"8PM to 9PM",20,"December 22, 2019 20:00","2019-12-22T20:00:00",{"v":73,"d":"73.0"},67.9,65.5,94.5,{"v":32.3,"d":"32.30"},0.0739,0.63,13.72]
["December",22,"9PM to 10PM",21,"December 22, 2019 21:00","2019-12-22T21:00:00",71.1,66.9,64.9,92.7,31.53,0.0741,0.62,13.67]
["December",22,"10PM to 11PM",22,"December 22, 2019 22:00","2019-12-22T22:00:00",69.1,65.7,{"v":64,"d":"64.0"},89.8,30.58,0.0744,{"v":0.6,"d":"0.60"},13.61]
["December",22,"11PM to 12AM",23,"December 22, 2019 23:00","2019-12-22T23:00:00",71.4,67.3,65.3,93.9,{"v":31.8,"d":"31.80"},0.0741,0.63,13.68]
["December",23,"12AM to 1AM",0,"December 23, 2019 0:00","2019-12-23",73.6,68.4,{"v":66,"d":"66.0"},96.4,32.72,0.0738,0.64,13.74]
["December",23,"1AM to 2AM",1,"December 23, 2019 1:00","2019-12-23T01:00:00",75.9,69.7,66.9,99.5,33.78,0.0734,0.67,13.81]
["December",23,"2AM to 3AM",2,"December 23, 2019 2:00","2019-12-23T02:00:00",75.6,69.7,67.1,100.1,33.79,0.0735,0.67,13.81]
["December",23,"3AM to 4AM",3,"December 23, 2019 3:00","2019-12-23T03:00:00",75.4,69.5,66.9,99.5,33.65,0.0735,0.67,{"v":13.8,"d":"13.80"}]
["December",23,"4AM to 5AM",4,"December 23, 2019 4:00","2019-12-23T04:00:00",{"v":75,"d":"75.0"},69.4,66.9,99.5,33.56,0.0735,0.67,13.79]
["December",23,"5AM to 6AM",5,"December 23, 2019 5:00","2019-12-23T05:00:00",{"v":75,"d":"75.0"},69.7,67.3,100.8,33.76,0.0735,0.67,13.79]
["December",23,"6AM to 7AM",6,"December 23, 2019 6:00","2019-12-23T06:00:00",{"v":75,"d":"75.0"},69.9,67.6,102.1,33.96,0.0735,0.68,{"v":13.8,"d":"13.80"}]
["December",23,"7AM to 8AM",7,"December 23, 2019 7:00","2019-12-23T07:00:00",{"v":75,"d":"75.0"},70.1,{"v":68,"d":"68.0"},103.4,34.16,0.0735,0.69,{"v":13.8,"d":"13.80"}]
["December",23,"8AM to 9AM",8,"December 23, 2019 8:00","2019-12-23T08:00:00",76.6,71.2,68.9,106.7,35.08,0.0733,0.71,13.85]
["December",23,"9AM to 10AM",9,"December 23, 2019 9:00","2019-12-23T09:00:00",78.4,72.1,69.4,108.7,35.85,{"v":0.073,"d":"0.0730"},0.73,13.91]
["December",23,"10AM to 11AM",10,"December 23, 2019 10:00","2019-12-23T10:00:00",80.1,72.9,{"v":70,"d":"70.0"},110.8,36.57,0.0728,0.74,13.96]
["December",23,"11AM to 12PM",11,"December 23, 2019 11:00","2019-12-23T11:00:00",{"v":77,"d":"77.0"},71.3,68.9,106.7,35.17,0.0732,0.71,13.86]
["December",23,"12PM to 1PM",12,"December 23, 2019 12:00","2019-12-23T12:00:00",74.1,69.6,67.6,102.1,33.74,0.0737,0.68,13.77]
["December",23,"1PM to 2PM",13,"December 23, 2019 13:00","2019-12-23T13:00:00",71.1,67.6,{"v":66,"d":"66.0"},96.4,32.09,0.0741,0.64,13.68]
["December",23,"2PM to 3PM",14,"December 23, 2019 14:00","2019-12-23T14:00:00",71.1,67.9,66.4,97.6,32.29,0.0741,0.65,13.68]
["December",23,"3PM to 4PM",15,"December 23, 2019 15:00","2019-12-23T15:00:00",71.1,68.1,66.7,98.9,32.48,0.0741,0.66,13.69]
["December",23,"4PM to 5PM",16,"December 23, 2019 16:00","2019-12-23T16:00:00",71.1,68.2,66.9,99.5,32.58,0.0741,0.67,13.69]
["December",23,"5PM to 6PM",17,"December 23, 2019 17:00","2019-12-23T17:00:00",71.4,68.4,67.1,100.1,32.77,{"v":0.074,"d":"0.0740"},0.67,{"v":13.7,"d":"13.70"}]
["December",23,"6PM to 7PM",18,"December 23, 2019 18:00","2019-12-23T18:00:00",71.6,68.4,66.9,99.5,32.72,{"v":0.074,"d":"0.0740"},0.67,{"v":13.7,"d":"13.70"}]
["December",23,"7PM to 8PM",19,"December 23, 2019 19:00","2019-12-23T19:00:00",{"v":72,"d":"72.0"},68.5,66.9,99.5,{"v":32.8,"d":"32.80"},{"v":0.074,"d":"0.0740"},0.67,13.71]
["December",23,"8PM to 9PM",20,"December 23, 2019 20:00","2019-12-23T20:00:00",70.3,67.6,66.4,97.6,32.11,0.0742,0.65,13.66]
["December",23,"9PM to 10PM",21,"December 23, 2019 21:00","2019-12-23T21:00:00",68.5,66.5,65.5,94.5,31.19,0.0745,0.63,13.61]
["December",23,"10PM to 11PM",22,"December 23, 2019 22:00","2019-12-23T22:00:00",66.9,65.6,64.9,92.7,30.51,0.0747,0.62,13.56]
["December",23,"11PM to 12AM",23,"December 23, 2019 23:00","2019-12-23T23:00:00",66.6,65.4,64.8,92.1,30.33,0.0748,0.62,13.55]
["December",24,"12AM to 1AM",0,"December 24, 2019 0:00","2019-12-24",66.4,65.7,65.3,93.9,30.56,0.0748,0.63,13.55]
["December",24,"1AM to 2AM",1,"December 24, 2019 1:00","2019-12-24T01:00:00",{"v":66,"d":"66.0"},65.3,64.9,92.7,30.29,0.0748,0.62,13.54]
["December",24,"2AM to 3AM",2,"December 24, 2019 2:00","2019-12-24T02:00:00",66.7,65.8,65.3,93.9,30.65,0.0747,0.63,13.56]
["December",24,"3AM to 4AM",3,"December 24, 2019 3:00","2019-12-24T03:00:00",67.3,65.7,64.9,92.7,{"v":30.6,"d":"30.60"},0.0747,0.62,13.57]
["December",24,"4AM to 5AM",4,"December 24, 2019 4:00","2019-12-24T04:00:00",{"v":68,"d":"68.0"},65.9,64.9,92.7,30.78,0.0746,0.62,13.59]
["December",24,"5AM to 6AM",5,"December 24, 2019 5:00","2019-12-24T05:00:00",68.4,66.1,64.9,92.7,30.86,0.0745,0.62,{"v":13.6,"d":"13.60"}]
["December",24,"6AM to 7AM",6,"December 24, 2019 6:00","2019-12-24T06:00:00",68.7,66.3,65.1,93.3,31.05,0.0745,0.63,13.61]
["December",24,"7AM to 8AM",7,"December 24, 2019 7:00","2019-12-24T07:00:00",69.1,66.3,64.9,92.7,31.04,0.0744,0.62,13.62]
["December",24,"8AM to 9AM",8,"December 24, 2019 8:00","2019-12-24T08:00:00",71.8,67.8,{"v":66,"d":"66.0"},96.4,32.27,{"v":0.074,"d":"0.0740"},0.64,{"v":13.7,"d":"13.70"}]
["December",24,"9AM to 10AM",9,{"$f":"A8585&\" \"&B8585&\", \"&$D$5&\" \"&D8585&\":00\"","v":"December 24, 2019 9:00"},{"$f":"DATEVALUE(E8585)+TIMEVALUE(E8585)","v":"2019-12-24T09:00:00"},74.3,68.7,66.2,{"v":97,"d":"97.0"},32.99,0.0737,0.65,13.76]
["December",24,"10AM to 11AM",{"$f":"IF(D8585+1>23,0,D8585+1)","v":10},"December 24, 2019 10:00","2019-12-24T10:00:00",{"v":77,"d":"77.0"},{"v":70,"d":"70.0"},66.9,99.5,34.05,0.0733,0.67,13.84]
["December",24,"11AM to 12PM",11,"December 24, 2019 11:00","2019-12-24T11:00:00",{"v":77,"d":"77.0"},69.8,66.6,98.2,33.85,0.0733,0.66,13.84]
["December",24,"12PM to 1PM",12,"December 24, 2019 12:00","2019-12-24T12:00:00",{"v":77,"d":"77.0"},69.8,66.6,98.2,33.85,0.0733,0.66,13.84]
["December",24,"1PM to 2PM",13,"December 24, 2019 13:00","2019-12-24T13:00:00",{"v":77,"d":"77.0"},69.4,{"v":66,"d":"66.0"},96.4,33.56,0.0733,0.64,13.83]
["December",24,"2PM to 3PM",14,"December 24, 2019 14:00","2019-12-24T14:00:00",77.4,69.5,{"v":66,"d":"66.0"},96.4,33.65,0.0732,0.64,13.84]
["December",24,"3PM to 4PM",15,"December 24, 2019 15:00","2019-12-24T15:00:00",77.7,69.9,66.4,97.6,33.93,0.0732,0.65,13.85]
["December",24,"4PM to 5PM",16,"December 24, 2019 16:00","2019-12-24T16:00:00",78.1,69.8,{"v":66,"d":"66.0"},96.4,33.82,0.0731,0.64,13.86]
["December",24,"5PM to 6PM",17,"December 24, 2019 17:00","2019-12-24T17:00:00",75.7,69.1,{"v":66,"d":"66.0"},96.4,33.25,0.0735,0.64,{"v":13.8,"d":"13.80"}]
["December",24,"6PM to 7PM",18,"December 24, 2019 18:00","2019-12-24T18:00:00",73.4,{"v":68,"d":"68.0"},65.5,94.5,32.38,0.0738,0.63,13.73]
["December",24,"7PM to 8PM",19,"December 24, 2019 19:00","2019-12-24T19:00:00",71.1,66.9,64.9,92.7,31.53,0.0741,0.62,13.67]
["December",24,"8PM to 9PM",20,"December 24, 2019 20:00","2019-12-24T20:00:00",{"v":70,"d":"70.0"},66.6,64.9,92.7,31.26,0.0743,0.62,13.64]
["December",24,"9PM to 10PM",21,"December 24, 2019 21:00","2019-12-24T21:00:00",69.1,66.4,65.1,93.3,31.13,0.0744,0.63,13.62]
["December",24,"10PM to 11PM",22,"December 24, 2019 22:00","2019-12-24T22:00:00",{"v":68,"d":"68.0"},65.9,64.9,92.7,30.78,0.0746,0.62,13.59]
["December",24,"11PM to 12AM",23,"December 24, 2019 23:00","2019-12-24T23:00:00",{"v":68,"d":"68.0"},65.9,64.9,92.7,30.78,0.0746,0.62,13.59]
["December",25,"12AM to 1AM",0,"December 25, 2019 0:00","2019-12-25",{"v":68,"d":"68.0"},65.9,64.9,92.7,30.78,0.0746,0.62,13.59]
["December",25,"1AM to 2AM",1,"December 25, 2019 1:00","2019-12-25T01:00:00",{"v":68,"d":"68.0"},65.9,64.9,92.7,30.78,0.0746,0.62,13.59]
["December",25,"2AM to 3AM",2,"December 25, 2019 2:00","2019-12-25T02:00:00",67.6,65.6,64.6,91.6,{"v":30.5,"d":"30.50"},0.0746,0.61,13.58]
["December",25,"3AM to 4AM",3,"December 25, 2019 3:00","2019-12-25T03:00:00",67.3,65.2,64.2,90.4,30.23,0.0747,0.61,13.56]
["December",25,"4AM to 5AM",4,"December 25, 2019 4:00","2019-12-25T04:00:00",66.9,{"v":65,"d":"65.0"},{"v":64,"d":"64.0"},89.8,30.05,0.0747,{"v":0.6,"d":"0.60"},13.55]
["December",25,"5AM to 6AM",5,"December 25, 2019 5:00","2019-12-25T05:00:00",66.9,65.1,64.2,90.4,30.14,0.0747,0.61,13.55]
["December",25,"6AM to 7AM",6,"December 25, 2019 6:00","2019-12-25T06:00:00",66.9,65.4,64.6,91.6,30.33,0.0747,0.61,13.56]
["December",25,"7AM to 8AM",7,"December 25, 2019 7:00","2019-12-25T07:00:00",66.9,65.6,64.9,92.7,30.51,0.0747,0.62,13.56]
["December",25,"8AM to 9AM",8,"December 25, 2019 8:00","2019-12-25T08:00:00",71.6,67.4,65.5,94.5,31.94,0.0741,0.63,13.69]
["December",25,"9AM to 10AM",9,"December 25, 2019 9:00","2019-12-25T09:00:00",76.3,69.1,65.8,95.8,33.28,0.0734,0.64,13.81]
["December",25,"10AM to 11AM",10,"December 25, 2019 10:00","2019-12-25T10:00:00",{"v":81,"d":"81.0"},{"v":70,"d":"70.0"},64.9,92.7,33.96,0.0728,0.62,13.92]
["December",25,"11AM to 12PM",11,"December 25, 2019 11:00","2019-12-25T11:00:00",81.3,70.2,65.1,93.3,34.14,0.0727,0.63,13.93]
["December",25,"12PM to 1PM",12,"December 25, 2019 12:00","2019-12-25T12:00:00",81.7,70.5,65.5,94.5,34.42,0.0727,0.63,13.95]
["December",25,"1PM to 2PM",13,"December 25, 2019 13:00","2019-12-25T13:00:00",{"v":82,"d":"82.0"},70.9,{"v":66,"d":"66.0"},96.4,{"v":34.8,"d":"34.80"},0.0726,0.64,13.96]
["December",25,"2PM to 3PM",14,"December 25, 2019 14:00","2019-12-25T14:00:00",{"v":81,"d":"81.0"},70.2,65.3,93.9,34.15,0.0728,0.63,13.93]
["December",25,"3PM to 4PM",15,"December 25, 2019 15:00","2019-12-25T15:00:00",80.1,69.4,64.4,{"v":91,"d":"91.0"},33.46,0.0729,0.61,13.89]
["December",25,"4PM to 5PM",16,"December 25, 2019 16:00","2019-12-25T16:00:00",{"v":79,"d":"79.0"},68.8,{"v":64,"d":"64.0"},89.8,33.02,0.0731,{"v":0.6,"d":"0.60"},13.86]
["December",25,"5PM to 6PM",17,"December 25, 2019 17:00","2019-12-25T17:00:00",{"v":77,"d":"77.0"},68.4,64.4,{"v":91,"d":"91.0"},32.71,0.0733,0.61,13.81]
["December",25,"6PM to 7PM",18,"December 25, 2019 18:00","2019-12-25T18:00:00",{"v":75,"d":"75.0"},68.2,64.9,92.7,{"v":32.5,"d":"32.50"},0.0736,0.62,13.77]
["December",25,"7PM to 8PM",19,"December 25, 2019 19:00","2019-12-25T19:00:00",{"v":73,"d":"73.0"},67.5,64.9,92.7,32.02,0.0739,0.62,13.72]
["December",25,"8PM to 9PM",20,"December 25, 2019 20:00","2019-12-25T20:00:00",{"v":72,"d":"72.0"},67.3,65.1,93.3,31.84,{"v":0.074,"d":"0.0740"},0.63,13.69]
["December",25,"9PM to 10PM",21,"December 25, 2019 21:00","2019-12-25T21:00:00",71.1,66.9,64.9,92.7,31.53,0.0741,0.62,13.67]
["December",25,"10PM to 11PM",22,"December 25, 2019 22:00","2019-12-25T22:00:00",{"v":70,"d":"70.0"},66.6,64.9,92.7,31.26,0.0743,0.62,13.64]
["December",25,"11PM to 12AM",23,"December 25, 2019 23:00","2019-12-25T23:00:00",68.9,{"v":66,"d":"66.0"},64.6,91.6,30.81,0.0744,0.61,13.61]
["December",26,"12AM to 1AM",0,"December 26, 2019 0:00","2019-12-26",{"v":68,"d":"68.0"},65.6,64.4,{"v":91,"d":"91.0"},{"v":30.5,"d":"30.50"},0.0746,0.61,13.58]
["December",26,"1AM to 2AM",1,"December 26, 2019 1:00","2019-12-26T01:00:00",66.9,{"v":65,"d":"65.0"},{"v":64,"d":"64.0"},89.8,30.05,0.0747,{"v":0.6,"d":"0.60"},13.55]
["December",26,"2AM to 3AM",2,"December 26, 2019 2:00","2019-12-26T02:00:00",66.6,64.8,63.9,89.2,29.88,0.0748,{"v":0.6,"d":"0.60"},13.54]
["December",26,"3AM to 4AM",3,"December 26, 2019 3:00","2019-12-26T03:00:00",66.4,64.8,{"v":64,"d":"64.0"},89.8,29.92,0.0748,{"v":0.6,"d":"0.60"},13.54]
["December",26,"4AM to 5AM",4,"December 26, 2019 4:00","2019-12-26T04:00:00",{"v":66,"d":"66.0"},64.7,{"v":64,"d":"64.0"},89.8,29.83,0.0749,{"v":0.6,"d":"0.60"},13.53]
["December",26,"5AM to 6AM",5,"December 26, 2019 5:00","2019-12-26T05:00:00",67.3,65.2,64.2,90.4,30.23,0.0747,0.61,13.56]
["December",26,"6AM to 7AM",6,"December 26, 2019 6:00","2019-12-26T06:00:00",68.7,66.1,64.8,92.1,30.86,0.0745,0.62,13.61]
["December",26,"7AM to 8AM",7,"December 26, 2019 7:00","2019-12-26T07:00:00",{"v":70,"d":"70.0"},66.6,64.9,92.7,31.26,0.0743,0.62,13.64]
["December",26,"8AM to 9AM",8,"December 26, 2019 8:00","2019-12-26T08:00:00",71.6,67.4,65.5,94.5,31.94,0.0741,0.63,13.69]
["December",26,"9AM to 10AM",9,"December 26, 2019 9:00","2019-12-26T09:00:00",73.4,68.2,65.8,95.8,32.57,0.0738,0.64,13.74]
["December",26,"10AM to 11AM",10,"December 26, 2019 10:00","2019-12-26T10:00:00",{"v":75,"d":"75.0"},68.8,{"v":66,"d":"66.0"},96.4,33.07,0.0736,0.64,13.78]
["December",26,"11AM to 12PM",11,"December 26, 2019 11:00","2019-12-26T11:00:00",77.4,69.3,65.7,95.1,33.45,0.0733,0.64,13.84]
["December",26,"12PM to 1PM",12,"December 26, 2019 12:00","2019-12-26T12:00:00",79.7,69.4,64.6,91.6,33.47,{"v":0.073,"d":"0.0730"},0.61,13.89]
["December",26,"1PM to 2PM",13,"December 26, 2019 13:00","2019-12-26T13:00:00",{"v":82,"d":"82.0"},69.1,{"v":63,"d":"63.0"},86.4,33.23,0.0727,0.58,13.93]
["December",26,"2PM to 3PM",14,"December 26, 2019 14:00","2019-12-26T14:00:00",80.8,68.8,63.1,{"v":87,"d":"87.0"},33.01,0.0728,0.58,{"v":13.9,"d":"13.90"}]
["December",26,"3PM to 4PM",15,"December 26, 2019 15:00","2019-12-26T15:00:00",79.3,68.5,63.3,87.5,32.75,{"v":0.073,"d":"0.0730"},0.59,13.86]
["December",26,"4PM to 5PM",16,"December 26, 2019 16:00","2019-12-26T16:00:00",78.1,67.9,{"v":63,"d":"63.0"},86.4,32.26,0.0732,0.58,13.83]
["December",26,"5PM to 6PM",17,"December 26, 2019 17:00","2019-12-26T17:00:00",{"v":77,"d":"77.0"},68.1,63.9,89.2,32.44,0.0733,{"v":0.6,"d":"0.60"},13.81]
["December",26,"6PM to 7PM",18,"December 26, 2019 18:00","2019-12-26T18:00:00",76.1,68.2,64.4,{"v":91,"d":"91.0"},32.49,0.0735,0.61,13.79]
["December",26,"7PM to 8PM",19,"December 26, 2019 19:00","2019-12-26T19:00:00",{"v":75,"d":"75.0"},68.2,64.9,92.7,{"v":32.5,"d":"32.50"},0.0736,0.62,13.77]
["December",26,"8PM to 9PM",20,"December 26, 2019 20:00","2019-12-26T20:00:00",74.7,68.2,65.1,93.3,32.51,0.0736,0.63,13.76]
["December",26,"9PM to 10PM",21,"December 26, 2019 21:00","2019-12-26T21:00:00",74.3,{"v":68,"d":"68.0"},65.1,93.3,32.42,0.0737,0.63,13.75]
["December",26,"10PM to 11PM",22,"December 26, 2019 22:00","2019-12-26T22:00:00",73.9,67.8,64.9,92.7,32.24,0.0737,0.62,13.74]
["December",26,"11PM to 12AM",23,"December 26, 2019 23:00","2019-12-26T23:00:00",73.2,68.1,65.7,95.1,32.44,0.0738,0.64,13.73]
["December",27,"12AM to 1AM",0,"December 27, 2019 0:00","2019-12-27",72.7,{"v":68,"d":"68.0"},65.8,95.8,{"v":32.4,"d":"32.40"},0.0739,0.64,13.72]
["December",27,"1AM to 2AM",1,{"$f":"A8649&\" \"&B8649&\", \"&$D$5&\" \"&D8649&\":00\"","v":"December 27, 2019 1:00"},{"$f":"DATEVALUE(E8649)+TIMEVALUE(E8649)","v":"2019-12-27T01:00:00"},{"v":72,"d":"72.0"},67.9,{"v":66,"d":"66.0"},96.4,32.32,{"v":0.074,"d":"0.0740"},0.64,{"v":13.7,"d":"13.70"}]
["December",27,"2AM to 3AM",{"$f":"IF(D8649+1>23,0,D8649+1)","v":2},"December 27, 2019 2:00","2019-12-27T02:00:00",71.6,67.9,66.2,{"v":97,"d":"97.0"},32.32,{"v":0.074,"d":"0.0740"},0.65,13.69]
["December",27,"3AM to 4AM",3,"December 27, 2019 3:00","2019-12-27T03:00:00",71.4,67.7,{"v":66,"d":"66.0"},96.4,32.18,0.0741,0.64,13.69]
["December",27,"4AM to 5AM",4,"December 27, 2019 4:00","2019-12-27T04:00:00",71.1,67.6,{"v":66,"d":"66.0"},96.4,32.09,0.0741,0.64,13.68]
["December",27,"5AM to 6AM",5,"December 27, 2019 5:00","2019-12-27T05:00:00",71.4,67.5,65.7,95.1,31.99,0.0741,0.64,13.68]
["December",27,"6AM to 7AM",6,"December 27, 2019 6:00","2019-12-27T06:00:00",71.6,67.4,65.5,94.5,31.94,0.0741,0.63,13.69]
["December",27,"7AM to 8AM",7,"December 27, 2019 7:00","2019-12-27T07:00:00",{"v":72,"d":"72.0"},67.2,64.9,92.7,31.75,{"v":0.074,"d":"0.0740"},0.62,13.69]
["December",27,"8AM to 9AM",8,"December 27, 2019 8:00","2019-12-27T08:00:00",{"v":75,"d":"75.0"},68.5,65.5,94.5,32.78,0.0736,0.63,13.77]
["December",27,"9AM to 10AM",9,"December 27, 2019 9:00","2019-12-27T09:00:00",77.9,69.3,65.3,93.9,{"v":33.4,"d":"33.40"},0.0732,0.63,13.85]
["December",27,"10AM to 11AM",10,"December 27, 2019 10:00","2019-12-27T10:00:00",{"v":81,"d":"81.0"},{"v":70,"d":"70.0"},64.9,92.7,33.96,0.0728,0.62,13.92]
["December",27,"11AM to 12PM",11,"December 27, 2019 11:00","2019-12-27T11:00:00",80.6,69.6,64.6,91.6,33.69,0.0728,0.61,13.91]
["December",27,"12PM to 1PM",12,"December 27, 2019 12:00","2019-12-27T12:00:00",80.4,69.5,64.4,{"v":91,"d":"91.0"},33.55,0.0729,0.61,{"v":13.9,"d":"13.90"}]
["December",27,"1PM to 2PM",13,"December 27, 2019 13:00","2019-12-27T13:00:00",80.1,69.1,{"v":64,"d":"64.0"},89.8,33.28,0.0729,{"v":0.6,"d":"0.60"},13.89]
["December",27,"2PM to 3PM",14,"December 27, 2019 14:00","2019-12-27T14:00:00",80.1,69.4,64.4,{"v":91,"d":"91.0"},33.46,0.0729,0.61,13.89]
["December",27,"3PM to 4PM",15,"December 27, 2019 15:00","2019-12-27T15:00:00",80.1,69.4,64.4,{"v":91,"d":"91.0"},33.46,0.0729,0.61,13.89]
["December",27,"4PM to 5PM",16,"December 27, 2019 16:00","2019-12-27T16:00:00",80.1,69.7,64.9,92.7,33.74,0.0729,0.62,{"v":13.9,"d":"13.90"}]
["December",27,"5PM to 6PM",17,"December 27, 2019 17:00","2019-12-27T17:00:00",78.1,69.4,65.5,94.5,33.54,0.0732,0.63,13.85]
["December",27,"6PM to 7PM",18,"December 27, 2019 18:00","2019-12-27T18:00:00",75.9,68.5,65.1,93.3,32.82,0.0735,0.63,13.79]
["December",27,"7PM to 8PM",19,"December 27, 2019 19:00","2019-12-27T19:00:00",73.9,67.8,64.9,92.7,32.24,0.0737,0.62,13.74]
["December",27,"8PM to 9PM",20,"December 27, 2019 20:00","2019-12-27T20:00:00",72.7,67.8,65.5,94.5,32.21,0.0739,0.63,13.71]
["December",27,"9PM to 10PM",21,"December 27, 2019 21:00","2019-12-27T21:00:00",71.2,67.6,65.8,95.8,32.04,0.0741,0.64,13.68]
["December",27,"10PM to 11PM",22,"December 27, 2019 22:00","2019-12-27T22:00:00",{"v":70,"d":"70.0"},67.3,{"v":66,"d":"66.0"},96.4,31.83,0.0743,0.64,13.65]
["December",27,"11PM to 12AM",23,"December 27, 2019 23:00","2019-12-27T23:00:00",69.3,66.9,65.8,95.8,31.56,0.0744,0.64,13.63]
["December",28,"12AM to 1AM",0,"December 28, 2019 0:00","2019-12-28",68.7,66.9,{"v":66,"d":"66.0"},96.4,31.52,0.0744,0.64,13.62]
["December",28,"1AM to 2AM",1,"December 28, 2019 1:00","2019-12-28T01:00:00",{"v":68,"d":"68.0"},66.7,{"v":66,"d":"66.0"},96.4,31.34,0.0745,0.64,{"v":13.6,"d":"13.60"}]
["December",28,"2AM to 3AM",2,"December 28, 2019 2:00","2019-12-28T02:00:00",{"v":68,"d":"68.0"},66.4,65.7,95.1,31.15,0.0746,0.64,{"v":13.6,"d":"13.60"}]
["December",28,"3AM to 4AM",3,"December 28, 2019 3:00","2019-12-28T03:00:00",{"v":68,"d":"68.0"},66.2,65.3,93.9,30.96,0.0746,0.63,13.59]
["December",28,"4AM to 5AM",4,"December 28, 2019 4:00","2019-12-28T04:00:00",{"v":68,"d":"68.0"},65.9,64.9,92.7,30.78,0.0746,0.62,13.59]
["December",28,"5AM to 6AM",5,"December 28, 2019 5:00","2019-12-28T05:00:00",67.6,65.8,64.9,92.7,30.69,0.0746,0.62,13.58]
["December",28,"6AM to 7AM",6,"December 28, 2019 6:00","2019-12-28T06:00:00",67.3,65.7,64.9,92.7,{"v":30.6,"d":"30.60"},0.0747,0.62,13.57]
["December",28,"7AM to 8AM",7,"December 28, 2019 7:00","2019-12-28T07:00:00",66.9,65.6,64.9,92.7,30.51,0.0747,0.62,13.56]
["December",28,"8AM to 9AM",8,"December 28, 2019 8:00","2019-12-28T08:00:00",71.2,67.6,65.8,95.8,32.04,0.0741,0.64,13.68]
["December",28,"9AM to 10AM",9,"December 28, 2019 9:00","2019-12-28T09:00:00",75.7,69.1,{"v":66,"d":"66.0"},96.4,33.25,0.0735,0.64,{"v":13.8,"d":"13.80"}]
["December",28,"10AM to 11AM",10,"December 28, 2019 10:00","2019-12-28T10:00:00",80.1,70.4,{"v":66,"d":"66.0"},96.4,34.31,0.0729,0.64,13.91]
["December",28,"11AM to 12PM",11,"December 28, 2019 11:00","2019-12-28T11:00:00",80.4,70.6,66.2,{"v":97,"d":"97.0"},{"v":34.5,"d":"34.50"},0.0728,0.65,13.92]
["December",28,"12PM to 1PM",12,"December 28, 2019 12:00","2019-12-28T12:00:00",80.6,71.1,66.9,99.5,34.93,0.0728,0.67,13.93]
["December",28,"1PM to 2PM",13,"December 28, 2019 13:00","2019-12-28T13:00:00",{"v":81,"d":"81.0"},71.2,66.9,99.5,35.02,0.0727,0.67,13.94]
["December",28,"2PM to 3PM",14,"December 28, 2019 14:00","2019-12-28T14:00:00",80.2,70.7,66.6,98.2,34.65,0.0728,0.66,13.92]
["December",28,"3PM to 4PM",15,"December 28, 2019 15:00","2019-12-28T15:00:00",79.7,69.9,65.5,94.5,33.93,0.0729,0.63,{"v":13.9,"d":"13.90"}]
["December",28,"4PM to 5PM",16,"December 28, 2019 16:00","2019-12-28T16:00:00",{"v":79,"d":"79.0"},69.4,64.9,92.7,33.48,{"v":0.073,"d":"0.0730"},0.62,13.87]
["December",28,"5PM to 6PM",17,"December 28, 2019 17:00","2019-12-28T17:00:00",77.4,69.3,65.7,95.1,33.45,0.0733,0.64,13.84]
["December",28,"6PM to 7PM",18,"December 28, 2019 18:00","2019-12-28T18:00:00",75.6,68.7,65.5,94.5,32.92,0.0735,0.63,13.79]
["December",28,"7PM to 8PM",19,"December 28, 2019 19:00","2019-12-28T19:00:00",73.9,68.5,{"v":66,"d":"66.0"},96.4,{"v":32.8,"d":"32.80"},0.0737,0.64,13.75]
["December",28,"8PM to 9PM",20,"December 28, 2019 20:00","2019-12-28T20:00:00",72.3,67.9,65.8,95.8,32.31,0.0739,0.64,13.71]
["December",28,"9PM to 10PM",21,"December 28, 2019 21:00","2019-12-28T21:00:00",70.7,{"v":67,"d":"67.0"},65.3,93.9,31.63,0.0742,0.63,13.66]
["December",28,"10PM to 11PM",22,"December 28, 2019 22:00","2019-12-28T22:00:00",69.1,66.3,64.9,92.7,31.04,0.0744,0.62,13.62]
["December",28,"11PM to 12AM",23,"December 28, 2019 23:00","2019-12-28T23:00:00",68.7,66.4,65.3,93.9,31.14,0.0745,0.63,13.61]
["December",29,"12AM to 1AM",0,"December 29, 2019 0:00","2019-12-29",68.4,66.5,65.7,95.1,31.24,0.0745,0.64,13.61]
["December",29,"1AM to 2AM",1,"December 29, 2019 1:00","2019-12-29T01:00:00",{"v":68,"d":"68.0"},66.7,{"v":66,"d":"66.0"},96.4,31.34,0.0745,0.64,{"v":13.6,"d":"13.60"}]
["December",29,"2AM to 3AM",2,"December 29, 2019 2:00","2019-12-29T02:00:00",67.6,66.3,65.7,95.1,31.06,0.0746,0.64,13.59]
["December",29,"3AM to 4AM",3,"December 29, 2019 3:00","2019-12-29T03:00:00",67.3,65.9,65.3,93.9,30.79,0.0747,0.63,13.57]
["December",29,"4AM to 5AM",4,"December 29, 2019 4:00","2019-12-29T04:00:00",66.9,65.6,64.9,92.7,30.51,0.0747,0.62,13.56]
["December",29,"5AM to 6AM",5,"December 29, 2019 5:00","2019-12-29T05:00:00",66.6,65.2,64.6,91.6,30.24,0.0748,0.61,13.55]
["December",29,"6AM to 7AM",6,"December 29, 2019 6:00","2019-12-29T06:00:00",66.4,65.1,64.4,{"v":91,"d":"91.0"},{"v":30.1,"d":"30.10"},0.0748,0.61,13.54]
["December",29,"7AM to 8AM",7,"December 29, 2019 7:00","2019-12-29T07:00:00",{"v":66,"d":"66.0"},64.7,{"v":64,"d":"64.0"},89.8,29.83,0.0749,{"v":0.6,"d":"0.60"},13.53]
["December",29,"8AM to 9AM",8,"December 29, 2019 8:00","2019-12-29T08:00:00",{"v":70,"d":"70.0"},66.3,64.6,91.6,31.08,0.0743,0.61,13.64]
["December",29,"9AM to 10AM",9,"December 29, 2019 9:00","2019-12-29T09:00:00",74.1,68.1,65.3,93.9,32.47,0.0737,0.63,13.75]
["December",29,"10AM to 11AM",10,"December 29, 2019 10:00","2019-12-29T10:00:00",78.1,69.1,64.9,92.7,33.25,0.0732,0.62,13.85]
["December",29,"11AM to 12PM",11,"December 29, 2019 11:00","2019-12-29T11:00:00",77.7,69.5,65.8,95.8,33.64,0.0732,0.64,13.85]
["December",29,"12PM to 1PM",12,"December 29, 2019 12:00","2019-12-29T12:00:00",77.4,70.3,67.3,100.8,34.33,0.0732,0.67,13.85]
["December",29,"1PM to 2PM",13,"December 29, 2019 13:00","2019-12-29T13:00:00",{"v":77,"d":"77.0"},70.7,{"v":68,"d":"68.0"},103.4,34.65,0.0733,0.69,13.85]
["December",29,"2PM to 3PM",14,"December 29, 2019 14:00","2019-12-29T14:00:00",75.9,70.3,67.8,102.7,34.28,0.0734,0.69,13.82]
["December",29,"3PM to 4PM",15,"December 29, 2019 15:00","2019-12-29T15:00:00",{"v":75,"d":"75.0"},69.7,67.3,100.8,33.76,0.0735,0.67,13.79]
["December",29,"4PM to 5PM",16,"December 29, 2019 16:00","2019-12-29T16:00:00",73.9,69.1,66.9,99.5,33.29,0.0737,0.67,13.76]
["December",29,"5PM to 6PM",17,{"$f":"A8713&\" \"&B8713&\", \"&$D$5&\" \"&D8713&\":00\"","v":"December 29, 2019 17:00"},{"$f":"DATEVALUE(E8713)+TIMEVALUE(E8713)","v":"2019-12-29T17:00:00"},{"v":73,"d":"73.0"},68.8,66.9,99.5,33.07,0.0738,0.67,13.74]
["December",29,"6PM to 7PM",{"$f":"IF(D8713+1>23,0,D8713+1)","v":18},"December 29, 2019 18:00","2019-12-29T18:00:00",{"v":72,"d":"72.0"},{"v":68,"d":"68.0"},66.2,{"v":97,"d":"97.0"},32.41,{"v":0.074,"d":"0.0740"},0.65,{"v":13.7,"d":"13.70"}]
["December",29,"7PM to 8PM",19,"December 29, 2019 19:00","2019-12-29T19:00:00",71.1,67.6,{"v":66,"d":"66.0"},96.4,32.09,0.0741,0.64,13.68]
["December",29,"8PM to 9PM",20,"December 29, 2019 20:00","2019-12-29T20:00:00",70.7,67.7,66.4,97.6,{"v":32.2,"d":"32.20"},0.0742,0.65,13.67]
["December",29,"9PM to 10PM",21,"December 29, 2019 21:00","2019-12-29T21:00:00",70.3,67.8,66.6,98.2,32.21,0.0742,0.66,13.67]
["December",29,"10PM to 11PM",22,"December 29, 2019 22:00","2019-12-29T22:00:00",{"v":70,"d":"70.0"},67.9,66.9,99.5,32.32,0.0742,0.67,13.66]
["December",29,"11PM to 12AM",23,"December 29, 2019 23:00","2019-12-29T23:00:00",71.1,68.5,67.3,100.8,32.78,0.0741,0.67,13.69]
["December",30,"12AM to 1AM",0,"December 30, 2019 0:00","2019-12-30",{"v":72,"d":"72.0"},{"v":69,"d":"69.0"},67.6,102.1,{"v":33.2,"d":"33.20"},{"v":0.074,"d":"0.0740"},0.68,13.72]
["December",30,"1AM to 2AM",1,"December 30, 2019 1:00","2019-12-30T01:00:00",{"v":73,"d":"73.0"},69.5,{"v":68,"d":"68.0"},103.4,33.67,0.0738,0.69,13.75]
["December",30,"2AM to 3AM",2,"December 30, 2019 2:00","2019-12-30T02:00:00",73.4,69.6,{"v":68,"d":"68.0"},103.4,33.76,0.0737,0.69,13.76]
["December",30,"3AM to 4AM",3,"December 30, 2019 3:00","2019-12-30T03:00:00",73.6,69.8,68.2,{"v":104,"d":"104.0"},33.91,0.0737,0.69,13.77]
["December",30,"4AM to 5AM",4,"December 30, 2019 4:00","2019-12-30T04:00:00",73.9,69.8,{"v":68,"d":"68.0"},103.4,{"v":33.9,"d":"33.90"},0.0737,0.69,13.77]
["December",30,"5AM to 6AM",5,"December 30, 2019 5:00","2019-12-30T05:00:00",73.9,69.7,67.8,102.7,33.79,0.0737,0.69,13.77]
["December",30,"6AM to 7AM",6,"December 30, 2019 6:00","2019-12-30T06:00:00",73.9,69.4,67.5,101.4,33.59,0.0737,0.68,13.77]
["December",30,"7AM to 8AM",7,"December 30, 2019 7:00","2019-12-30T07:00:00",73.9,69.1,66.9,99.5,33.29,0.0737,0.67,13.76]
["December",30,"8AM to 9AM",8,"December 30, 2019 8:00","2019-12-30T08:00:00",{"v":73,"d":"73.0"},69.1,67.3,100.8,33.27,0.0738,0.67,13.74]
["December",30,"9AM to 10AM",9,"December 30, 2019 9:00","2019-12-30T09:00:00",{"v":72,"d":"72.0"},68.5,66.9,99.5,{"v":32.8,"d":"32.80"},{"v":0.074,"d":"0.0740"},0.67,13.71]
["December",30,"10AM to 11AM",10,"December 30, 2019 10:00","2019-12-30T10:00:00",71.1,68.2,66.9,99.5,32.58,0.0741,0.67,13.69]
["December",30,"11AM to 12PM",11,"December 30, 2019 11:00","2019-12-30T11:00:00",72.3,68.8,67.3,100.8,33.09,0.0739,0.67,13.72]
["December",30,"12PM to 1PM",12,"December 30, 2019 12:00","2019-12-30T12:00:00",73.8,69.8,{"v":68,"d":"68.0"},103.4,33.85,0.0737,0.69,13.77]
["December",30,"1PM to 2PM",13,"December 30, 2019 13:00","2019-12-30T13:00:00",{"v":75,"d":"75.0"},70.1,{"v":68,"d":"68.0"},103.4,34.16,0.0735,0.69,{"v":13.8,"d":"13.80"}]
["December",30,"2PM to 3PM",14,"December 30, 2019 14:00","2019-12-30T14:00:00",73.8,{"v":70,"d":"70.0"},68.4,104.7,34.06,0.0737,{"v":0.7,"d":"0.70"},13.77]
["December",30,"3PM to 4PM",15,"December 30, 2019 15:00","2019-12-30T15:00:00",72.3,69.3,{"v":68,"d":"68.0"},103.4,{"v":33.5,"d":"33.50"},0.0739,0.69,13.73]
["December",30,"4PM to 5PM",16,"December 30, 2019 16:00","2019-12-30T16:00:00",71.1,68.9,{"v":68,"d":"68.0"},103.4,33.19,0.0741,0.69,{"v":13.7,"d":"13.70"}]
["December",30,"5PM to 6PM",17,"December 30, 2019 17:00","2019-12-30T17:00:00",71.1,68.9,{"v":68,"d":"68.0"},103.4,33.19,0.0741,0.69,{"v":13.7,"d":"13.70"}]
["December",30,"6PM to 7PM",18,"December 30, 2019 18:00","2019-12-30T18:00:00",71.1,68.9,{"v":68,"d":"68.0"},103.4,33.19,0.0741,0.69,{"v":13.7,"d":"13.70"}]
["December",30,"7PM to 8PM",19,"December 30, 2019 19:00","2019-12-30T19:00:00",71.1,68.9,{"v":68,"d":"68.0"},103.4,33.19,0.0741,0.69,{"v":13.7,"d":"13.70"}]
["December",30,"8PM to 9PM",20,"December 30, 2019 20:00","2019-12-30T20:00:00",70.3,68.2,67.3,100.8,{"v":32.6,"d":"32.60"},0.0742,0.67,13.67]
["December",30,"9PM to 10PM",21,"December 30, 2019 21:00","2019-12-30T21:00:00",69.8,67.7,66.7,98.9,32.17,0.0743,0.66,13.65]
["December",30,"10PM to 11PM",22,"December 30, 2019 22:00","2019-12-30T22:00:00",69.1,{"v":67,"d":"67.0"},{"v":66,"d":"66.0"},96.4,31.61,0.0744,0.64,13.63]
["December",30,"11PM to 12AM",23,"December 30, 2019 23:00","2019-12-30T23:00:00",69.1,67.2,66.4,97.6,{"v":31.8,"d":"31.80"},0.0744,0.65,13.63]
["December",31,"12AM to 1AM",0,"December 31, 2019 0:00","2019-12-31",69.1,67.5,66.7,98.9,{"v":32,"d":"32.00"},0.0744,0.66,13.63]
["December",31,"1AM to 2AM",1,"December 31, 2019 1:00","2019-12-31T01:00:00",69.1,67.6,66.9,99.5,32.09,0.0744,0.67,13.64]
["December",31,"2AM to 3AM",2,"December 31, 2019 2:00","2019-12-31T02:00:00",69.1,67.5,66.7,98.9,{"v":32,"d":"32.00"},0.0744,0.66,13.63]
["December",31,"3AM to 4AM",3,"December 31, 2019 3:00","2019-12-31T03:00:00",69.1,67.2,66.4,97.6,{"v":31.8,"d":"31.80"},0.0744,0.65,13.63]
["December",31,"4AM to 5AM",4,"December 31, 2019 4:00","2019-12-31T04:00:00",69.1,{"v":67,"d":"67.0"},{"v":66,"d":"66.0"},96.4,31.61,0.0744,0.64,13.63]
["December",31,"5AM to 6AM",5,"December 31, 2019 5:00","2019-12-31T05:00:00",69.1,{"v":67,"d":"67.0"},{"v":66,"d":"66.0"},96.4,31.61,0.0744,0.64,13.63]
["December",31,"6AM to 7AM",6,"December 31, 2019 6:00","2019-12-31T06:00:00",69.1,{"v":67,"d":"67.0"},{"v":66,"d":"66.0"},96.4,31.61,0.0744,0.64,13.63]
["December",31,"7AM to 8AM",7,"December 31, 2019 7:00","2019-12-31T07:00:00",69.1,{"v":67,"d":"67.0"},{"v":66,"d":"66.0"},96.4,31.61,0.0744,0.64,13.63]
["December",31,"8AM to 9AM",8,"December 31, 2019 8:00","2019-12-31T08:00:00",70.7,68.1,66.9,99.5,32.49,0.0741,0.67,13.68]
["December",31,"9AM to 10AM",9,"December 31, 2019 9:00","2019-12-31T09:00:00",72.3,69.3,{"v":68,"d":"68.0"},103.4,{"v":33.5,"d":"33.50"},0.0739,0.69,13.73]
["December",31,"10AM to 11AM",10,"December 31, 2019 10:00","2019-12-31T10:00:00",73.9,70.5,69.1,107.4,34.52,0.0736,0.72,13.79]
["December",31,"11AM to 12PM",11,"December 31, 2019 11:00","2019-12-31T11:00:00",75.4,{"v":71,"d":"71.0"},69.1,107.4,34.88,0.0734,0.72,13.82]
["December",31,"12PM to 1PM",12,"December 31, 2019 12:00","2019-12-31T12:00:00",76.6,71.2,68.9,106.7,35.08,0.0733,0.71,13.85]
["December",31,"1PM to 2PM",13,"December 31, 2019 13:00","2019-12-31T13:00:00",78.1,71.7,69.1,107.4,35.54,0.0731,0.72,13.89]
["December",31,"2PM to 3PM",14,"December 31, 2019 14:00","2019-12-31T14:00:00",77.7,71.7,69.3,{"v":108,"d":"108.0"},35.56,0.0731,0.72,13.89]
["December",31,"3PM to 4PM",15,"December 31, 2019 15:00","2019-12-31T15:00:00",77.4,71.4,68.9,106.7,35.26,0.0732,0.71,13.87]
["December",31,"4PM to 5PM",16,"December 31, 2019 16:00","2019-12-31T16:00:00",{"v":77,"d":"77.0"},71.4,69.1,107.4,35.28,0.0732,0.72,13.87]
["December",31,"5PM to 6PM",17,"December 31, 2019 17:00","2019-12-31T17:00:00",75.9,70.7,68.5,105.3,34.69,0.0734,{"v":0.7,"d":"0.70"},13.83]
["December",31,"6PM to 7PM",18,"December 31, 2019 18:00","2019-12-31T18:00:00",{"v":75,"d":"75.0"},70.5,68.5,105.3,34.47,0.0735,{"v":0.7,"d":"0.70"},13.81]
["December",31,"7PM to 8PM",19,"December 31, 2019 19:00","2019-12-31T19:00:00",73.9,69.8,{"v":68,"d":"68.0"},103.4,{"v":33.9,"d":"33.90"},0.0737,0.69,13.77]
["December",31,"8PM to 9PM",20,"December 31, 2019 20:00","2019-12-31T20:00:00",74.3,70.3,68.5,105.3,34.29,0.0736,{"v":0.7,"d":"0.70"},13.79]
["December",31,"9PM to 10PM",21,"December 31, 2019 21:00","2019-12-31T21:00:00",74.7,70.6,68.9,106.7,34.59,0.0736,0.71,{"v":13.8,"d":"13.80"}]
["December",31,"10PM to 11PM",22,"December 31, 2019 22:00","2019-12-31T22:00:00",{"v":75,"d":"75.0"},70.8,69.1,107.4,34.79,0.0735,0.72,13.81]
["December",31,"11PM to 12AM",23,"December 31, 2019 23:00","2019-12-31T23:00:00",75.4,70.7,68.7,{"v":106,"d":"106.0"},34.67,0.0735,0.71,13.82]

{"sheet":"Honolulu 2019 Actual","index":3,"n_rows":8944,"n_cols":29,"rows_kept":2250,"cut":true,"bounds":{"rows_first":1000,"rows_last":250,"rows_between":1000,"halvings":1}}
["station","valid","tmpf","dwpf","relh","drct","sknt","p01i","alti","mslp","vsby","gust","skyc1","skyc2","skyc3","skyc4","skyl1","skyl2","skyl3","skyl4","wxcodes","ice_accretion_1hr","ice_accretion_3hr","ice_accretion_6hr","peak_wind_gust","peak_wind_drct","peak_wind_time","feel","metar"]
["PHNL","2019-01-01T00:55:00",77,64,64.21,50,12,0,30.02,1016.5,10,"M","FEW","FEW","M","M",2500,4500,"M","M","M","M","M","M","M","M","M",77,"PHNL 011053Z 05012KT 10SM FEW025 FEW045 25/18 A3002 RMK AO2 SLP165 T02500178"]
["PHNL","2019-01-01T01:55:00",77,66,68.85,60,10,0,30.02,1016.6,10,"M","FEW","FEW","SCT","M",2200,3900,4900,"M","M","M","M","M","M","M","M",77,"PHNL 011153Z 06010KT 10SM FEW022 FEW039 SCT049 25/19 A3002 RMK AO2 SLP166 T02500189 10256 20244 55003"]
["PHNL","2019-01-01T02:55:00",75.9,66.9,73.68,50,6,"T",30.01,1016.1,10,"M","FEW","SCT","BKN","M",2200,3700,4900,"M",{"$f":"-RA","v":{"$error":"#NAME?"}},"M","M","M","M","M","M",75.9,"PHNL 011253Z 05006KT 10SM -RA FEW022 SCT037 BKN049 24/19 A3001 RMK AO2 RAB1158E08B29 SLP161 VCSH NW-NE P0000 T02440194"]
["PHNL","2019-01-01T03:55:00",75,66.9,75.92,70,8,"T",30,1015.9,10,"M","BKN","BKN","M","M",3800,5000,"M","M","M","M","M","M","M","M","M",75,"PHNL 011353Z 07008KT 10SM BKN038 BKN050 24/19 A3000 RMK AO2 RAE07 SLP159 P0000 T02390194"]
["PHNL","2019-01-01T04:55:00",75,68,78.86,80,7,"T",29.99,1015.6,10,"M","FEW","BKN","M","M",3400,4500,"M","M","M","M","M","M","M","M","M",75,"PHNL 011453Z 08007KT 10SM FEW034 BKN045 24/20 A2999 RMK AO2 RAB1359E08 SLP156 VCSH N-NE-E P0000 60000 T02390200 56010"]
["PHNL","2019-01-01T05:55:00",72,66,81.41,60,5,0,30,1015.7,10,"M","FEW","FEW","SCT","M",2400,3000,4300,"M","M","M","M","M","M","M","M",72,"PHNL 011553Z 06005KT 10SM FEW024 FEW030 SCT043 22/19 A3000 RMK AO2 SLP157 T02220189"]
["PHNL","2019-01-01T06:55:00",72,66,81.41,90,4,0,30.01,1016.3,10,"M","FEW","FEW","M","M",2500,4000,"M","M","M","M","M","M","M","M","M",72,"PHNL 011653Z 09004KT 10SM FEW025 FEW040 22/19 A3001 RMK AO2 SLP163 T02220189"]
["PHNL","2019-01-01T07:55:00",75.9,68,76.53,80,9,0,30.04,1017,10,"M","FEW","SCT","SCT","M",2500,4000,5500,"M","M","M","M","M","M","M","M",75.9,"PHNL 011753Z 08009KT 10SM FEW025 SCT040 SCT055 24/20 A3004 RMK AO2 SLP170 60000 T02440200 10250 20222 53014"]
["PHNL","2019-01-01T08:55:00",77,66.9,71.03,80,13,"T",30.06,1017.8,10,"M","FEW","SCT","BKN","M",2400,4000,6000,"M","M","M","M","M","M","M","M",77,"PHNL 011853Z 08013KT 10SM FEW024 SCT040 BKN060 25/19 A3006 RMK AO2 RAB29E41 SLP178 VCSH N-NE P0000 T02500194"]
["PHNL","2019-01-01T09:55:00",78.1,66.9,68.49,70,11,0,30.08,1018.4,10,"M","FEW","SCT","BKN","M",2500,4000,5500,"M","M","M","M","M","M","M","M",78.1,"PHNL 011953Z 07011KT 10SM FEW025 SCT040 BKN055 26/19 A3008 RMK AO2 SLP184 VCSH NW-NE T02560194 $"]
["PHNL","2019-01-01T10:55:00",80.1,64.9,59.83,70,12,0,30.06,1018,10,"M","FEW","SCT","BKN","M",2500,4000,5000,"M","M","M","M","M","M","M","M",81.91,"PHNL 012053Z 07012KT 10SM FEW025 SCT040 BKN050 27/18 A3006 RMK AO2 SLP180 VCSH N-NE 60000 T02670183 50009 $"]
["PHNL","2019-01-01T11:55:00",81,64.9,58.1,70,12,0,30.05,1017.4,10,"M","FEW","SCT","BKN","M",2500,4600,5500,"M","M","M","M","M","M","M","M",82.79,"PHNL 012153Z 07012KT 10SM FEW025 SCT046 BKN055 27/18 A3005 RMK AO2 SLP174 VCSH N-NE T02720183 $"]
["PHNL","2019-01-01T12:55:00",82.9,64,52.93,80,13,0,30.01,1016.1,10,"M","FEW","SCT","SCT","M",2500,3300,5000,"M","M","M","M","M","M","M","M",84.32,"PHNL 012253Z 08013KT 10SM FEW025 SCT033 SCT050 28/18 A3001 RMK AO2 SLP161 T02830178 $"]
["PHNL","2019-01-01T13:55:00",84,61,45.96,70,8,0,29.98,1015.3,10,16,"FEW","SCT","M","M",2500,5000,"M","M","M","M","M","M","M","M","M",84.32,"PHNL 012353Z 07008G16KT 10SM FEW025 SCT050 29/16 A2998 RMK AO2 SLP153 60000 T02890161 10289 20239 58027 $"]
["PHNL","2019-01-01T14:55:00",82.9,62.1,49.51,60,14,0,29.98,1015.2,10,20,"FEW","FEW","M","M",2600,5000,"M","M","M","M","M","M","M","M","M",83.7,"PHNL 020053Z 06014G20KT 10SM FEW026 FEW050 28/17 A2998 RMK AO2 SLP152 T02830167 $"]
["PHNL","2019-01-01T15:55:00",82,63,52.62,80,12,0,29.99,1015.5,10,"M","FEW","FEW","BKN","M",2600,3800,4700,"M","M","M","M","M","M","M","M",83.17,"PHNL 020153Z 08012KT 10SM FEW026 FEW038 BKN047 28/17 A2999 RMK AO2 SLP155 T02780172 $"]
["PHNL","2019-01-01T16:55:00",80.1,63,55.98,60,14,0,30.01,1016,10,18,"FEW","FEW","SCT","M",2600,4100,5000,"M","M","M","M","M","M","M","M",81.5,"PHNL 020253Z 06014G18KT 10SM FEW026 FEW041 SCT050 27/17 A3001 RMK AO2 SLP160 T02670172 53007 $"]
["PHNL","2019-01-01T17:55:00",78.1,63,59.78,60,9,0,30.03,1016.8,10,"M","FEW","FEW","SCT","M",2400,3900,4900,"M","M","M","M","M","M","M","M",78.1,"PHNL 020353Z 06009KT 10SM FEW024 FEW039 SCT049 26/17 A3003 RMK AO2 SLP168 T02560172 $"]
["PHNL","2019-01-01T18:55:00",77,62.1,60.06,60,6,0,30.04,1017.3,10,"M","FEW","FEW","BKN","M",2700,3800,4700,"M","M","M","M","M","M","M","M",77,"PHNL 020453Z 06006KT 10SM FEW027 FEW038 BKN047 25/17 A3004 RMK AO2 SLP173 T02500167 $"]
["PHNL","2019-01-01T19:55:00",77,63,62,70,7,0,30.06,1017.7,10,"M","FEW","FEW","SCT","M",2500,3700,4600,"M","M","M","M","M","M","M","M",77,"PHNL 020553Z 07007KT 10SM FEW025 FEW037 SCT046 25/17 A3006 RMK AO2 SLP177 T02500172 10289 20244 51017 $"]
["PHNL","2019-01-01T20:55:00",77,63,62,60,5,0,30.06,1017.9,10,"M","FEW","SCT","BKN","M",2600,3600,4700,"M","M","M","M","M","M","M","M",77,"PHNL 020653Z 06005KT 10SM FEW026 SCT036 BKN047 25/17 A3006 RMK AO2 SLP179 T02500172 $"]
["PHNL","2019-01-01T21:55:00",75.9,62.1,62.3,70,9,0,30.06,1017.9,10,"M","FEW","FEW","SCT","M",2500,3700,4900,"M","M","M","M","M","M","M","M",75.9,"PHNL 020753Z 07009KT 10SM FEW025 FEW037 SCT049 24/17 A3006 RMK AO2 SLP179 T02440167 $"]
["PHNL","2019-01-01T22:55:00",75.9,63,64.31,70,10,0,30.06,1017.8,10,"M","FEW","FEW","M","M",2600,3800,"M","M","M","M","M","M","M","M","M",75.9,"PHNL 020853Z 07010KT 10SM FEW026 FEW038 24/17 A3006 RMK AO2 SLP178 T02440172 50001 $"]
["PHNL","2019-01-01T23:55:00",75.9,63,64.31,60,9,0,30.06,1017.8,10,"M","FEW","FEW","M","M",2800,3800,"M","M","M","M","M","M","M","M","M",75.9,"PHNL 020953Z 06009KT 10SM FEW028 FEW038 24/17 A3006 RMK AO2 SLP178 T02440172 402890222 $"]
["PHNL","2019-01-02T00:55:00",75.9,63,64.31,30,5,0,30.05,1017.5,10,"M","FEW","SCT","M","M",2700,4000,"M","M","M","M","M","M","M","M","M",75.9,"PHNL 021053Z 03005KT 10SM FEW027 SCT040 24/17 A3005 RMK AO2 SLP175 T02440172 $"]
["PHNL","2019-01-02T01:55:00",75.9,63,64.31,60,12,0,30.04,1017.3,10,"M","FEW","FEW","M","M",2500,3900,"M","M","M","M","M","M","M","M","M",75.9,"PHNL 021153Z 06012KT 10SM FEW025 FEW039 24/17 A3004 RMK AO2 SLP173 T02440172 10250 20239 58005 $"]
["PHNL","2019-01-02T02:55:00",75.9,62.1,62.3,60,13,0,30.03,1016.7,10,"M","FEW","M","M","M",2500,"M","M","M","M","M","M","M","M","M","M",75.9,"PHNL 021253Z 06013KT 10SM FEW025 24/17 A3003 RMK AO2 SLP167 T02440167 $"]
["PHNL","2019-01-02T03:55:00",75.9,61,59.92,60,11,0,30.02,1016.4,10,"M","CLR","M","M","M","M","M","M","M","M","M","M","M","M","M","M",75.9,"PHNL 021353Z 06011KT 10SM CLR 24/16 A3002 RMK AO2 SLP164 T02440161 $"]
["PHNL","2019-01-02T04:55:00",75,63,66.27,60,10,0,30.01,1016.3,10,"M","FEW","M","M","M",2600,"M","M","M","M","M","M","M","M","M","M",75,"PHNL 021453Z 06010KT 10SM FEW026 24/17 A3001 RMK AO2 SLP163 T02390172 56010 $"]
["PHNL","2019-01-02T05:55:00",75,63,66.27,60,10,0,30.02,1016.5,10,"M","FEW","FEW","M","M",2500,3900,"M","M","M","M","M","M","M","M","M",75,"PHNL 021553Z 06010KT 10SM FEW025 FEW039 24/17 A3002 RMK AO2 SLP165 T02390172 $"]
["PHNL","2019-01-02T06:55:00",75.9,64,66.6,60,9,0,30.04,1017.1,10,"M","FEW","FEW","M","M",2500,4000,"M","M","M","M","M","M","M","M","M",75.9,"PHNL 021653Z 06009KT 10SM FEW025 FEW040 24/18 A3004 RMK AO2 SLP171 T02440178 $"]
["PHNL","2019-01-02T07:55:00",75.9,64.9,68.73,80,10,0,30.06,1017.9,10,"M","FEW","SCT","M","M",2500,4600,"M","M","M","M","M","M","M","M","M",75.9,"PHNL 021753Z 08010KT 10SM FEW025 SCT046 24/18 A3006 RMK AO2 SLP179 T02440183 10244 20233 53016 $"]
["PHNL","2019-01-02T08:55:00",79,62.1,56.23,70,14,0,30.07,1018.3,10,"M","FEW","FEW","M","M",2600,4000,"M","M","M","M","M","M","M","M","M",80.41,"PHNL 021853Z 07014KT 10SM FEW026 FEW040 26/17 A3007 RMK AO2 SLP183 T02610167"]
["PHNL","2019-01-02T10:00:00",81,61,50.65,70,13,0,30.08,1018.7,10,22,"FEW","FEW","M","M",2500,4000,"M","M","M","M","M","M","M","M","M",81.81,"PHNL 021953Z 07013G22KT 10SM FEW025 FEW040 27/16 A3008 RMK AO2 SLP187 T02720161"]
["PHNL","2019-01-02T10:55:00",82.9,60.1,46.12,70,15,0,30.07,1018.3,10,23,"FEW","FEW","M","M",2500,3500,"M","M","M","M","M","M",30,60,"2019-01-02T20:20:00",83.13,"PHNL 022053Z 07015G23KT 10SM FEW025 FEW035 28/16 A3007 RMK AO2 PK WND 06030/2020 SLP183 T02830156 50004"]
["PHNL","2019-01-02T11:55:00",84,60.1,44.51,70,17,0,30.04,1017.3,10,28,"FEW","FEW","M","M",2800,4000,"M","M","M","M","M","M",28,80,"2019-01-02T21:45:00",84.05,"PHNL 022153Z 07017G28KT 10SM FEW028 FEW040 29/16 A3004 RMK AO2 PK WND 08028/2145 SLP173 T02890156"]
["PHNL","2019-01-02T13:00:00",84,61,45.96,70,19,0,30,1016,10,26,"FEW","FEW","M","M",2500,4000,"M","M","M","M","M","M",26,70,"2019-01-02T22:41:00",84.32,"PHNL 022253Z 07019G26KT 10SM FEW025 FEW040 29/16 A3000 RMK AO2 PK WND 07026/2241 SLP160 T02890161"]
["PHNL","2019-01-02T13:55:00",84,62.1,47.78,60,16,0,29.98,1015.2,10,23,"FEW","FEW","M","M",2500,3500,"M","M","M","M","M","M",30,80,"2019-01-02T23:20:00",84.67,"PHNL 022353Z 06016G23KT 10SM FEW025 FEW035 29/17 A2998 RMK AO2 PK WND 08030/2320 SLP152 T02890167 10294 20244 56031"]
["PHNL","2019-01-02T14:55:00",84,63,49.32,70,14,0,29.98,1015,10,"M","FEW","FEW","M","M",2500,4500,"M","M","M","M","M","M","M","M","M",84.99,"PHNL 030053Z 07014KT 10SM FEW025 FEW045 29/17 A2998 RMK AO2 SLP150 T02890172"]
["PHNL","2019-01-02T15:55:00",81,63,54.36,70,13,0,29.99,1015.3,10,"M","FEW","FEW","M","M",2500,4500,"M","M","M","M","M","M","M","M","M",82.28,"PHNL 030153Z 07013KT 10SM FEW025 FEW045 27/17 A2999 RMK AO2 SLP153 T02720172"]
["PHNL","2019-01-02T16:55:00",80.1,63,55.98,50,11,0,30.01,1016,10,20,"FEW","FEW","M","M",2500,4000,"M","M","M","M","M","M","M","M","M",81.5,"PHNL 030253Z 05011G20KT 10SM FEW025 FEW040 27/17 A3001 RMK AO2 SLP160 T02670172 53008"]
["PHNL","2019-01-02T17:55:00",78.1,64,61.92,50,10,0,30.03,1016.7,10,"M","FEW","FEW","M","M",2500,4000,"M","M","M","M","M","M","M","M","M",78.1,"PHNL 030353Z 05010KT 10SM FEW025 FEW040 26/18 A3003 RMK AO2 SLP167 T02560178"]
["PHNL","2019-01-02T18:55:00",78.1,64,61.92,60,14,0,30.05,1017.5,10,"M","FEW","FEW","M","M",2400,3800,"M","M","M","M","M","M","M","M","M",78.1,"PHNL 030453Z 06014KT 10SM FEW024 FEW038 26/18 A3005 RMK AO2 SLP175 T02560178"]
["PHNL","2019-01-02T19:55:00",78.1,63,59.78,70,9,0,30.07,1018.2,10,"M","FEW","FEW","M","M",2400,3800,"M","M","M","M","M","M","M","M","M",78.1,"PHNL 030553Z 07009KT 10SM FEW024 FEW038 26/17 A3007 RMK AO2 SLP182 T02560172 10294 20250 52022"]
["PHNL","2019-01-02T21:00:00",77,63,62,70,8,0,30.08,1018.4,10,"M","FEW","SCT","M","M",2400,4800,"M","M","M","M","M","M","M","M","M",77,"PHNL 030653Z 07008KT 10SM FEW024 SCT048 25/17 A3008 RMK AO2 SLP184 T02500172"]
["PHNL","2019-01-02T21:55:00",75.9,61,59.92,80,10,0,30.08,1018.6,10,"M","FEW","FEW","M","M",2400,4400,"M","M","M","M","M","M","M","M","M",75.9,"PHNL 030753Z 08010KT 10SM FEW024 FEW044 24/16 A3008 RMK AO2 SLP186 T02440161"]
["PHNL","2019-01-02T22:55:00",75.9,61,59.92,70,3,0,30.08,1018.6,10,"M","FEW","SCT","M","M",2400,4400,"M","M","M","M","M","M","M","M","M",75.9,"PHNL 030853Z 07003KT 10SM FEW024 SCT044 24/16 A3008 RMK AO2 SLP186 T02440161 50004"]
["PHNL","2019-01-02T23:55:00",75.9,63,64.31,40,6,0,30.08,1018.5,10,"M","FEW","SCT","M","M",2300,4400,"M","M","M","M","M","M","M","M","M",75.9,"PHNL 030953Z 04006KT 10SM FEW023 SCT044 24/17 A3008 RMK AO2 SLP185 T02440172 402940233"]
["PHNL","2019-01-03T00:55:00",75.9,63,64.31,60,12,0,30.08,1018.5,10,"M","FEW","FEW","M","M",2400,3500,"M","M","M","M","M","M","M","M","M",75.9,"PHNL 031053Z 06012KT 10SM FEW024 FEW035 24/17 A3008 RMK AO2 SLP185 T02440172"]
["PHNL","2019-01-03T01:55:00",75.9,63,64.31,50,11,0,30.07,1018.4,10,"M","FEW","SCT","M","M",2400,5000,"M","M","M","M","M","M","M","M","M",75.9,"PHNL 031153Z 05011KT 10SM FEW024 SCT050 24/17 A3007 RMK AO2 SLP184 T02440172 10256 20239 58002"]
["PHNL","2019-01-03T03:00:00",75,63,66.27,80,7,0,30.07,1018.2,10,"M","FEW","SCT","M","M",2300,4700,"M","M","M","M","M","M","M","M","M",75,"PHNL 031253Z 08007KT 10SM FEW023 SCT047 24/17 A3007 RMK AO2 SLP182 T02390172"]
["PHNL","2019-01-03T03:55:00",75.9,61,59.92,70,10,0,30.06,1017.8,10,"M","FEW","SCT","M","M",2300,5000,"M","M","M","M","M","M","M","M","M",75.9,"PHNL 031353Z 07010KT 10SM FEW023 SCT050 24/16 A3006 RMK AO2 SLP178 T02440161"]
["PHNL","2019-01-03T04:55:00",75,59,57.5,60,10,0,30.06,1018,10,"M","FEW","FEW","M","M",2400,4600,"M","M","M","M","M","M","M","M","M",75,"PHNL 031453Z 06010KT 10SM FEW024 FEW046 24/15 A3006 RMK AO2 SLP180 T02390150 55004"]
["PHNL","2019-01-03T05:55:00",73.9,57.9,57.36,70,11,0,30.07,1018.2,10,"M","FEW","FEW","M","M",2500,4500,"M","M","M","M","M","M","M","M","M",73.9,"PHNL 031553Z 07011KT 10SM FEW025 FEW045 23/14 A3007 RMK AO2 SLP182 T02330144"]
["PHNL","2019-01-03T06:55:00",73,57,57.23,70,6,0,30.09,1018.8,10,"M","FEW","FEW","M","M",2500,4000,"M","M","M","M","M","M","M","M","M",73,"PHNL 031653Z 07006KT 10SM FEW025 FEW040 23/14 A3009 RMK AO2 SLP188 T02280139"]
["PHNL","2019-01-03T07:55:00",75.9,60.1,58.04,60,6,0,30.1,1019.4,10,"M","FEW","SCT","SCT","M",2500,4000,5500,"M","M","M","M","M","M","M","M",75.9,"PHNL 031753Z 06006KT 10SM FEW025 SCT040 SCT055 24/16 A3010 RMK AO2 SLP194 T02440156 10244 20228 53014"]
["PHNL","2019-01-03T08:55:00",77,63,62,70,8,0,30.12,1020,10,"M","FEW","SCT","SCT","M",2500,4500,5500,"M","M","M","M","M","M","M","M",77,"PHNL 031853Z 07008KT 10SM FEW025 SCT045 SCT055 25/17 A3012 RMK AO2 SLP200 VCSH W T02500172"]
["PHNL","2019-01-03T09:55:00",79,62.1,56.23,40,11,0,30.13,1020.3,10,"M","FEW","SCT","BKN","M",2500,4200,6000,"M","M","M","M","M","M","M","M",80.41,"PHNL 031953Z 04011KT 10SM FEW025 SCT042 BKN060 26/17 A3013 RMK AO2 SLP203 T02610167"]
["PHNL","2019-01-03T10:55:00",82,63,52.62,50,14,0,30.11,1019.6,10,23,"FEW","SCT","M","M",2500,4000,"M","M","M","M","M","M","M","M","M",83.17,"PHNL 032053Z 05014G23KT 10SM FEW025 SCT040 28/17 A3011 RMK AO2 SLP196 T02780172 50002"]
["PHNL","2019-01-03T11:55:00",82.9,63,51.1,60,15,0,30.08,1018.7,10,"M","FEW","SCT","SCT","M",2500,4600,5500,"M","M","M","M","M","M","M","M",83.98,"PHNL 032153Z 06015KT 10SM FEW025 SCT046 SCT055 28/17 A3008 RMK AO2 SLP187 T02830172"]
["PHNL","2019-01-03T12:55:00",82.9,62.1,49.51,50,10,0,30.05,1017.7,10,23,"FEW","SCT","SCT","M",2500,4800,5500,"M","M","M","M","M","M","M","M",83.7,"PHNL 032253Z 05010G23KT 10SM FEW025 SCT048 SCT055 28/17 A3005 RMK AO2 SLP177 T02830167"]
["PHNL","2019-01-03T13:55:00",82,61,49.03,80,14,0,30.04,1017.1,10,25,"FEW","SCT","SCT","M",2500,4300,5000,"M","M","M","M","M","M","M","M",82.62,"PHNL 032353Z 08014G25KT 10SM FEW025 SCT043 SCT050 28/16 A3004 RMK AO2 SLP171 T02780161 10289 20244 56025"]
["PHNL","2019-01-03T14:55:00",82.9,59,44.34,60,14,0,30.02,1016.6,10,26,"FEW","SCT","M","M",3300,5000,"M","M","M","M","M","M",26,60,"2019-01-04T00:46:00",82.86,"PHNL 040053Z 06014G26KT 10SM FEW033 SCT050 28/15 A3002 RMK AO2 PK WND 06026/0046 SLP166 T02830150"]
["PHNL","2019-01-03T15:55:00",82,60.1,47.49,60,16,0,30.03,1016.8,10,23,"FEW","SCT","M","M",3200,5000,"M","M","M","M","M","M","M","M","M",82.4,"PHNL 040153Z 06016G23KT 10SM FEW032 SCT050 28/16 A3003 RMK AO2 SLP168 T02780156"]
["PHNL","2019-01-03T16:55:00",80.1,59,48.58,60,18,0,30.04,1017.2,10,26,"FEW","SCT","M","M",3300,5000,"M","M","M","M","M","M",32,70,"2019-01-04T01:54:00",80.76,"PHNL 040253Z 06018G26KT 10SM FEW033 SCT050 27/15 A3004 RMK AO2 PK WND 07032/0154 SLP172 T02670150 53001"]
["PHNL","2019-01-03T17:55:00",78.1,60.1,53.95,50,13,0,30.06,1017.7,10,20,"FEW","SCT","M","M",3200,4800,"M","M","M","M","M","M",29,70,"2019-01-04T02:56:00",78.1,"PHNL 040353Z 05013G20KT 10SM FEW032 SCT048 26/16 A3006 RMK AO2 PK WND 07029/0256 SLP177 T02560156"]
["PHNL","2019-01-03T18:55:00",77,60.1,55.95,60,11,0,30.07,1018.3,10,23,"FEW","SCT","M","M",3000,4800,"M","M","M","M","M","M","M","M","M",77,"PHNL 040453Z 06011G23KT 10SM FEW030 SCT048 25/16 A3007 RMK AO2 SLP183 T02500156"]
["PHNL","2019-01-03T19:55:00",77,57.9,51.72,50,18,0,30.08,1018.6,10,24,"FEW","SCT","M","M",3000,4900,"M","M","M","M","M","M","M","M","M",77,"PHNL 040553Z 05018G24KT 10SM FEW030 SCT049 25/14 A3008 RMK AO2 SLP186 T02500144 10289 20250 51014"]
["PHNL","2019-01-03T20:55:00",75.9,57.9,53.64,70,15,0,30.09,1018.8,10,19,"FEW","FEW","M","M",2800,4800,"M","M","M","M","M","M","M","M","M",75.9,"PHNL 040653Z 07015G19KT 10SM FEW028 FEW048 24/14 A3009 RMK AO2 SLP188 T02440144"]
["PHNL","2019-01-03T21:55:00",75.9,57,51.93,50,11,0,30.09,1018.8,10,21,"FEW","FEW","M","M",2800,4800,"M","M","M","M","M","M","M","M","M",75.9,"PHNL 040753Z 05011G21KT 10SM FEW028 FEW048 24/14 A3009 RMK AO2 SLP188 T02440139"]
["PHNL","2019-01-03T22:55:00",75.9,57,51.93,70,11,0,30.07,1018.3,10,26,"FEW","FEW","M","M",2800,4800,"M","M","M","M","M","M",26,40,"2019-01-04T08:46:00",75.9,"PHNL 040853Z 07011G26KT 10SM FEW028 FEW048 24/14 A3007 RMK AO2 PK WND 04026/0846 SLP183 T02440139 58003"]
["PHNL","2019-01-03T23:55:00",75,57.9,55.28,70,10,0,30.07,1018,10,"M","FEW","FEW","M","M",2500,4500,"M","M","M","M","M","M",27,50,"2019-01-04T09:01:00",75,"PHNL 040953Z 07010KT 10SM FEW025 FEW045 24/14 A3007 RMK AO2 PK WND 05027/0901 SLP180 T02390144 402890228"]
["PHNL","2019-01-04T00:55:00",75.9,55.9,49.91,50,14,0,30.06,1018,10,23,"FEW","FEW","M","M",2700,4800,"M","M","M","M","M","M","M","M","M",75.9,"PHNL 041053Z 05014G23KT 10SM FEW027 FEW048 24/13 A3006 RMK AO2 SLP180 T02440133"]
["PHNL","2019-01-04T01:55:00",75,57,53.52,60,15,0,30.06,1018,10,21,"CLR","M","M","M","M","M","M","M","M","M","M","M",28,60,"2019-01-04T11:16:00",75,"PHNL 041153Z 06015G21KT 10SM CLR 24/14 A3006 RMK AO2 PK WND 06028/1116 SLP180 T02390139 10250 20239 56003"]
["PHNL","2019-01-04T02:55:00",75.9,57.9,53.64,70,12,0,30.07,1018,10,24,"SCT","M","M","M",4700,"M","M","M","M","M","M","M",29,30,"2019-01-04T12:29:00",75.9,"PHNL 041253Z 07012G24KT 10SM SCT047 24/14 A3007 RMK AO2 PK WND 03029/1229 SLP180 T02440144"]
["PHNL","2019-01-04T03:55:00",75,57.9,55.28,60,17,0,30.06,1017.9,10,27,"FEW","FEW","M","M",2600,4900,"M","M","M","M","M","M",30,70,"2019-01-04T13:11:00",75,"PHNL 041353Z 06017G27KT 10SM FEW026 FEW049 24/14 A3006 RMK AO2 PK WND 07030/1311 SLP179 T02390144"]
["PHNL","2019-01-04T04:55:00",75,59,57.5,70,13,0,30.06,1017.9,10,18,"FEW","FEW","SCT","M",2500,4300,5000,"M","M","M","M","M","M","M","M",75,"PHNL 041453Z 07013G18KT 10SM FEW025 FEW043 SCT050 24/15 A3006 RMK AO2 SLP179 T02390150 58001 $"]
["PHNL","2019-01-04T05:55:00",75,57.9,55.28,70,13,0,30.08,1018.4,10,23,"FEW","FEW","SCT","M",2500,3800,5000,"M","M","M","M","M",27,80,"2019-01-04T15:16:00",75,"PHNL 041553Z 07013G23KT 10SM FEW025 FEW038 SCT050 24/14 A3008 RMK AO2 PK WND 08027/1516 SLP184 T02390144 $"]
["PHNL","2019-01-04T06:55:00",75.9,59,55.8,70,16,0,30.09,1018.9,10,"M","FEW","SCT","M","M",2800,5000,"M","M","M","M","M","M","M","M","M",75.9,"PHNL 041653Z 07016KT 10SM FEW028 SCT050 24/15 A3009 RMK AO2 SLP189 T02440150"]
["PHNL","2019-01-04T07:55:00",77,57.9,51.72,70,15,0,30.11,1019.4,10,23,"FEW","SCT","M","M",2600,5000,"M","M","M","M","M","M","M","M","M",77,"PHNL 041753Z 07015G23KT 10SM FEW026 SCT050 25/14 A3011 RMK AO2 SLP194 T02500144 10250 20239 52015"]
["PHNL","2019-01-04T08:55:00",79,57.9,48.41,70,16,0,30.13,1020.3,10,30,"FEW","SCT","M","M",3000,5000,"M","M","M","M","M","M",30,60,"2019-01-04T18:37:00",79,"PHNL 041853Z 07016G30KT 10SM FEW030 SCT050 26/14 A3013 RMK AO2 PK WND 06030/1837 SLP203 T02610144"]
["PHNL","2019-01-04T09:55:00",79,59,50.36,80,16,0,30.15,1020.8,10,21,"FEW","SCT","M","M",2800,5000,"M","M","M","M","M","M",27,60,"2019-01-04T19:18:00",79,"PHNL 041953Z 08016G21KT 10SM FEW028 SCT050 26/15 A3015 RMK AO2 PK WND 06027/1918 SLP208 T02610150"]
["PHNL","2019-01-04T10:55:00",80.1,60.1,50.52,80,14,0,30.13,1020.3,10,27,"FEW","SCT","SCT","M",2500,4500,6000,"M","M","M","M","M",27,60,"2019-01-04T20:49:00",80.94,"PHNL 042053Z 08014G27KT 10SM FEW025 SCT045 SCT060 27/16 A3013 RMK AO2 PK WND 06027/2049 SLP203 T02670156 50009"]
["PHNL","2019-01-04T11:55:00",82.9,61,47.62,60,16,0,30.12,1019.7,10,23,"FEW","SCT","M","M",2500,4500,"M","M","M","M","M","M",27,60,"2019-01-04T21:26:00",83.37,"PHNL 042153Z 06016G23KT 10SM FEW025 SCT045 28/16 A3012 RMK AO2 PK WND 06027/2126 SLP197 T02830161"]
["PHNL","2019-01-04T12:55:00",81,63,54.36,70,17,0,30.09,1019,10,23,"FEW","SCT","SCT","M",2500,4000,5500,"M","M","M","M","M","M","M","M",82.28,"PHNL 042253Z 07017G23KT 10SM FEW025 SCT040 SCT055 27/17 A3009 RMK AO2 SLP190 T02720172"]
["PHNL","2019-01-04T13:55:00",82,61,49.03,60,16,0,30.07,1018.2,10,24,"FEW","SCT","SCT","M",2500,4800,5500,"M","M","M","M","M",27,60,"2019-01-04T23:28:00",82.62,"PHNL 042353Z 06016G24KT 10SM FEW025 SCT048 SCT055 28/16 A3007 RMK AO2 PK WND 06027/2328 SLP182 T02780161 10283 20250 58021"]
["PHNL","2019-01-04T14:55:00",82.9,62.1,49.51,60,16,0,30.06,1017.9,10,22,"FEW","FEW","SCT","M",2500,3800,5000,"M","M","M","M","M",26,50,"2019-01-05T00:29:00",83.7,"PHNL 050053Z 06016G22KT 10SM FEW025 FEW038 SCT050 28/17 A3006 RMK AO2 PK WND 05026/0029 SLP179 T02830167"]
["PHNL","2019-01-04T15:55:00",81,61,50.65,60,18,0,30.06,1018,10,24,"FEW","FEW","SCT","M",2800,4000,5000,"M","M","M","M","M","M","M","M",81.81,"PHNL 050153Z 06018G24KT 10SM FEW028 FEW040 SCT050 27/16 A3006 RMK AO2 SLP180 T02720161"]
["PHNL","2019-01-04T16:55:00",80.1,61,52.16,50,16,0,30.07,1018.3,10,22,"FEW","FEW","M","M",3200,5000,"M","M","M","M","M","M",26,50,"2019-01-05T01:56:00",81.1,"PHNL 050253Z 05016G22KT 10SM FEW032 FEW050 27/16 A3007 RMK AO2 PK WND 05026/0156 SLP183 T02670161 53000"]
["PHNL","2019-01-04T17:55:00",78.1,61,55.71,60,14,0,30.08,1018.7,10,21,"FEW","FEW","M","M",3200,5000,"M","M","M","M","M","M","M","M","M",78.1,"PHNL 050353Z 06014G21KT 10SM FEW032 FEW050 26/16 A3008 RMK AO2 SLP187 T02560161"]
["PHNL","2019-01-04T18:55:00",77,61,57.77,60,11,0,30.09,1019,10,19,"FEW","FEW","M","M",2800,4500,"M","M","M","M","M","M","M","M","M",77,"PHNL 050453Z 06011G19KT 10SM FEW028 FEW045 25/16 A3009 RMK AO2 SLP190 T02500161"]
["PHNL","2019-01-04T19:55:00",77,61,57.77,60,10,0,30.1,1019.3,10,22,"FEW","FEW","M","M",2800,5000,"M","M","M","M","M","M","M","M","M",77,"PHNL 050553Z 06010G22KT 10SM FEW028 FEW050 25/16 A3010 RMK AO2 SLP193 T02500161 10283 20244 51011"]
["PHNL","2019-01-04T20:55:00",75.9,60.1,58.04,70,13,0,30.11,1019.7,10,"M","FEW","M","M","M",2800,"M","M","M","M","M","M","M","M","M","M",75.9,"PHNL 050653Z 07013KT 10SM FEW028 24/16 A3011 RMK AO2 SLP197 T02440156"]
["PHNL","2019-01-04T21:55:00",75.9,60.1,58.04,70,12,0,30.11,1019.5,10,21,"FEW","M","M","M",2800,"M","M","M","M","M","M","M","M","M","M",75.9,"PHNL 050753Z 07012G21KT 10SM FEW028 24/16 A3011 RMK AO2 SLP195 T02440156"]
["PHNL","2019-01-04T22:55:00",75,59,57.5,70,13,0,30.1,1019.2,10,"M","FEW","M","M","M",2800,"M","M","M","M","M","M","M","M","M","M",75,"PHNL 050853Z 07013KT 10SM FEW028 24/15 A3010 RMK AO2 SLP192 T02390150 58002"]
["PHNL","2019-01-04T23:55:00",75,60.1,59.81,70,11,0,30.09,1018.8,10,"M","FEW","M","M","M",2800,"M","M","M","M","M","M","M","M","M","M",75,"PHNL 050953Z 07011KT 10SM FEW028 24/16 A3009 RMK AO2 SLP188 T02390156 402830239"]
["PHNL","2019-01-05T00:55:00",75,59,57.5,70,12,0,30.09,1018.9,10,"M","FEW","M","M","M",2600,"M","M","M","M","M","M","M","M","M","M",75,"PHNL 051053Z 07012KT 10SM FEW026 24/15 A3009 RMK AO2 SLP189 T02390150"]
["PHNL","2019-01-05T01:55:00",75,57.9,55.28,70,11,0,30.09,1018.7,10,"M","FEW","M","M","M",2600,"M","M","M","M","M","M","M","M","M","M",75,"PHNL 051153Z 07011KT 10SM FEW026 24/14 A3009 RMK AO2 SLP187 T02390144 10250 20233 56004"]
["PHNL","2019-01-05T02:55:00",73.9,57.9,57.36,70,10,0,30.08,1018.5,10,"M","FEW","M","M","M",2400,"M","M","M","M","M","M","M","M","M","M",73.9,"PHNL 051253Z 07010KT 10SM FEW024 23/14 A3008 RMK AO2 SLP185 T02330144"]
["PHNL","2019-01-05T03:55:00",73.9,59,59.66,70,9,0,30.07,1018.3,10,"M","CLR","M","M","M","M","M","M","M","M","M","M","M","M","M","M",73.9,"PHNL 051353Z 07009KT 10SM CLR 23/15 A3007 RMK AO2 SLP183 T02330150"]
["PHNL","2019-01-05T04:55:00",75,62.1,64.2,70,14,0,30.08,1018.4,10,"M","FEW","FEW","M","M",2400,3800,"M","M","M","M","M","M","M","M","M",75,"PHNL 051453Z 07014KT 10SM FEW024 FEW038 24/17 A3008 RMK AO2 SLP184 T02390167 55003"]
["PHNL","2019-01-05T05:55:00",75,62.1,64.2,50,13,0,30.08,1018.6,10,21,"FEW","FEW","SCT","M",2400,3500,4400,"M","M","M","M","M","M","M","M",75,"PHNL 051553Z 05013G21KT 10SM FEW024 FEW035 SCT044 24/17 A3008 RMK AO2 SLP186 T02390167"]
["PHNL","2019-01-05T06:55:00",75,61,61.75,60,11,0,30.1,1019.1,10,19,"FEW","FEW","M","M",2600,3800,"M","M","M","M","M","M","M","M","M",75,"PHNL 051653Z 06011G19KT 10SM FEW026 FEW038 24/16 A3010 RMK AO2 SLP191 T02390161"]
["PHNL","2019-01-05T07:55:00",75.9,61,59.92,60,13,0,30.12,1019.8,10,22,"FEW","FEW","M","M",3900,5500,"M","M","M","M","M","M","M","M","M",75.9,"PHNL 051753Z 06013G22KT 10SM FEW039 FEW055 24/16 A3012 RMK AO2 SLP198 VCSH NE-E T02440161 10244 20217 53014"]
["PHNL","2019-01-05T08:55:00",78.1,61,55.71,60,14,0,30.14,1020.5,10,"M","FEW","FEW","M","M",3800,5500,"M","M","M","M","M","M","M","M","M",78.1,"PHNL 051853Z 06014KT 10SM FEW038 FEW055 26/16 A3014 RMK AO2 SLP205 VCSH E T02560161"]
["PHNL","2019-01-05T09:55:00",80.1,59,48.58,70,15,0,30.15,1020.8,10,21,"FEW","FEW","FEW","M",4000,5000,6000,"M","M","M","M","M","M","M","M",80.76,"PHNL 051953Z 07015G21KT 10SM FEW040 FEW050 FEW060 27/15 A3015 RMK AO2 SLP208 VCSH NE-E T02670150"]
["PHNL","2019-01-05T10:55:00",80.1,57.9,46.7,90,15,0,30.14,1020.6,10,23,"FEW","FEW","SCT","M",3900,5000,6000,"M","M","M","M","M",26,70,"2019-01-05T20:11:00",80.58,"PHNL 052053Z 09015G23KT 10SM FEW039 FEW050 SCT060 27/14 A3014 RMK AO2 PK WND 07026/2011 SLP206 T02670144 50007"]
["PHNL","2019-01-05T11:55:00",81,57.9,45.34,70,13,0,30.12,1019.8,10,20,"FEW","FEW","SCT","M",4500,5500,6000,"M","M","M","M","M","M","M","M",81.2,"PHNL 052153Z 07013G20KT 10SM FEW045 FEW055 SCT060 27/14 A3012 RMK AO2 SLP198 T02720144"]
["PHNL","2019-01-05T12:55:00",82,57.9,43.89,70,15,0,30.09,1018.8,10,22,"FEW","FEW","SCT","M",4500,5000,6000,"M","M","M","M","M","M","M","M",81.92,"PHNL 052253Z 07015G22KT 10SM FEW045 FEW050 SCT060 28/14 A3009 RMK AO2 SLP188 VCSH NE-E T02780144"]
["PHNL","2019-01-05T13:55:00",81,59,47.17,60,12,0,30.07,1018.1,10,"M","FEW","SCT","BKN","M",4500,5500,6000,"M","M","M","M","M","M","M","M",81.4,"PHNL 052353Z 06012KT 10SM FEW045 SCT055 BKN060 27/15 A3007 RMK AO2 SLP181 VCSH NE-E T02720150 10278 20244 56025"]
["PHNL","2019-01-05T14:55:00",81,57.9,45.34,60,11,0,30.05,1017.5,10,18,"FEW","SCT","BKN","M",4400,5500,6500,"M","M","M","M","M","M","M","M",81.2,"PHNL 060053Z 06011G18KT 10SM FEW044 SCT055 BKN065 27/14 A3005 RMK AO2 SLP175 T02720144"]
["PHNL","2019-01-05T15:55:00",80.1,60.1,50.52,50,10,0,30.06,1017.7,10,"M","SCT","BKN","M","M",4500,6500,"M","M","M","M","M","M","M","M","M",80.94,"PHNL 060153Z 05010KT 10SM SCT045 BKN065 27/16 A3006 RMK AO2 SLP177 T02670156"]
["PHNL","2019-01-05T16:55:00",80.1,59,48.58,"M",6,0,30.06,1017.8,10,"M","SCT","BKN","M","M",4500,6500,"M","M","M","M","M","M","M","M","M",80.76,"PHNL 060253Z VRB06KT 10SM SCT045 BKN065 27/15 A3006 RMK AO2 SLP178 T02670150 55003"]
["PHNL","2019-01-05T17:55:00",78.1,60.1,53.95,30,5,0,30.07,1018.3,10,"M","FEW","SCT","M","M",2800,6000,"M","M","M","M","M","M","M","M","M",78.1,"PHNL 060353Z 03005KT 10SM FEW028 SCT060 26/16 A3007 RMK AO2 SLP183 T02560156"]
["PHNL","2019-01-05T18:55:00",75.9,62.1,62.3,50,5,0,30.08,1018.6,10,"M","FEW","SCT","M","M",2800,5000,"M","M","M","M","M","M","M","M","M",75.9,"PHNL 060453Z 05005KT 10SM FEW028 SCT050 24/17 A3008 RMK AO2 SLP186 T02440167"]
["PHNL","2019-01-05T19:55:00",73.9,61,64.07,60,3,0,30.1,1019,10,"M","FEW","FEW","M","M",2800,5000,"M","M","M","M","M","M","M","M","M",73.9,"PHNL 060553Z 06003KT 10SM FEW028 FEW050 23/16 A3010 RMK AO2 SLP190 T02330161 10278 20233 51012"]
["PHNL","2019-01-05T20:55:00",73,61,66.04,20,3,0,30.1,1019.2,10,"M","FEW","FEW","M","M",2800,4500,"M","M","M","M","M","M","M","M","M",73,"PHNL 060653Z 02003KT 10SM FEW028 FEW045 23/16 A3010 RMK AO2 SLP192 T02280161"]
["PHNL","2019-01-05T21:55:00",71.1,61,70.42,340,4,0,30.1,1019.1,10,"M","FEW","M","M","M",2800,"M","M","M","M","M","M","M","M","M","M",71.1,"PHNL 060753Z 34004KT 10SM FEW028 22/16 A3010 RMK AO2 SLP191 T02170161"]
["PHNL","2019-01-05T22:55:00",71.1,62.1,73.22,0,0,0,30.09,1019,10,"M","FEW","FEW","M","M",2800,5000,"M","M","M","M","M","M","M","M","M",71.1,"PHNL 060853Z 00000KT 10SM FEW028 FEW050 22/17 A3009 RMK AO2 SLP190 T02170167 58001"]
["PHNL","2019-01-05T23:55:00",70,61,73.11,330,3,0,30.08,1018.5,10,"M","FEW","FEW","M","M",2500,3900,"M","M","M","M","M","M","M","M","M",70,"PHNL 060953Z 33003KT 10SM FEW025 FEW039 21/16 A3008 RMK AO2 SLP185 T02110161 402780206"]
["PHNL","2019-01-06T00:55:00",69.1,61,75.4,320,5,0,30.08,1018.5,10,"M","FEW","FEW","SCT","M",2600,3800,4800,"M","M","M","M","M","M","M","M",69.1,"PHNL 061053Z 32005KT 10SM FEW026 FEW038 SCT048 21/16 A3008 RMK AO2 SLP185 T02060161"]
["PHNL","2019-01-06T01:55:00",70,61,73.11,330,4,0,30.09,1018.7,10,"M","FEW","SCT","BKN","M",2500,3900,5000,"M","M","M","M","M","M","M","M",70,"PHNL 061153Z 33004KT 10SM FEW025 SCT039 BKN050 21/16 A3009 RMK AO2 SLP187 T02110161 10239 20206 55003"]
["PHNL","2019-01-06T02:55:00",70,61,73.11,340,6,0,30.08,1018.7,10,"M","FEW","FEW","BKN","M",2600,3700,5000,"M","M","M","M","M","M","M","M",70,"PHNL 061253Z 34006KT 10SM FEW026 FEW037 BKN050 21/16 A3008 RMK AO2 SLP187 T02110161"]
["PHNL","2019-01-06T03:55:00",68,61,78.3,310,4,0,30.09,1018.7,10,"M","CLR","M","M","M","M","M","M","M","M","M","M","M","M","M","M",68,"PHNL 061353Z 31004KT 10SM CLR 20/16 A3009 RMK AO2 SLP187 T02000161"]
["PHNL","2019-01-06T05:00:00",68,61,78.3,310,6,0,30.08,1018.7,10,"M","FEW","FEW","BKN","M",2600,3900,5500,"M","M","M","M","M","M","M","M",68,"PHNL 061453Z 31006KT 10SM FEW026 FEW039 BKN055 20/16 A3008 RMK AO2 SLP187 T02000161 58000"]
["PHNL","2019-01-06T06:00:00",66.9,60.1,78.77,310,4,0,30.08,1018.7,10,"M","FEW","FEW","M","M",2400,3600,"M","M","M","M","M","M","M","M","M",66.9,"PHNL 061553Z 31004KT 10SM FEW024 FEW036 19/16 A3008 RMK AO2 SLP187 T01940156"]
["PHNL","2019-01-06T06:55:00",66.9,59,75.74,320,5,0,30.1,1019.2,10,"M","FEW","FEW","M","M",2700,5500,"M","M","M","M","M","M","M","M","M",66.9,"PHNL 061653Z 32005KT 10SM FEW027 FEW055 19/15 A3010 RMK AO2 SLP192 T01940150"]
["PHNL","2019-01-06T07:55:00",68,59,72.92,330,6,0,30.12,1019.7,10,"M","FEW","FEW","M","M",4500,5500,"M","M","M","M","M","M","M","M","M",68,"PHNL 061753Z 33006KT 10SM FEW045 FEW055 20/15 A3012 RMK AO2 SLP197 T02000150 10211 20183 53011"]
["PHNL","2019-01-06T08:55:00",73,61,66.04,320,4,0,30.14,1020.5,10,"M","FEW","M","M","M",5500,"M","M","M","M","M","M","M","M","M","M",73,"PHNL 061853Z 32004KT 10SM FEW055 23/16 A3014 RMK AO2 SLP205 T02280161"]
["PHNL","2019-01-06T09:55:00",79,62.1,56.23,0,0,0,30.15,1020.9,10,"M","FEW","SCT","M","M",5500,10000,"M","M","M","M","M","M","M","M","M",80.41,"PHNL 061953Z 00000KT 10SM FEW055 SCT100 26/17 A3015 RMK AO2 SLP209 T02610167"]
["PHNL","2019-01-06T10:55:00",82.9,55.9,39.66,"M",4,0,30.15,1020.8,10,"M","FEW","SCT","M","M",5500,9500,"M","M","M","M","M","M","M","M","M",82.9,"PHNL 062053Z VRB04KT 10SM FEW055 SCT095 28/13 A3015 RMK AO2 SLP208 T02830133 50011"]
["PHNL","2019-01-06T11:55:00",82,57.9,43.89,210,10,0,30.13,1020.2,10,"M","FEW","FEW","SCT","M",4000,5500,9000,"M","M","M","M","M","M","M","M",81.92,"PHNL 062153Z 21010KT 10SM FEW040 FEW055 SCT090 28/14 A3013 RMK AO2 SLP202 T02780144"]
["PHNL","2019-01-06T12:55:00",82.9,59,44.34,210,10,0,30.11,1019.5,10,"M","FEW","SCT","BKN","M",4800,6000,10000,"M","M","M","M","M","M","M","M",82.86,"PHNL 062253Z 21010KT 10SM FEW048 SCT060 BKN100 28/15 A3011 RMK AO2 SLP195 VCSH NE T02830150"]
["PHNL","2019-01-06T13:55:00",82.9,61,47.62,220,12,0,30.09,1018.8,10,"M","FEW","SCT","BKN","M",3800,6000,10000,"M","M","M","M","M","M","M","M",83.37,"PHNL 062353Z 22012KT 10SM FEW038 SCT060 BKN100 28/16 A3009 RMK AO2 SLP188 VCSH NE-E T02830161 10289 20200 58020"]
["PHNL","2019-01-06T14:55:00",84,59,42.8,280,9,0,30.08,1018.6,10,"M","FEW","SCT","BKN","M",5000,6000,7000,"M","M","M","M","M","M","M","M",83.75,"PHNL 070053Z 28009KT 240V310 10SM FEW050 SCT060 BKN070 29/15 A3008 RMK AO2 SLP186 T02890150"]
["PHNL","2019-01-06T15:55:00",82,60.1,47.49,120,9,0,30.09,1019,10,"M","FEW","BKN","M","M",5000,6500,"M","M","M","M","M","M","M","M","M",82.4,"PHNL 070153Z 12009KT 10SM FEW050 BKN065 28/16 A3009 RMK AO2 SLP190 T02780156"]
["PHNL","2019-01-06T16:55:00",81,61,50.65,"M",3,0,30.11,1019.4,10,"M","SCT","BKN","M","M",4600,6000,"M","M","M","M","M","M","M","M","M",81.81,"PHNL 070253Z VRB03KT 10SM SCT046 BKN060 27/16 A3011 RMK AO2 SLP194 T02720161 53006"]
["PHNL","2019-01-06T17:55:00",80.1,59,48.58,40,8,0,30.12,1020,10,"M","FEW","BKN","M","M",4500,6500,"M","M","M","M","M","M","M","M","M",80.76,"PHNL 070353Z 04008KT 10SM FEW045 BKN065 27/15 A3012 RMK AO2 SLP200 T02670150"]
["PHNL","2019-01-06T18:55:00",77,57.9,51.72,20,4,0,30.14,1020.5,10,"M","FEW","FEW","M","M",4500,6500,"M","M","M","M","M","M","M","M","M",77,"PHNL 070453Z 02004KT 10SM FEW045 FEW065 25/14 A3014 RMK AO2 SLP205 T02500144"]
["PHNL","2019-01-06T19:55:00",75.9,57,51.93,350,5,0,30.15,1020.8,10,"M","CLR","M","M","M","M","M","M","M","M","M","M","M","M","M","M",75.9,"PHNL 070553Z 35005KT 10SM CLR 24/14 A3015 RMK AO2 SLP208 T02440139 10294 20239 51014"]
["PHNL","2019-01-06T20:55:00",73.9,59,59.66,340,4,0,30.16,1021.2,10,"M","CLR","M","M","M","M","M","M","M","M","M","M","M","M","M","M",73.9,"PHNL 070653Z 34004KT 10SM CLR 23/15 A3016 RMK AO2 SLP212 T02330150"]
["PHNL","2019-01-06T21:55:00",72,57.9,61.15,330,3,0,30.16,1021.2,10,"M","CLR","M","M","M","M","M","M","M","M","M","M","M","M","M","M",72,"PHNL 070753Z 33003KT 10SM CLR 22/14 A3016 RMK AO2 SLP212 T02220144"]
["PHNL","2019-01-06T22:55:00",70,59,68.09,320,4,0,30.15,1021,10,"M","CLR","M","M","M","M","M","M","M","M","M","M","M","M","M","M",70,"PHNL 070853Z 32004KT 10SM CLR 21/15 A3015 RMK AO2 SLP210 T02110150 50002"]
["PHNL","2019-01-06T23:55:00",69.1,59,70.21,290,3,0,30.14,1020.5,10,"M","FEW","M","M","M",2400,"M","M","M","M","M","M","M","M","M","M",69.1,"PHNL 070953Z 29003KT 10SM FEW024 21/15 A3014 RMK AO2 SLP205 T02060150 402940183"]
["PHNL","2019-01-07T00:55:00",69.1,60.1,73.03,330,3,0,30.13,1020.1,10,"M","FEW","M","M","M",2400,"M","M","M","M","M","M","M","M","M","M",69.1,"PHNL 071053Z 33003KT 10SM FEW024 21/16 A3013 RMK AO2 SLP201 T02060156"]
["PHNL","2019-01-07T01:55:00",66.9,60.1,78.77,340,4,0,30.11,1019.7,10,"M","FEW","M","M","M",2500,"M","M","M","M","M","M","M","M","M","M",66.9,"PHNL 071153Z 34004KT 10SM FEW025 19/16 A3011 RMK AO2 SLP197 T01940156 10244 20194 56014"]
["PHNL","2019-01-07T02:55:00",66.9,61,81.33,330,3,0,30.1,1019.4,10,"M","CLR","M","M","M","M","M","M","M","M","M","M","M","M","M","M",66.9,"PHNL 071253Z 33003KT 10SM CLR 19/16 A3010 RMK AO2 SLP194 T01940161"]
["PHNL","2019-01-07T03:55:00",66,60.1,81.27,300,4,0,30.1,1019.1,10,"M","CLR","M","M","M","M","M","M","M","M","M","M","M","M","M","M",66,"PHNL 071353Z 30004KT 10SM CLR 19/16 A3010 RMK AO2 SLP191 T01890156"]
["PHNL","2019-01-07T04:55:00",66,61,83.91,0,0,0,30.1,1019.1,10,"M","CLR","M","M","M","M","M","M","M","M","M","M","M","M","M","M",66,"PHNL 071453Z 00000KT 10SM CLR 19/16 A3010 RMK AO2 SLP191 T01890161 56006"]
["PHNL","2019-01-07T05:55:00",66.9,61,81.33,340,3,0,30.1,1019.3,10,"M","CLR","M","M","M","M","M","M","M","M","M","M","M","M","M","M",66.9,"PHNL 071553Z 34003KT 10SM CLR 19/16 A3010 RMK AO2 SLP193 T01940161"]
["PHNL","2019-01-07T06:55:00",66,60.1,81.27,0,0,0,30.12,1019.7,10,"M","CLR","M","M","M","M","M","M","M","M","M","M","M","M","M","M",66,"PHNL 071653Z 00000KT 10SM CLR 19/16 A3012 RMK AO2 SLP197 T01890156"]
["PHNL","2019-01-07T07:55:00",68,61,78.3,320,4,0,30.13,1020.3,10,"M","FEW","M","M","M",2500,"M","M","M","M","M","M","M","M","M","M",68,"PHNL 071753Z 32004KT 10SM FEW025 20/16 A3013 RMK AO2 SLP203 T02000161 10200 20183 53013"]
["PHNL","2019-01-07T08:55:00",75,61,61.75,330,5,0,30.14,1020.6,10,"M","FEW","M","M","M",2700,"M","M","M","M","M","M","M","M","M","M",75,"PHNL 071853Z 33005KT 10SM FEW027 24/16 A3014 RMK AO2 SLP206 T02390161"]
["PHNL","2019-01-07T09:55:00",79,61,54.08,330,4,0,30.15,1020.9,10,"M","FEW","M","M","M",2800,"M","M","M","M","M","M","M","M","M","M",80.26,"PHNL 071953Z 33004KT 10SM FEW028 26/16 A3015 RMK AO2 SLP209 T02610161"]
["PHNL","2019-01-07T10:55:00",81,57,43.9,60,7,0,30.15,1020.8,10,"M","FEW","FEW","FEW","M",3100,4800,5500,"M","M","M","M","M","M","M","M",81.05,"PHNL 072053Z 06007KT 030V090 10SM FEW031 FEW048 FEW055 27/14 A3015 RMK AO2 SLP208 VCSH E T02720139 50005"]
["PHNL","2019-01-07T11:55:00",82,57.9,43.89,70,9,0,30.12,1020,10,17,"FEW","FEW","SCT","M",2700,4500,6000,"M","M","M","M","M","M","M","M",81.92,"PHNL 072153Z 07009G17KT 10SM FEW027 FEW045 SCT060 28/14 A3012 RMK AO2 SLP200 VCSH NE-E T02780144"]
["PHNL","2019-01-07T12:55:00",82.9,61,47.62,10,12,0,30.09,1018.9,10,17,"FEW","FEW","SCT","M",3400,4500,6000,"M","M","M","M","M","M","M","M",83.37,"PHNL 072253Z 01012G17KT 10SM FEW034 FEW045 SCT060 28/16 A3009 RMK AO2 SLP189 T02830161"]
["PHNL","2019-01-07T13:55:00",82,61,49.03,50,11,0,30.07,1018.2,10,"M","FEW","FEW","SCT","M",2800,4500,6000,"M","M","M","M","M","M","M","M",82.62,"PHNL 072353Z 05011KT 10SM FEW028 FEW045 SCT060 28/16 A3007 RMK AO2 SLP182 T02780161 10289 20200 56026"]
["PHNL","2019-01-07T14:55:00",82,61,49.03,50,10,0,30.07,1018.2,10,17,"FEW","FEW","SCT","M",2800,4000,5000,"M","M","M","M","M","M","M","M",82.62,"PHNL 080053Z 05010G17KT 10SM FEW028 FEW040 SCT050 28/16 A3007 RMK AO2 SLP182 T02780161"]
["PHNL","2019-01-07T15:55:00",80.1,60.1,50.52,50,9,0,30.08,1018.5,10,"M","FEW","FEW","SCT","M",2800,4000,5500,"M","M","M","M","M","M","M","M",80.94,"PHNL 080153Z 05009KT 10SM FEW028 FEW040 SCT055 27/16 A3008 RMK AO2 SLP185 T02670156"]
["PHNL","2019-01-07T16:55:00",79,61,54.08,30,10,0,30.08,1018.7,10,18,"FEW","FEW","BKN","M",2800,3800,6000,"M","M","M","M","M","M","M","M",80.26,"PHNL 080253Z 03010G18KT 10SM FEW028 FEW038 BKN060 26/16 A3008 RMK AO2 SLP187 T02610161 53004"]
["PHNL","2019-01-07T17:55:00",77,62.1,60.06,40,6,0,30.1,1019.2,10,"M","FEW","FEW","SCT","M",2800,3800,6000,"M","M","M","M","M","M","M","M",77,"PHNL 080353Z 04006KT 10SM FEW028 FEW038 SCT060 25/17 A3010 RMK AO2 SLP192 T02500167"]
["PHNL","2019-01-07T18:55:00",75.9,61,59.92,50,6,0,30.11,1019.6,10,"M","FEW","FEW","SCT","M",2800,3800,6000,"M","M","M","M","M","M","M","M",75.9,"PHNL 080453Z 05006KT 10SM FEW028 FEW038 SCT060 24/16 A3011 RMK AO2 SLP196 T02440161"]
["PHNL","2019-01-07T19:55:00",75.9,62.1,62.3,10,4,0,30.12,1019.8,10,"M","FEW","BKN","M","M",2500,4900,"M","M","M","M","M","M","M","M","M",75.9,"PHNL 080553Z 01004KT 10SM FEW025 BKN049 24/17 A3012 RMK AO2 SLP198 T02440167 10289 20239 51011"]
["PHNL","2019-01-07T20:55:00",75.9,62.1,62.3,50,7,0,30.12,1019.8,10,"M","FEW","SCT","M","M",2500,4900,"M","M","M","M","M","M","M","M","M",75.9,"PHNL 080653Z 05007KT 10SM FEW025 SCT049 24/17 A3012 RMK AO2 SLP198 T02440167"]
["PHNL","2019-01-07T21:55:00",75,62.1,64.2,50,7,0,30.12,1019.9,10,"M","FEW","FEW","M","M",2800,4800,"M","M","M","M","M","M","M","M","M",75,"PHNL 080753Z 05007KT 10SM FEW028 FEW048 24/17 A3012 RMK AO2 SLP199 T02390167"]
["PHNL","2019-01-07T22:55:00",75,62.1,64.2,40,7,0,30.12,1019.8,10,"M","FEW","FEW","M","M",2500,4200,"M","M","M","M","M","M","M","M","M",75,"PHNL 080853Z 04007KT 10SM FEW025 FEW042 24/17 A3012 RMK AO2 SLP198 T02390167 50000"]
["PHNL","2019-01-07T23:55:00",75,62.1,64.2,60,6,0,30.11,1019.5,10,"M","FEW","FEW","SCT","M",2600,3900,4700,"M","M","M","M","M","M","M","M",75,"PHNL 080953Z 06006KT 10SM FEW026 FEW039 SCT047 24/17 A3011 RMK AO2 SLP195 T02390167 402890183"]
["PHNL","2019-01-08T00:55:00",73.9,62.1,66.61,30,5,0,30.1,1019.2,10,"M","FEW","BKN","M","M",3400,4600,"M","M","M","M","M","M","M","M","M",73.9,"PHNL 081053Z 03005KT 10SM FEW034 BKN046 23/17 A3010 RMK AO2 SLP192 T02330167"]
["PHNL","2019-01-08T01:55:00",73.9,63,68.76,40,6,0,30.09,1018.9,10,"M","FEW","FEW","BKN","M",2700,3900,4800,"M","M","M","M","M","M","M","M",73.9,"PHNL 081153Z 04006KT 10SM FEW027 FEW039 BKN048 23/17 A3009 RMK AO2 SLP189 T02330172 10256 20228 56009"]
["PHNL","2019-01-08T02:55:00",73.9,63,68.76,60,6,0,30.08,1018.4,10,"M","FEW","FEW","M","M",2900,4800,"M","M","M","M","M","M","M","M","M",73.9,"PHNL 081253Z 06006KT 10SM FEW029 FEW048 23/17 A3008 RMK AO2 SLP184 T02330172"]
["PHNL","2019-01-08T03:55:00",73,63,70.87,40,8,0,30.07,1018.2,10,"M","CLR","M","M","M","M","M","M","M","M","M","M","M","M","M","M",73,"PHNL 081353Z 04008KT 10SM CLR 23/17 A3007 RMK AO2 SLP182 T02280172"]
["PHNL","2019-01-08T04:55:00",73,63,70.87,40,6,0,30.07,1018.2,10,"M","FEW","M","M","M",2400,"M","M","M","M","M","M","M","M","M","M",73,"PHNL 081453Z 04006KT 10SM FEW024 23/17 A3007 RMK AO2 SLP182 T02280172 56007"]
["PHNL","2019-01-08T05:55:00",69.1,62.1,78.39,340,4,0,30.08,1018.6,10,"M","FEW","M","M","M",2500,"M","M","M","M","M","M","M","M","M","M",69.1,"PHNL 081553Z 34004KT 10SM FEW025 21/17 A3008 RMK AO2 SLP186 T02060167"]
["PHNL","2019-01-08T06:55:00",69.1,62.1,78.39,310,4,0,30.1,1019,10,"M","FEW","FEW","M","M",2500,4000,"M","M","M","M","M","M","M","M","M",69.1,"PHNL 081653Z 31004KT 10SM FEW025 FEW040 21/17 A3010 RMK AO2 SLP190 T02060167"]
["PHNL","2019-01-08T07:55:00",71.1,64,78.28,330,4,0,30.11,1019.5,10,"M","FEW","FEW","M","M",2500,4500,"M","M","M","M","M","M","M","M","M",71.1,"PHNL 081753Z 33004KT 10SM FEW025 FEW045 22/18 A3011 RMK AO2 SLP195 T02170178 10239 20206 53013"]
["PHNL","2019-01-08T08:55:00",77,64,64.21,70,4,0,30.12,1019.8,10,"M","FEW","SCT","M","M",2500,4500,"M","M","M","M","M","M","M","M","M",77,"PHNL 081853Z 07004KT 10SM FEW025 SCT045 25/18 A3012 RMK AO2 SLP198 T02500178"]
["PHNL","2019-01-08T09:55:00",78.1,63,59.78,110,6,0,30.12,1019.8,10,"M","FEW","SCT","SCT","M",2400,3400,4500,"M","M","M","M","M","M","M","M",78.1,"PHNL 081953Z 11006KT 10SM FEW024 SCT034 SCT045 26/17 A3012 RMK AO2 SLP198 T02560172"]
["PHNL","2019-01-08T10:55:00",79,61,54.08,130,4,0,30.11,1019.4,10,"M","FEW","SCT","M","M",2700,4300,"M","M","M","M","M","M","M","M","M",80.26,"PHNL 082053Z 13004KT 10SM FEW027 SCT043 26/16 A3011 RMK AO2 SLP194 T02610161 58001"]
["PHNL","2019-01-08T11:55:00",81,62.1,52.66,150,11,0,30.08,1018.5,10,"M","FEW","SCT","M","M",2600,4400,"M","M","M","M","M","M","M","M","M",82.06,"PHNL 082153Z 15011KT 10SM FEW026 SCT044 27/17 A3008 RMK AO2 SLP185 T02720167"]
["PHNL","2019-01-08T13:00:00",81,61,50.65,160,11,0,30.05,1017.6,10,"M","FEW","SCT","M","M",2800,5000,"M","M","M","M","M","M","M","M","M",81.81,"PHNL 082253Z 16011KT 10SM FEW028 SCT050 27/16 A3005 RMK AO2 SLP176 T02720161"]
["PHNL","2019-01-08T13:55:00",81,63,54.36,160,10,0,30.03,1016.9,10,"M","FEW","SCT","M","M",2700,4500,"M","M","M","M","M","M","M","M","M",82.28,"PHNL 082353Z 16010KT 10SM FEW027 SCT045 27/17 A3003 RMK AO2 SLP169 T02720172 10283 20217 56025"]
["PHNL","2019-01-08T14:55:00",81,64,56.3,130,10,0,30.03,1016.7,10,"M","FEW","FEW","SCT","M",2800,3800,6000,"M","M","M","M","M","M","M","M",82.54,"PHNL 090053Z 13010KT 10SM FEW028 FEW038 SCT060 27/18 A3003 RMK AO2 SLP167 T02720178"]
["PHNL","2019-01-08T15:55:00",81,64,56.3,140,10,0,30.02,1016.4,10,"M","FEW","FEW","SCT","M",2800,3800,6000,"M","M","M","M","M","M","M","M",82.54,"PHNL 090153Z 14010KT 10SM FEW028 FEW038 SCT060 27/18 A3002 RMK AO2 SLP164 T02720178"]
["PHNL","2019-01-08T16:55:00",82,62.1,50.97,50,6,0,30.02,1016.6,10,"M","FEW","FEW","SCT","M",2500,3800,6000,"M","M","M","M","M","M","M","M",82.91,"PHNL 090253Z 05006KT 10SM FEW025 FEW038 SCT060 28/17 A3002 RMK AO2 SLP166 T02780167 55003"]
["PHNL","2019-01-08T17:55:00",78.1,63,59.78,40,7,0,30.04,1017,10,"M","FEW","FEW","SCT","M",2500,3800,5000,"M","M","M","M","M","M","M","M",78.1,"PHNL 090353Z 04007KT 10SM FEW025 FEW038 SCT050 26/17 A3004 RMK AO2 SLP170 T02560172"]
["PHNL","2019-01-08T18:55:00",75.9,63,64.31,10,7,0,30.05,1017.4,10,"M","FEW","FEW","SCT","M",2500,3800,5000,"M","M","M","M","M","M","M","M",75.9,"PHNL 090453Z 01007KT 10SM FEW025 FEW038 SCT050 24/17 A3005 RMK AO2 SLP174 T02440172"]
["PHNL","2019-01-08T19:55:00",75,63,66.27,360,3,0,30.06,1017.7,10,"M","FEW","FEW","M","M",2400,5000,"M","M","M","M","M","M","M","M","M",75,"PHNL 090553Z 36003KT 10SM FEW024 FEW050 24/17 A3006 RMK AO2 SLP177 T02390172 10278 20239 51011"]
["PHNL","2019-01-08T20:55:00",75,63,66.27,360,4,0,30.06,1017.8,10,"M","CLR","M","M","M","M","M","M","M","M","M","M","M","M","M","M",75,"PHNL 090653Z 36004KT 10SM CLR 24/17 A3006 RMK AO2 SLP178 T02390172"]
["PHNL","2019-01-08T21:55:00",73,63,70.87,0,0,0,30.07,1018.2,10,"M","FEW","FEW","M","M",2400,5000,"M","M","M","M","M","M","M","M","M",73,"PHNL 090753Z 00000KT 10SM FEW024 FEW050 23/17 A3007 RMK AO2 SLP182 T02280172"]
["PHNL","2019-01-08T22:55:00",72,64,75.92,350,5,0,30.07,1018.3,10,"M","FEW","FEW","M","M",3300,4600,"M","M","M","M","M","M","M","M","M",72,"PHNL 090853Z 35005KT 10SM FEW033 FEW046 22/18 A3007 RMK AO2 SLP183 T02220178 52006"]
["PHNL","2019-01-08T23:55:00",71.1,63,75.58,0,0,0,30.07,1018.2,10,"M","FEW","M","M","M",3800,"M","M","M","M","M","M","M","M","M","M",71.1,"PHNL 090953Z 00000KT 10SM FEW038 22/17 A3007 RMK AO2 SLP182 T02170172 402830206"]
["PHNL","2019-01-09T00:55:00",71.1,63,75.58,330,5,0,30.06,1018,10,"M","FEW","SCT","M","M",2800,6000,"M","M","M","M","M","M","M","M","M",71.1,"PHNL 091053Z 33005KT 10SM FEW028 SCT060 22/17 A3006 RMK AO2 SLP180 T02170172"]
["PHNL","2019-01-09T01:55:00",70,63,78.46,340,3,0,30.06,1017.8,10,"M","FEW","FEW","M","M",3300,6000,"M","M","M","M","M","M","M","M","M",70,"PHNL 091153Z 34003KT 10SM FEW033 FEW060 21/17 A3006 RMK AO2 SLP178 T02110172 10244 20211 58005"]
["PHNL","2019-01-09T02:55:00",70,63,78.46,10,4,0,30.05,1017.6,10,"M","FEW","FEW","BKN","M",2800,3900,5000,"M","M","M","M","M","M","M","M",70,"PHNL 091253Z 01004KT 10SM FEW028 FEW039 BKN050 21/17 A3005 RMK AO2 SLP176 T02110172"]
["PHNL","2019-01-09T03:55:00",71.1,64,78.28,320,4,0,30.05,1017.5,10,"M","OVC","M","M","M",5000,"M","M","M","M","M","M","M","M","M","M",71.1,"PHNL 091353Z 32004KT 10SM OVC050 22/18 A3005 RMK AO2 SLP175 T02170178"]
["PHNL","2019-01-09T04:55:00",71.1,64,78.28,310,3,0,30.05,1017.6,10,"M","FEW","BKN","M","M",3900,5500,"M","M","M","M","M","M","M","M","M",71.1,"PHNL 091453Z 31003KT 10SM FEW039 BKN055 22/18 A3005 RMK AO2 SLP176 T02170178 55002"]
["PHNL","2019-01-09T05:55:00",71.1,63,75.58,350,3,0,30.06,1017.8,10,"M","FEW","BKN","M","M",3600,5500,"M","M","M","M","M","M","M","M","M",71.1,"PHNL 091553Z 35003KT 10SM FEW036 BKN055 22/17 A3006 RMK AO2 SLP178 T02170172"]
["PHNL","2019-01-09T06:55:00",70,63,78.46,0,0,0,30.07,1018.4,10,"M","FEW","FEW","M","M",2500,5000,"M","M","M","M","M","M","M","M","M",70,"PHNL 091653Z 00000KT 10SM FEW025 FEW050 21/17 A3007 RMK AO2 SLP184 T02110172"]
["PHNL","2019-01-09T07:55:00",72,64,75.92,30,3,0,30.1,1019.1,10,"M","FEW","FEW","M","M",2500,5000,"M","M","M","M","M","M","M","M","M",72,"PHNL 091753Z 03003KT 10SM FEW025 FEW050 22/18 A3010 RMK AO2 SLP191 T02220178 10222 20200 53015"]
["PHNL","2019-01-09T08:55:00",75.9,64,66.6,10,3,0,30.11,1019.4,10,"M","FEW","FEW","M","M",2300,5000,"M","M","M","M","M","M","M","M","M",75.9,"PHNL 091853Z 01003KT 10SM FEW023 FEW050 24/18 A3011 RMK AO2 SLP194 T02440178"]
["PHNL","2019-01-09T09:55:00",77,64.9,66.27,0,0,0,30.11,1019.7,10,"M","FEW","FEW","M","M",2500,4500,"M","M","M","M","M","M","M","M","M",77,"PHNL 091953Z 00000KT 10SM FEW025 FEW045 25/18 A3011 RMK AO2 SLP197 T02500183"]
["PHNL","2019-01-09T10:55:00",79,64.9,62.03,180,7,0,30.1,1019.4,10,"M","FEW","SCT","M","M",2500,4000,"M","M","M","M","M","M","M","M","M",80.83,"PHNL 092053Z 18007KT 10SM FEW025 SCT040 26/18 A3010 RMK AO2 SLP194 T02610183 50003"]
["PHNL","2019-01-09T11:55:00",80.1,66.9,64.14,130,11,0,30.08,1018.4,10,"M","FEW","SCT","M","M",2500,4000,"M","M","M","M","M","M","M","M","M",82.4,"PHNL 092153Z 13011KT 10SM FEW025 SCT040 27/19 A3008 RMK AO2 SLP184 T02670194"]
["PHNL","2019-01-09T12:55:00",81,66,60.37,150,10,0,30.05,1017.4,10,"M","FEW","SCT","M","M",2300,4000,"M","M","M","M","M","M","M","M","M",83.11,"PHNL 092253Z 15010KT 10SM FEW023 SCT040 27/19 A3005 RMK AO2 SLP174 T02720189"]
["PHNL","2019-01-09T13:55:00",81,64.9,58.1,130,12,0,30.02,1016.6,10,"M","FEW","FEW","M","M",2300,4400,"M","M","M","M","M","M","M","M","M",82.79,"PHNL 092353Z 13012KT 10SM FEW023 FEW044 27/18 A3002 RMK AO2 SLP166 T02720183 10272 20222 56027"]
["PHNL","2019-01-09T14:55:00",80.1,66,62.17,140,10,0,30.02,1016.5,10,"M","FEW","FEW","BKN","M",2300,4000,7000,"M","M","M","M","M","M","M","M",82.17,"PHNL 100053Z 14010KT 10SM FEW023 FEW040 BKN070 27/19 A3002 RMK AO2 SLP165 T02670189"]
["PHNL","2019-01-09T15:55:00",78.1,64,61.92,140,8,0,30.03,1016.9,10,"M","FEW","FEW","BKN","M",2700,4000,6500,"M","M","M","M","M","M","M","M",78.1,"PHNL 100153Z 14008KT 10SM FEW027 FEW040 BKN065 26/18 A3003 RMK AO2 SLP169 T02560178"]
["PHNL","2019-01-09T16:55:00",78.1,64,61.92,140,6,0,30.05,1017.4,10,"M","FEW","SCT","BKN","M",2700,3900,4800,"M","M","M","M","M","M","M","M",78.1,"PHNL 100253Z 14006KT 10SM FEW027 SCT039 BKN048 26/18 A3005 RMK AO2 SLP174 T02560178 53007"]
["PHNL","2019-01-09T17:55:00",73.9,64.9,73.49,230,5,0.01,30.07,1018.1,10,"M","FEW","SCT","BKN","M",2600,3800,4700,"M","RA","M","M","M","M","M","M",73.9,"PHNL 100353Z 23005KT 10SM RA FEW026 SCT038 BKN047 23/18 A3007 RMK AO2 RAB35 SLP181 P0001 T02330183"]
["PHNL","2019-01-09T18:55:00",75,66.9,75.92,320,5,"T",30.08,1018.5,10,"M","FEW","SCT","BKN","M",2100,2900,4600,"M",{"$f":"-RA","v":{"$error":"#NAME?"}},"M","M","M","M","M","M",75,"PHNL 100453Z 32005KT 10SM -RA FEW021 SCT029 BKN046 24/19 A3008 RMK AO2 RAE02B30 SLP185 P0000 T02390194"]
["PHNL","2019-01-09T19:55:00",73.9,66.9,78.77,290,5,"T",30.1,1019.3,10,"M","FEW","SCT","BKN","M",2500,4400,6500,"M","M","M","M","M","M","M","M",73.9,"PHNL 100553Z 29005KT 10SM FEW025 SCT044 BKN065 23/19 A3010 RMK AO2 RAE13 SLP193 P0000 60001 T02330194 10272 20233 51019"]
["PHNL","2019-01-09T20:55:00",73.9,66,76.36,300,3,0,30.11,1019.6,10,"M","FEW","FEW","SCT","M",2500,4000,8000,"M","M","M","M","M","M","M","M",73.9,"PHNL 100653Z 30003KT 10SM FEW025 FEW040 SCT080 23/19 A3011 RMK AO2 SLP196 T02330189"]
["PHNL","2019-01-09T21:55:00",73,66,78.7,0,0,0,30.11,1019.4,10,"M","FEW","FEW","SCT","M",2500,4000,8000,"M","M","M","M","M","M","M","M",73,"PHNL 100753Z 00000KT 10SM FEW025 FEW040 SCT080 23/19 A3011 RMK AO2 SLP194 T02280189"]
["PHNL","2019-01-09T22:55:00",71.1,64,78.28,0,0,0,30.07,1018.3,10,"M","FEW","M","M","M",2500,"M","M","M","M","M","M","M","M","M","M",71.1,"PHNL 100853Z 00000KT 10SM FEW025 22/18 A3007 RMK AO2 SLP183 T02170178 58010"]
["PHNL","2019-01-09T23:55:00",71.1,64.9,80.78,350,5,0,30.05,1017.6,10,"M","FEW","M","M","M",2400,"M","M","M","M","M","M","M","M","M","M",71.1,"PHNL 100953Z 35005KT 10SM FEW024 22/18 A3005 RMK AO2 SLP176 T02170183 402720200"]
["PHNL","2019-01-10T00:55:00",69.1,64,83.81,360,3,0,30.04,1017.1,10,"M","FEW","M","M","M",3600,"M","M","M","M","M","M","M","M","M","M",69.1,"PHNL 101053Z 36003KT 10SM FEW036 21/18 A3004 RMK AO2 SLP171 T02060178"]
["PHNL","2019-01-10T01:55:00",69.1,64,83.81,350,5,0,30.04,1017.1,10,"M","CLR","M","M","M","M","M","M","M","M","M","M","M","M","M","M",69.1,"PHNL 101153Z 35005KT 10SM CLR 21/18 A3004 RMK AO2 SLP171 70001 T02060178 10239 20206 56012"]
["PHNL","2019-01-10T02:55:00",69.1,64,83.81,330,4,0,30.04,1017.2,10,"M","FEW","M","M","M",2400,"M","M","M","M","M","M","M","M","M","M",69.1,"PHNL 101253Z 33004KT 10SM FEW024 21/18 A3004 RMK AO2 SLP172 T02060178"]
["PHNL","2019-01-10T03:55:00",70,64.9,83.86,330,3,0,30.05,1017.4,10,"M","OVC","M","M","M",6000,"M","M","M","M","M","M","M","M","M","M",70,"PHNL 101353Z 33003KT 10SM OVC060 21/18 A3005 RMK AO2 SLP174 T02110183"]
["PHNL","2019-01-10T04:55:00",69.1,64,83.81,360,5,0,30.05,1017.4,10,"M","FEW","SCT","M","M",3200,6500,"M","M","M","M","M","M","M","M","M",69.1,"PHNL 101453Z 36005KT 10SM FEW032 SCT065 21/18 A3005 RMK AO2 SLP174 T02060178 51003"]
["PHNL","2019-01-10T05:55:00",69.1,62.1,78.39,10,6,0,30.04,1017.3,10,"M","FEW","FEW","M","M",2800,6000,"M","M","M","M","M","M","M","M","M",69.1,"PHNL 101553Z 01006KT 10SM FEW028 FEW060 21/17 A3004 RMK AO2 SLP173 T02060167"]
["PHNL","2019-01-10T06:55:00",68,63,84.03,310,4,0,30.05,1017.4,10,"M","FEW","FEW","M","M",2500,5000,"M","M","M","M","M","M","M","M","M",68,"PHNL 101653Z 31004KT 10SM FEW025 FEW050 20/17 A3005 RMK AO2 SLP174 T02000172"]
["PHNL","2019-01-10T07:55:00",70,63,78.46,330,4,0,30.06,1018,10,"M","FEW","FEW","M","M",2300,6000,"M","M","M","M","M","M","M","M","M",70,"PHNL 101753Z 33004KT 10SM FEW023 FEW060 21/17 A3006 RMK AO2 SLP180 T02110172 10222 20194 53006"]
["PHNL","2019-01-10T08:55:00",77,64.9,66.27,0,0,0,30.08,1018.4,10,"M","FEW","SCT","M","M",2300,5000,"M","M","M","M","M","M","M","M","M",77,"PHNL 101853Z 00000KT 10SM FEW023 SCT050 25/18 A3008 RMK AO2 SLP184 T02500183"]
["PHNL","2019-01-10T09:55:00",80.1,64.9,59.83,"M",4,0,30.08,1018.7,10,"M","FEW","SCT","M","M",2500,3500,"M","M","M","M","M","M","M","M","M",81.91,"PHNL 101953Z VRB04KT 10SM FEW025 SCT035 27/18 A3008 RMK AO2 SLP187 T02670183"]
["PHNL","2019-01-10T10:55:00",81,64.9,58.1,70,5,0,30.07,1018.1,10,"M","FEW","SCT","M","M",2500,3500,"M","M","M","M","M","M","M","M","M",82.79,"PHNL 102053Z 07005KT 10SM FEW025 SCT035 27/18 A3007 RMK AO2 SLP181 T02720183 50002"]
["PHNL","2019-01-10T11:55:00",82,64.9,56.24,120,8,0,30.04,1017,10,"M","FEW","SCT","M","M",2300,3300,"M","M","M","M","M","M","M","M","M",83.76,"PHNL 102153Z 12008KT 10SM FEW023 SCT033 28/18 A3004 RMK AO2 SLP170 VCSH NE T02780183"]
["PHNL","2019-01-10T12:55:00",82,66,58.43,140,13,0,30,1016,10,"M","FEW","SCT","SCT","M",2300,3600,4400,"M","M","M","M","M","M","M","M",84.15,"PHNL 102253Z 14013KT 10SM FEW023 SCT036 SCT044 28/19 A3000 RMK AO2 SLP160 T02780189"]
["PHNL","2019-01-10T13:55:00",80.1,66.9,64.14,140,10,0,29.98,1015.1,10,"M","FEW","SCT","SCT","M",2200,3900,5500,"M","M","M","M","M","M","M","M",82.4,"PHNL 102353Z 14010KT 10SM FEW022 SCT039 SCT055 27/19 A2998 RMK AO2 SLP151 T02670194 10278 20211 56030"]
["PHNL","2019-01-10T14:55:00",80.1,66.9,64.14,140,11,0,29.98,1015,10,"M","FEW","FEW","BKN","M",2000,4400,5500,"M","M","M","M","M","M","M","M",82.4,"PHNL 110053Z 14011KT 10SM FEW020 FEW044 BKN055 27/19 A2998 RMK AO2 SLP150 T02670194"]
["PHNL","2019-01-10T15:55:00",80.1,66.9,64.14,130,10,0,29.99,1015.6,10,"M","FEW","FEW","SCT","M",2300,4100,6500,"M","M","M","M","M","M","M","M",82.4,"PHNL 110153Z 13010KT 10SM FEW023 FEW041 SCT065 27/19 A2999 RMK AO2 SLP156 VCSH NE T02670194"]
["PHNL","2019-01-10T16:55:00",79,66,64.45,160,6,0,30,1016,10,"M","FEW","FEW","FEW","M",2700,4000,7000,"M","M","M","M","M","M","M","M",81.01,"PHNL 110253Z 16006KT 10SM FEW027 FEW040 FEW070 26/19 A3000 RMK AO2 SLP160 VCSH N T02610189 53009"]
["PHNL","2019-01-10T17:55:00",78.1,66,66.39,150,5,0,30.01,1016.3,10,"M","FEW","FEW","M","M",2800,3800,"M","M","M","M","M","M","M","M","M",78.1,"PHNL 110353Z 15005KT 10SM FEW028 FEW038 26/19 A3001 RMK AO2 SLP163 T02560189"]
["PHNL","2019-01-10T18:55:00",75.9,66,71.41,160,3,0,30.02,1016.4,10,"M","FEW","FEW","M","M",2800,3900,"M","M","M","M","M","M","M","M","M",75.9,"PHNL 110453Z 16003KT 10SM FEW028 FEW039 24/19 A3002 RMK AO2 SLP164 T02440189"]
["PHNL","2019-01-10T19:55:00",73.9,64.9,73.49,0,0,0,30.04,1017.1,10,"M","FEW","FEW","M","M",2800,4500,"M","M","M","M","M","M","M","M","M",73.9,"PHNL 110553Z 00000KT 10SM FEW028 FEW045 23/18 A3004 RMK AO2 SLP171 T02330183 10272 20233 53011"]
["PHNL","2019-01-10T20:55:00",75,66,73.59,40,3,0,30.05,1017.6,10,"M","FEW","FEW","M","M",2300,4600,"M","M","M","M","M","M","M","M","M",75,"PHNL 110653Z 04003KT 10SM FEW023 FEW046 24/19 A3005 RMK AO2 SLP176 T02390189"]
["PHNL","2019-01-10T21:55:00",73,64.9,75.75,40,3,0,30.06,1017.9,10,"M","FEW","FEW","M","M",3000,4500,"M","M","M","M","M","M","M","M","M",73,"PHNL 110753Z 04003KT 10SM FEW030 FEW045 23/18 A3006 RMK AO2 SLP179 T02280183"]
["PHNL","2019-01-10T22:55:00",72,64.9,78.35,30,3,0,30.05,1017.7,10,"M","FEW","FEW","M","M",3100,4500,"M","M","M","M","M","M","M","M","M",72,"PHNL 110853Z 03003KT 10SM FEW031 FEW045 22/18 A3005 RMK AO2 SLP177 T02220183 50006"]
["PHNL","2019-01-10T23:55:00",72,64.9,78.35,330,4,0,30.06,1017.8,10,"M","FEW","BKN","M","M",3100,5500,"M","M","M","M","M","M","M","M","M",72,"PHNL 110953Z 33004KT 10SM FEW031 BKN055 22/18 A3006 RMK AO2 SLP178 T02220183 402780194"]
["PHNL","2019-01-11T01:00:00",72,64.9,78.35,350,3,0,30.05,1017.4,10,"M","FEW","FEW","M","M",2600,6000,"M","M","M","M","M","M","M","M","M",72,"PHNL 111053Z 35003KT 10SM FEW026 FEW060 22/18 A3005 RMK AO2 SLP174 T02220183"]
["PHNL","2019-01-11T01:55:00",70,64.9,83.86,300,4,0,30.04,1017.2,10,"M","FEW","SCT","M","M",2600,6000,"M","M","M","M","M","M","M","M","M",70,"PHNL 111153Z 30004KT 10SM FEW026 SCT060 21/18 A3004 RMK AO2 SLP172 T02110183 10239 20211 58004"]
["PHNL","2019-01-11T02:55:00",71.1,64.9,80.78,330,3,0,30.03,1016.9,10,"M","FEW","SCT","M","M",3000,6000,"M","M","M","M","M","M","M","M","M",71.1,"PHNL 111253Z 33003KT 10SM FEW030 SCT060 22/18 A3003 RMK AO2 SLP169 T02170183"]
["PHNL","2019-01-11T03:55:00",71.1,64.9,80.78,340,4,0,30.02,1016.6,10,"M","SCT","M","M","M",6000,"M","M","M","M","M","M","M","M","M","M",71.1,"PHNL 111353Z 34004KT 10SM SCT060 22/18 A3002 RMK AO2 SLP166 T02170183"]
["PHNL","2019-01-11T04:55:00",71.1,64.9,80.78,320,3,0,30.03,1016.7,10,"M","SCT","M","M","M",6000,"M","M","M","M","M","M","M","M","M","M",71.1,"PHNL 111453Z 32003KT 10SM SCT060 22/18 A3003 RMK AO2 SLP167 T02170183 55005"]
["PHNL","2019-01-11T05:55:00",71.1,64.9,80.78,340,4,0,30.04,1017,10,"M","BKN","M","M","M",6000,"M","M","M","M","M","M","M","M","M","M",71.1,"PHNL 111553Z 34004KT 10SM BKN060 22/18 A3004 RMK AO2 SLP170 T02170183"]
["PHNL","2019-01-11T06:55:00",73,63,70.87,350,4,0,30.04,1017.3,10,"M","FEW","BKN","M","M",2400,5500,"M","M","M","M","M","M","M","M","M",73,"PHNL 111653Z 35004KT 10SM FEW024 BKN055 23/17 A3004 RMK AO2 SLP173 T02280172"]
["PHNL","2019-01-11T07:55:00",73.9,64.9,73.49,320,5,0,30.05,1017.6,10,"M","FEW","SCT","M","M",2500,6000,"M","M","M","M","M","M","M","M","M",73.9,"PHNL 111753Z 32005KT 10SM FEW025 SCT060 23/18 A3005 RMK AO2 SLP176 T02330183 10233 20211 51008"]
["PHNL","2019-01-11T08:55:00",78.1,63,59.78,330,3,0,30.06,1018,10,"M","FEW","SCT","M","M",2500,5500,"M","M","M","M","M","M","M","M","M",78.1,"PHNL 111853Z 33003KT 10SM FEW025 SCT055 26/17 A3006 RMK AO2 SLP180 T02560172"]
["PHNL","2019-01-11T09:55:00",80.1,64.9,59.83,180,3,0,30.07,1018.1,10,"M","FEW","SCT","M","M",2500,4500,"M","M","M","M","M","M","M","M","M",81.91,"PHNL 111953Z 18003KT 10SM FEW025 SCT045 27/18 A3007 RMK AO2 SLP181 T02670183"]
["PHNL","2019-01-11T10:55:00",80.1,63,55.98,180,6,0,30.06,1017.7,10,"M","FEW","FEW","M","M",2500,4000,"M","M","M","M","M","M","M","M","M",81.5,"PHNL 112053Z 18006KT 10SM FEW025 FEW040 27/17 A3006 RMK AO2 SLP177 T02670172 50002"]
["PHNL","2019-01-11T11:55:00",81,64.9,58.1,180,7,0,30.03,1016.8,10,"M","FEW","SCT","M","M",2500,4000,"M","M","M","M","M","M","M","M","M",82.79,"PHNL 112153Z 18007KT 10SM FEW025 SCT040 27/18 A3003 RMK AO2 SLP168 T02720183"]
["PHNL","2019-01-11T12:55:00",82,64,54.5,190,8,0,30,1015.8,10,"M","FEW","FEW","M","M",2500,4000,"M","M","M","M","M","M","M","M","M",83.47,"PHNL 112253Z 19008KT 10SM FEW025 FEW040 28/18 A3000 RMK AO2 SLP158 T02780178"]
["PHNL","2019-01-11T13:55:00",81,66,60.37,220,9,0,29.98,1015.1,10,"M","FEW","SCT","M","M",2500,6000,"M","M","M","M","M","M","M","M","M",83.11,"PHNL 112353Z 22009KT 10SM FEW025 SCT060 27/19 A2998 RMK AO2 SLP151 T02720189 10283 20233 56026"]
["PHNL","2019-01-11T14:55:00",81,66,60.37,160,5,0,29.97,1014.9,10,"M","FEW","FEW","SCT","M",2200,4300,6000,"M","M","M","M","M","M","M","M",83.11,"PHNL 120053Z 16005KT 10SM FEW022 FEW043 SCT060 27/19 A2997 RMK AO2 SLP149 T02720189"]
["PHNL","2019-01-11T15:55:00",79,64.9,62.03,170,6,0,29.98,1015.2,10,"M","FEW","FEW","M","M",2000,5500,"M","M","M","M","M","M","M","M","M",80.83,"PHNL 120153Z 17006KT 10SM FEW020 FEW055 26/18 A2998 RMK AO2 SLP152 T02610183"]
["PHNL","2019-01-11T16:55:00",79,66,64.45,"M",5,0,29.99,1015.5,10,"M","FEW","SCT","M","M",2500,5000,"M","M","M","M","M","M","M","M","M",81.01,"PHNL 120253Z VRB05KT 10SM FEW025 SCT050 26/19 A2999 RMK AO2 SLP155 T02610189 53004"]
["PHNL","2019-01-11T17:55:00",78.1,66,66.39,170,5,0,30,1015.9,10,"M","CLR","M","M","M","M","M","M","M","M","M","M","M","M","M","M",78.1,"PHNL 120353Z 17005KT 10SM CLR 26/19 A3000 RMK AO2 SLP159 T02560189"]
["PHNL","2019-01-11T18:55:00",77,66,68.85,0,0,0,30.01,1016.3,10,"M","FEW","M","M","M",2500,"M","M","M","M","M","M","M","M","M","M",77,"PHNL 120453Z 00000KT 10SM FEW025 25/19 A3001 RMK AO2 SLP163 T02500189"]
["PHNL","2019-01-11T19:55:00",75.9,64.9,68.73,0,0,0,30.03,1016.8,10,"M","FEW","M","M","M",2500,"M","M","M","M","M","M","M","M","M","M",75.9,"PHNL 120553Z 00000KT 10SM FEW025 24/18 A3003 RMK AO2 SLP168 T02440183 10278 20244 53013"]
["PHNL","2019-01-11T20:55:00",73.9,66,76.36,30,3,0,30.05,1017.4,10,"M","FEW","M","M","M",2500,"M","M","M","M","M","M","M","M","M","M",73.9,"PHNL 120653Z 03003KT 10SM FEW025 23/19 A3005 RMK AO2 SLP174 T02330189"]
["PHNL","2019-01-11T21:55:00",73,64.9,75.75,350,3,0,30.05,1017.5,10,"M","CLR","M","M","M","M","M","M","M","M","M","M","M","M","M","M",73,"PHNL 120753Z 35003KT 10SM CLR 23/18 A3005 RMK AO2 SLP175 T02280183"]
["PHNL","2019-01-11T22:55:00",72,64.9,78.35,0,0,0,30.05,1017.5,10,"M","CLR","M","M","M","M","M","M","M","M","M","M","M","M","M","M",72,"PHNL 120853Z 00000KT 10SM CLR 22/18 A3005 RMK AO2 SLP175 T02220183 51007"]
["PHNL","2019-01-11T23:55:00",71.1,64,78.28,350,3,0,30.05,1017.4,10,"M","CLR","M","M","M","M","M","M","M","M","M","M","M","M","M","M",71.1,"PHNL 120953Z 35003KT 10SM CLR 22/18 A3005 RMK AO2 SLP174 T02170178 402830211"]
["PHNL","2019-01-12T00:55:00",70,64,81.27,340,3,0,30.04,1017,10,"M","CLR","M","M","M","M","M","M","M","M","M","M","M","M","M","M",70,"PHNL 121053Z 34003KT 10SM CLR 21/18 A3004 RMK AO2 SLP170 T02110178"]
["PHNL","2019-01-12T01:55:00",68,62.1,81.41,360,3,0,30.02,1016.6,10,"M","CLR","M","M","M","M","M","M","M","M","M","M","M","M","M","M",68,"PHNL 121153Z 36003KT 10SM CLR 20/17 A3002 RMK AO2 SLP166 T02000167 10244 20200 58009"]
["PHNL","2019-01-12T02:55:00",66.9,61,81.33,10,3,0,30.01,1016.3,10,"M","CLR","M","M","M","M","M","M","M","M","M","M","M","M","M","M",66.9,"PHNL 121253Z 01003KT 10SM CLR 19/16 A3001 RMK AO2 SLP163 T01940161"]
["PHNL","2019-01-12T03:55:00",66.9,61,81.33,330,3,0,30.01,1016.1,10,"M","CLR","M","M","M","M","M","M","M","M","M","M","M","M","M","M",66.9,"PHNL 121353Z 33003KT 10SM CLR 19/16 A3001 RMK AO2 SLP161 T01940161"]
["PHNL","2019-01-12T04:55:00",66.9,61,81.33,0,0,0,30.01,1016.2,10,"M","FEW","M","M","M",3000,"M","M","M","M","M","M","M","M","M","M",66.9,"PHNL 121453Z 00000KT 10SM FEW030 19/16 A3001 RMK AO2 SLP162 T01940161 55004"]
["PHNL","2019-01-12T05:55:00",66.9,61,81.33,360,3,0,30.01,1016.2,10,"M","FEW","M","M","M",4000,"M","M","M","M","M","M","M","M","M","M",66.9,"PHNL 121553Z 36003KT 10SM FEW040 19/16 A3001 RMK AO2 SLP162 T01940161"]
["PHNL","2019-01-12T06:55:00",68,63,84.03,350,4,0,30.02,1016.4,10,"M","BKN","M","M","M",6000,"M","M","M","M","M","M","M","M","M","M",68,"PHNL 121653Z 35004KT 10SM BKN060 20/17 A3002 RMK AO2 SLP164 T02000172"]
["PHNL","2019-01-12T07:55:00",72,64.9,78.35,350,3,0,30.03,1017,10,"M","FEW","BKN","M","M",2500,5500,"M","M","M","M","M","M","M","M","M",72,"PHNL 121753Z 35003KT 10SM FEW025 BKN055 22/18 A3003 RMK AO2 SLP170 VCSH N-E SHRA DSNT NW T02220183 10228 20189 53008"]
["PHNL","2019-01-12T08:55:00",75.9,64.9,68.73,350,4,0,30.04,1017.3,10,"M","FEW","BKN","M","M",2600,5500,"M","M","M","M","M","M","M","M","M",75.9,"PHNL 121853Z 35004KT 10SM FEW026 BKN055 24/18 A3004 RMK AO2 SLP173 VCSH NE SHRA DSNT NW T02440183"]
["PHNL","2019-01-12T09:55:00",79,64.9,62.03,0,0,0,30.04,1017.3,10,"M","FEW","M","M","M",2600,"M","M","M","M","M","M","M","M","M","M",80.83,"PHNL 121953Z 00000KT 10SM FEW026 26/18 A3004 RMK AO2 SLP173 T02610183"]
["PHNL","2019-01-12T10:55:00",80.1,64.9,59.83,160,6,0,30.04,1017.1,10,"M","FEW","FEW","M","M",2600,4500,"M","M","M","M","M","M","M","M","M",81.91,"PHNL 122053Z 16006KT 10SM FEW026 FEW045 27/18 A3004 RMK AO2 SLP171 T02670183 50001"]
["PHNL","2019-01-12T11:55:00",82,66,58.43,140,11,0,30.01,1016.3,10,"M","FEW","FEW","SCT","M",2600,3900,5500,"M","M","M","M","M","M","M","M",84.15,"PHNL 122153Z 14011KT 10SM FEW026 FEW039 SCT055 28/19 A3001 RMK AO2 SLP163 T02780189"]
["PHNL","2019-01-12T12:55:00",82.9,63,51.1,140,13,0,29.98,1015.1,10,"M","FEW","FEW","SCT","M",2700,5500,7000,"M","M","M","M","M","M","M","M",83.98,"PHNL 122253Z 14013KT 10SM FEW027 FEW055 SCT070 28/17 A2998 RMK AO2 SLP151 VCSH NE T02830172"]
["PHNL","2019-01-12T13:55:00",81,66,60.37,140,12,0,29.95,1014,10,"M","FEW","SCT","BKN","M",2800,4800,5500,"M","M","M","M","M","M","M","M",83.11,"PHNL 122353Z 14012KT 10SM FEW028 SCT048 BKN055 27/19 A2995 RMK AO2 SLP140 VCSH NE-E T02720189 10289 20222 58030"]
["PHNL","2019-01-12T14:55:00",82,66,58.43,150,10,0,29.94,1013.8,10,"M","FEW","SCT","BKN","M",2600,5500,6500,"M","M","M","M","M","M","M","M",84.15,"PHNL 130053Z 15010KT 10SM FEW026 SCT055 BKN065 28/19 A2994 RMK AO2 SLP138 VCSH N-E T02780189"]
["PHNL","2019-01-12T15:55:00",80.1,64,57.98,140,12,0,29.95,1014.2,10,"M","FEW","BKN","M","M",2500,5000,"M","M","M","M","M","M","M","M","M",81.71,"PHNL 130153Z 14012KT 10SM FEW025 BKN050 27/18 A2995 RMK AO2 SLP142 VCSH N-NE T02670178"]
["PHNL","2019-01-12T16:55:00",80.1,64,57.98,130,9,0,29.97,1014.7,10,"M","FEW","SCT","M","M",3100,5500,"M","M","M","M","M","M","M","M","M",81.71,"PHNL 130253Z 13009KT 10SM FEW031 SCT055 27/18 A2997 RMK AO2 SLP147 T02670178 53007"]
["PHNL","2019-01-12T17:55:00",78.1,64.9,63.9,130,6,0,29.99,1015.3,10,"M","FEW","FEW","SCT","M",2900,4000,6000,"M","M","M","M","M","M","M","M",78.1,"PHNL 130353Z 13006KT 10SM FEW029 FEW040 SCT060 26/18 A2999 RMK AO2 SLP153 T02560183"]
["PHNL","2019-01-12T18:55:00",78.1,64,61.92,70,5,0,30,1015.9,10,"M","FEW","SCT","BKN","M",2600,4100,5500,"M","M","M","M","M","M","M","M",78.1,"PHNL 130453Z 07005KT 10SM FEW026 SCT041 BKN055 26/18 A3000 RMK AO2 SLP159 T02560178"]
["PHNL","2019-01-12T19:55:00",77,63,62,30,4,0,30.02,1016.4,10,"M","FEW","FEW","BKN","M",2600,4000,5500,"M","M","M","M","M","M","M","M",77,"PHNL 130553Z 03004KT 10SM FEW026 FEW040 BKN055 25/17 A3002 RMK AO2 SLP164 T02500172 10278 20244 51017"]
["PHNL","2019-01-12T20:55:00",77,64,64.21,80,3,0,30.03,1016.9,10,"M","FEW","OVC","M","M",2500,4800,"M","M","M","M","M","M","M","M","M",77,"PHNL 130653Z 08003KT 10SM FEW025 OVC048 25/18 A3003 RMK AO2 SLP169 T02500178"]
["PHNL","2019-01-12T21:55:00",77,64,64.21,0,0,0,30.04,1017.3,10,"M","FEW","SCT","BKN","M",2700,3800,5000,"M","M","M","M","M","M","M","M",77,"PHNL 130753Z 00000KT 10SM FEW027 SCT038 BKN050 25/18 A3004 RMK AO2 SLP173 T02500178"]
["PHNL","2019-01-12T22:55:00",77,64,64.21,350,5,0,30.05,1017.4,10,"M","FEW","FEW","M","M",2600,5000,"M","M","M","M","M","M","M","M","M",77,"PHNL 130853Z 35005KT 10SM FEW026 FEW050 25/18 A3005 RMK AO2 SLP174 T02500178 51009"]
["PHNL","2019-01-12T23:55:00",75,62.1,64.2,360,5,0,30.04,1017.2,10,"M","FEW","BKN","M","M",2600,6000,"M","M","M","M","M","M","M","M","M",75,"PHNL 130953Z 36005KT 10SM FEW026 BKN060 24/17 A3004 RMK AO2 SLP172 T02390167 402890189"]
["PHNL","2019-01-13T00:55:00",75,63,66.27,40,4,0,30.04,1017,10,"M","FEW","BKN","M","M",2500,5500,"M","M","M","M","M","M","M","M","M",75,"PHNL 131053Z 04004KT 10SM FEW025 BKN055 24/17 A3004 RMK AO2 SLP170 T02390172"]
["PHNL","2019-01-13T01:55:00",75,63,66.27,20,3,0,30.03,1017,10,"M","FEW","BKN","M","M",2500,5500,"M","M","M","M","M","M","M","M","M",75,"PHNL 131153Z 02003KT 10SM FEW025 BKN055 24/17 A3003 RMK AO2 SLP170 T02390172 10256 20239 56004"]
["PHNL","2019-01-13T02:55:00",73.9,62.1,66.61,60,5,0,30.04,1017.1,10,"M","FEW","BKN","M","M",2400,5500,"M","M","M","M","M","M","M","M","M",73.9,"PHNL 131253Z 06005KT 10SM FEW024 BKN055 23/17 A3004 RMK AO2 SLP171 VCSH NE-E T02330167"]
["PHNL","2019-01-13T03:55:00",73.9,63,68.76,70,6,"T",30.04,1017.1,7,"M","FEW","SCT","BKN","M",2400,3500,5000,"M","RA","M","M","M","M","M","M",73.9,"PHNL 131353Z 07006KT 7SM RA FEW024 SCT035 BKN050 23/17 A3004 RMK AO2 RAB53 SLP171 VCSH NE P0000 T02330172"]
["PHNL","2019-01-13T04:55:00",72,64.9,78.35,330,9,0.01,30.03,1016.7,10,"M","SCT","OVC","M","M",4200,5000,"M","M","M","M","M","M","M","M","M",72,"PHNL 131453Z 33009KT 10SM SCT042 OVC050 22/18 A3003 RMK AO2 RAE29 SLP167 P0001 60001 T02220183 58002"]
["PHNL","2019-01-13T05:55:00",72,64.9,78.35,330,7,0,30.03,1016.8,10,"M","FEW","SCT","OVC","M",3800,4600,6000,"M","M","M","M","M","M","M","M",72,"PHNL 131553Z 33007KT 10SM FEW038 SCT046 OVC060 22/18 A3003 RMK AO2 SLP168 T02220183"]
["PHNL","2019-01-13T06:55:00",72,64,75.92,360,5,0,30.04,1017.2,10,"M","FEW","FEW","BKN","M",2600,3500,6000,"M","M","M","M","M","M","M","M",72,"PHNL 131653Z 36005KT 10SM FEW026 FEW035 BKN060 22/18 A3004 RMK AO2 SLP172 T02220178"]
["PHNL","2019-01-13T07:55:00",73,66,78.7,320,3,"T",30.06,1017.9,10,"M","FEW","SCT","BKN","M",3700,4900,6000,"M","M","M","M","M","M","M","M",73,"PHNL 131753Z 32003KT 10SM FEW037 SCT049 BKN060 23/19 A3006 RMK AO2 RAB21E39 SLP179 VCSH N-E AND W-NW P0000 60001 T02280189 10239 20217 53012"]
["PHNL","2019-01-13T08:55:00",77,66,68.85,330,5,0,30.07,1018.2,10,"M","FEW","SCT","BKN","M",4200,5500,6000,"M","M","M","M","M","M","M","M",77,"PHNL 131853Z 33005KT 10SM FEW042 SCT055 BKN060 25/19 A3007 RMK AO2 SLP182 VCSH N AND E SHRA DSNT NW T02500189"]
["PHNL","2019-01-13T09:55:00",79,64.9,62.03,70,7,0,30.08,1018.5,10,"M","FEW","SCT","BKN","M",4200,5500,6500,"M","M","M","M","M","M","M","M",80.83,"PHNL 131953Z 07007KT 040V100 10SM FEW042 SCT055 BKN065 26/18 A3008 RMK AO2 SLP185 VCSH N-E T02610183"]
["PHNL","2019-01-13T10:55:00",81,64,56.3,"M",6,0,30.08,1018.4,10,"M","FEW","SCT","BKN","M",2600,4600,6000,"M","M","M","M","M","M","M","M",82.54,"PHNL 132053Z VRB06KT 10SM FEW026 SCT046 BKN060 27/18 A3008 RMK AO2 SLP184 VCSH N-E SHRA DSNT NW T02720178 50005"]
["PHNL","2019-01-13T11:55:00",82,64,54.5,"M",6,0,30.05,1017.6,10,"M","FEW","SCT","BKN","M",3600,5000,6000,"M","M","M","M","M","M","M","M",83.47,"PHNL 132153Z VRB06KT 10SM FEW036 SCT050 BKN060 28/18 A3005 RMK AO2 SLP176 VCSH NE-E SHRA DSNT NW T02780178"]
["PHNL","2019-01-13T12:55:00",82,63,52.62,150,5,0,30.02,1016.3,10,"M","FEW","SCT","BKN","M",3800,5000,6000,"M","M","M","M","M","M","M","M",83.17,"PHNL 132253Z 15005KT 10SM FEW038 SCT050 BKN060 28/17 A3002 RMK AO2 SLP163 VCSH N-E T02780172"]
["PHNL","2019-01-13T13:55:00",78.1,66,66.39,40,5,"T",29.99,1015.6,10,"M","FEW","SCT","BKN","M",3000,4300,5500,"M","M","M","M","M","M","M","M",78.1,"PHNL 132353Z 04005KT 10SM FEW030 SCT043 BKN055 26/19 A2999 RMK AO2 RAB34E52 SLP156 VCSH N-E SHRA DSNT NW P0000 60000 T02560189 10283 20228 58028"]
["PHNL","2019-01-13T14:55:00",80.1,64,57.98,110,3,0,29.97,1014.9,10,"M","FEW","SCT","BKN","M",3300,5000,6000,"M","M","M","M","M","M","M","M",81.71,"PHNL 140053Z 11003KT 10SM FEW033 SCT050 BKN060 27/18 A2997 RMK AO2 SLP149 VCSH N-E SHRA DSNT NW T02670178"]
["PHNL","2019-01-13T15:55:00",79,64,60.11,50,7,0,29.99,1015.5,10,"M","FEW","SCT","BKN","M",3200,4500,5500,"M","M","M","M","M","M","M","M",80.69,"PHNL 140153Z 05007KT 10SM FEW032 SCT045 BKN055 26/18 A2999 RMK AO2 SLP155 VCSH NE T02610178"]
["PHNL","2019-01-13T16:55:00",80.1,63,55.98,70,5,0,30.01,1016,10,"M","FEW","OVC","M","M",4000,6000,"M","M","M","M","M","M","M","M","M",81.5,"PHNL 140253Z 07005KT 10SM FEW040 OVC060 27/17 A3001 RMK AO2 SLP160 T02670172 53004"]
["PHNL","2019-01-13T17:55:00",79,63,58.04,30,5,0,30.02,1016.4,10,"M","FEW","BKN","BKN","M",3700,4600,6000,"M","M","M","M","M","M","M","M",80.54,"PHNL 140353Z 03005KT 10SM FEW037 BKN046 BKN060 26/17 A3002 RMK AO2 SLP164 T02610172"]
["PHNL","2019-01-13T18:55:00",78.1,63,59.78,360,3,0,30.02,1016.6,10,"M","FEW","SCT","BKN","M",3500,4500,6000,"M","M","M","M","M","M","M","M",78.1,"PHNL 140453Z 36003KT 10SM FEW035 SCT045 BKN060 26/17 A3002 RMK AO2 SLP166 T02560172"]
["PHNL","2019-01-13T19:55:00",77,64,64.21,0,0,0,30.03,1017,10,"M","FEW","SCT","BKN","M",2800,4400,5500,"M","M","M","M","M","M","M","M",77,"PHNL 140553Z 00000KT 10SM FEW028 SCT044 BKN055 25/18 A3003 RMK AO2 SLP170 T02500178 10278 20250 53010"]
["PHNL","2019-01-13T20:55:00",73.9,63,68.76,10,4,0,30.05,1017.4,10,"M","FEW","M","M","M",2600,"M","M","M","M","M","M","M","M","M","M",73.9,"PHNL 140653Z 01004KT 10SM FEW026 23/17 A3005 RMK AO2 SLP174 T02330172"]
["PHNL","2019-01-13T21:55:00",72,63,73.31,360,3,0,30.05,1017.6,10,"M","CLR","M","M","M","M","M","M","M","M","M","M","M","M","M","M",72,"PHNL 140753Z 36003KT 10SM CLR 22/17 A3005 RMK AO2 SLP176 T02220172"]
["PHNL","2019-01-13T22:55:00",70,62.1,76.01,360,4,0,30.05,1017.5,10,"M","CLR","M","M","M","M","M","M","M","M","M","M","M","M","M","M",70,"PHNL 140853Z 36004KT 10SM CLR 21/17 A3005 RMK AO2 SLP175 T02110167 50005"]
["PHNL","2019-01-13T23:55:00",70,61,73.11,360,4,0,30.05,1017.4,10,"M","FEW","M","M","M",6000,"M","M","M","M","M","M","M","M","M","M",70,"PHNL 140953Z 36004KT 10SM FEW060 21/16 A3005 RMK AO2 SLP174 T02110161 402830206"]
["PHNL","2019-01-14T00:55:00",69.1,61,75.4,330,4,0,30.04,1017.3,10,"M","FEW","M","M","M",6000,"M","M","M","M","M","M","M","M","M","M",69.1,"PHNL 141053Z 33004KT 10SM FEW060 21/16 A3004 RMK AO2 SLP173 T02060161"]
["PHNL","2019-01-14T01:55:00",69.1,62.1,78.39,320,3,0,30.03,1016.9,10,"M","FEW","M","M","M",6000,"M","M","M","M","M","M","M","M","M","M",69.1,"PHNL 141153Z 32003KT 10SM FEW060 21/17 A3003 RMK AO2 SLP169 70001 T02060167 10250 20206 58006"]
["PHNL","2019-01-14T02:55:00",66.9,61,81.33,0,0,0,30.03,1016.7,10,"M","CLR","M","M","M","M","M","M","M","M","M","M","M","M","M","M",66.9,"PHNL 141253Z 00000KT 10SM CLR 19/16 A3003 RMK AO2 SLP167 T01940161"]
["PHNL","2019-01-14T03:55:00",66.9,60.1,78.77,0,0,0,30.03,1016.8,10,"M","FEW","M","M","M",4500,"M","M","M","M","M","M","M","M","M","M",66.9,"PHNL 141353Z 00000KT 10SM FEW045 19/16 A3003 RMK AO2 SLP168 T01940156"]
["PHNL","2019-01-14T04:55:00",66,60.1,81.27,0,0,0,30.04,1017.2,10,"M","FEW","FEW","M","M",4500,20000,"M","M","M","M","M","M","M","M","M",66,"PHNL 141453Z 00000KT 10SM FEW045 FEW200 19/16 A3004 RMK AO2 SLP172 T01890156 53002"]
["PHNL","2019-01-14T05:55:00",66.9,61,81.33,340,3,0,30.05,1017.6,10,"M","SCT","M","M","M",6000,"M","M","M","M","M","M","M","M","M","M",66.9,"PHNL 141553Z 34003KT 10SM SCT060 19/16 A3005 RMK AO2 SLP176 T01940161"]
["PHNL","2019-01-14T06:55:00",69.1,62.1,78.39,320,3,0,30.07,1018.1,10,"M","BKN","M","M","M",5500,"M","M","M","M","M","M","M","M","M","M",69.1,"PHNL 141653Z 32003KT 10SM BKN055 21/17 A3007 RMK AO2 SLP181 T02060167"]
["PHNL","2019-01-14T07:55:00",71.1,63,75.58,340,5,0,30.08,1018.6,10,"M","BKN","M","M","M",5500,"M","M","M","M","M","M","M","M","M","M",71.1,"PHNL 141753Z 34005KT 10SM BKN055 22/17 A3008 RMK AO2 SLP186 T02170172 10217 20189 53014"]
["PHNL","2019-01-14T08:55:00",73,63,70.87,340,4,0,30.09,1018.9,10,"M","BKN","M","M","M",5500,"M","M","M","M","M","M","M","M","M","M",73,"PHNL 141853Z 34004KT 10SM BKN055 23/17 A3009 RMK AO2 SLP189 T02280172"]
["PHNL","2019-01-14T09:55:00",78.1,64,61.92,50,4,0,30.1,1019.1,10,"M","BKN","M","M","M",5500,"M","M","M","M","M","M","M","M","M","M",78.1,"PHNL 141953Z 05004KT 10SM BKN055 26/18 A3010 RMK AO2 SLP191 T02560178"]
["PHNL","2019-01-14T10:55:00",79,63,58.04,"M",3,0,30.09,1018.9,10,"M","BKN","M","M","M",6000,"M","M","M","M","M","M","M","M","M","M",80.54,"PHNL 142053Z VRB03KT 10SM BKN060 26/17 A3009 RMK AO2 SLP189 T02610172 50003"]
["PHNL","2019-01-14T11:55:00",81,64.9,58.1,180,9,0,30.07,1018.1,10,"M","BKN","M","M","M",6000,"M","M","M","M","M","M","M","M","M","M",82.79,"PHNL 142153Z 18009KT 10SM BKN060 27/18 A3007 RMK AO2 SLP181 T02720183"]
["PHNL","2019-01-14T12:55:00",82,61,49.03,170,8,0,30.03,1017,10,"M","FEW","BKN","M","M",3600,5500,"M","M","M","M","M","M","M","M","M",82.62,"PHNL 142253Z 17008KT 10SM FEW036 BKN055 28/16 A3003 RMK AO2 SLP170 T02780161"]
["PHNL","2019-01-14T13:55:00",82,60.1,47.49,180,8,0,30,1015.8,10,"M","SCT","M","M","M",5500,"M","M","M","M","M","M","M","M","M","M",82.4,"PHNL 142353Z 18008KT 10SM SCT055 28/16 A3000 RMK AO2 SLP158 T02780156 10283 20217 58030"]
["PHNL","2019-01-14T14:55:00",81,61,50.65,150,11,0,29.99,1015.5,10,"M","FEW","SCT","M","M",3900,5500,"M","M","M","M","M","M","M","M","M",81.81,"PHNL 150053Z 15011KT 10SM FEW039 SCT055 27/16 A2999 RMK AO2 SLP155 T02720161"]
["PHNL","2019-01-14T15:55:00",81,62.1,52.66,140,9,0,29.98,1015.2,10,"M","FEW","FEW","M","M",4000,5500,"M","M","M","M","M","M","M","M","M",82.06,"PHNL 150153Z 14009KT 10SM FEW040 FEW055 27/17 A2998 RMK AO2 SLP152 T02720167"]
["PHNL","2019-01-14T16:55:00",80.1,61,52.16,150,6,0,29.99,1015.4,10,"M","FEW","SCT","M","M",4000,5500,"M","M","M","M","M","M","M","M","M",81.1,"PHNL 150253Z 15006KT 10SM FEW040 SCT055 27/16 A2999 RMK AO2 SLP154 T02670161 55005"]
["PHNL","2019-01-14T17:55:00",79,62.1,56.23,140,6,0,30,1015.7,10,"M","SCT","M","M","M",5000,"M","M","M","M","M","M","M","M","M","M",80.41,"PHNL 150353Z 14006KT 10SM SCT050 26/17 A3000 RMK AO2 SLP157 T02610167"]
["PHNL","2019-01-14T18:55:00",78.1,62.1,57.92,60,4,0,30.01,1016.3,10,"M","SCT","BKN","M","M",4100,5000,"M","M","M","M","M","M","M","M","M",78.1,"PHNL 150453Z 06004KT 10SM SCT041 BKN050 26/17 A3001 RMK AO2 SLP163 T02560167"]
["PHNL","2019-01-14T19:55:00",75,61,61.75,30,4,0,30.04,1017,10,"M","SCT","SCT","M","M",4100,5000,"M","M","M","M","M","M","M","M","M",75,"PHNL 150553Z 03004KT 10SM SCT041 SCT050 24/16 A3004 RMK AO2 SLP170 T02390161 10278 20239 53017"]
["PHNL","2019-01-14T20:55:00",75,61,61.75,30,4,0,30.04,1017.3,10,"M","FEW","BKN","M","M",3100,5500,"M","M","M","M","M","M","M","M","M",75,"PHNL 150653Z 03004KT 10SM FEW031 BKN055 24/16 A3004 RMK AO2 SLP173 T02390161"]
["PHNL","2019-01-14T21:55:00",75,61,61.75,360,3,0,30.05,1017.5,10,"M","FEW","BKN","M","M",2900,5000,"M","M","M","M","M","M","M","M","M",75,"PHNL 150753Z 36003KT 10SM FEW029 BKN050 24/16 A3005 RMK AO2 SLP175 T02390161"]
["PHNL","2019-01-14T22:55:00",73,61,66.04,0,0,0,30.05,1017.6,10,"M","FEW","SCT","M","M",2800,5500,"M","M","M","M","M","M","M","M","M",73,"PHNL 150853Z 00000KT 10SM FEW028 SCT055 23/16 A3005 RMK AO2 SLP176 T02280161 51006"]
["PHNL","2019-01-14T23:55:00",71.1,61,70.42,0,0,0,30.05,1017.5,10,"M","FEW","FEW","M","M",2800,5500,"M","M","M","M","M","M","M","M","M",71.1,"PHNL 150953Z 00000KT 10SM FEW028 FEW055 22/16 A3005 RMK AO2 SLP175 T02170161 402830189"]
["PHNL","2019-01-15T00:55:00",70,62.1,76.01,0,0,0,30.05,1017.4,10,"M","SCT","M","M","M",5500,"M","M","M","M","M","M","M","M","M","M",70,"PHNL 151053Z 00000KT 10SM SCT055 21/17 A3005 RMK AO2 SLP174 T02110167"]
["PHNL","2019-01-15T01:55:00",69.1,59,70.21,10,3,0,30.03,1016.8,10,"M","SCT","M","M","M",5000,"M","M","M","M","M","M","M","M","M","M",69.1,"PHNL 151153Z 01003KT 10SM SCT050 21/15 A3003 RMK AO2 SLP168 T02060150 10244 20206 58008"]
["PHNL","2019-01-15T02:55:00",68,57.9,70.1,350,3,0,30.03,1016.7,10,"M","SCT","M","M","M",5000,"M","M","M","M","M","M","M","M","M","M",68,"PHNL 151253Z 35003KT 10SM SCT050 20/14 A3003 RMK AO2 SLP167 T02000144"]
["PHNL","2019-01-15T03:55:00",68,57.9,70.1,340,3,0,30.03,1016.7,10,"M","CLR","M","M","M","M","M","M","M","M","M","M","M","M","M","M",68,"PHNL 151353Z 34003KT 10SM CLR 20/14 A3003 RMK AO2 SLP167 T02000144"]
["PHNL","2019-01-15T04:55:00",66.9,59,75.74,0,0,0,30.03,1016.8,10,"M","FEW","M","M","M",5000,"M","M","M","M","M","M","M","M","M","M",66.9,"PHNL 151453Z 00000KT 10SM FEW050 19/15 A3003 RMK AO2 SLP168 T01940150 55000"]
["PHNL","2019-01-15T05:55:00",66.9,59,75.74,0,0,0,30.03,1016.9,10,"M","FEW","M","M","M",5000,"M","M","M","M","M","M","M","M","M","M",66.9,"PHNL 151553Z 00000KT 10SM FEW050 19/15 A3003 RMK AO2 SLP169 T01940150"]
["PHNL","2019-01-15T06:55:00",69.1,57.9,67.5,340,3,0,30.05,1017.4,10,"M","FEW","SCT","M","M",3000,6000,"M","M","M","M","M","M","M","M","M",69.1,"PHNL 151653Z 34003KT 10SM FEW030 SCT060 21/14 A3005 RMK AO2 SLP174 T02060144"]
["PHNL","2019-01-15T07:55:00",66.9,57.9,72.81,0,0,0,30.06,1017.9,10,"M","FEW","SCT","M","M",3000,6000,"M","M","M","M","M","M","M","M","M",66.9,"PHNL 151753Z 00000KT 10SM FEW030 SCT060 19/14 A3006 RMK AO2 SLP179 T01940144 10206 20183 53011"]
["PHNL","2019-01-15T08:55:00",73,59,61.5,0,0,0,30.07,1018.2,10,"M","BKN","M","M","M",6000,"M","M","M","M","M","M","M","M","M","M",73,"PHNL 151853Z 00000KT 10SM BKN060 23/15 A3007 RMK AO2 SLP182 T02280150"]
["PHNL","2019-01-15T09:55:00",78.1,57.9,49.87,330,4,0,30.07,1018.2,10,"M","BKN","M","M","M",6000,"M","M","M","M","M","M","M","M","M","M",78.1,"PHNL 151953Z 33004KT 10SM BKN060 26/14 A3007 RMK AO2 SLP182 T02560144"]
["PHNL","2019-01-15T10:55:00",80.1,55,42.05,250,6,0,30.06,1018,10,"M","BKN","M","M","M",6000,"M","M","M","M","M","M","M","M","M","M",80.17,"PHNL 152053Z 25006KT 10SM BKN060 27/13 A3006 RMK AO2 SLP180 T02670128 50001"]
["PHNL","2019-01-15T11:55:00",81,55.9,42.19,210,7,0,30.04,1017.2,10,"M","BKN","M","M","M",6000,"M","M","M","M","M","M","M","M","M","M",80.87,"PHNL 152153Z 21007KT 10SM BKN060 27/13 A3004 RMK AO2 SLP172 T02720133"]
["PHNL","2019-01-15T12:55:00",81,55,40.83,210,8,0,30,1016,10,"M","FEW","SCT","M","M",4000,6500,"M","M","M","M","M","M","M","M","M",80.73,"PHNL 152253Z 21008KT 10SM FEW040 SCT065 27/13 A3000 RMK AO2 SLP160 T02720128"]
["PHNL","2019-01-15T13:55:00",81,60.1,49.06,220,11,0,29.97,1014.8,10,"M","FEW","SCT","M","M",3500,6000,"M","M","M","M","M","M","M","M","M",81.62,"PHNL 152353Z 22011KT 10SM FEW035 SCT060 27/16 A2997 RMK AO2 SLP148 T02720156 10283 20194 58032"]
["PHNL","2019-01-15T14:55:00",82,59,45.66,210,9,0,29.95,1014.3,10,"M","FEW","BKN","M","M",3900,6000,"M","M","M","M","M","M","M","M","M",82.15,"PHNL 160053Z 21009KT 10SM FEW039 BKN060 28/15 A2995 RMK AO2 SLP143 T02780150"]
["PHNL","2019-01-15T15:55:00",81,60.1,49.06,230,10,0,29.95,1014.2,10,"M","FEW","BKN","M","M",4500,6000,"M","M","M","M","M","M","M","M","M",81.62,"PHNL 160153Z 23010KT 10SM FEW045 BKN060 27/16 A2995 RMK AO2 SLP142 T02720156"]
["PHNL","2019-01-15T16:55:00",80.1,61,52.16,220,9,0,29.96,1014.4,10,"M","SCT","BKN","M","M",4900,6000,"M","M","M","M","M","M","M","M","M",81.1,"PHNL 160253Z 22009KT 10SM SCT049 BKN060 27/16 A2996 RMK AO2 SLP144 T02670161 55004"]
["PHNL","2019-01-15T17:55:00",79,60.1,52.38,250,6,0,29.96,1014.6,10,"M","FEW","SCT","BKN","M",4500,5000,6000,"M","M","M","M","M","M","M","M",80.14,"PHNL 160353Z 25006KT 10SM FEW045 SCT050 BKN060 26/16 A2996 RMK AO2 SLP146 T02610156"]
["PHNL","2019-01-15T18:55:00",78.1,60.1,53.95,330,7,0,29.97,1014.7,10,"M","FEW","BKN","M","M",4500,5500,"M","M","M","M","M","M","M","M","M",78.1,"PHNL 160453Z 33007KT 10SM FEW045 BKN055 26/16 A2997 RMK AO2 SLP147 T02560156"]
["PHNL","2019-01-15T19:55:00",77,59,53.8,80,10,0,29.99,1015.3,10,"M","FEW","BKN","M","M",4000,5500,"M","M","M","M","M","M","M","M","M",77,"PHNL 160553Z 08010KT 10SM FEW040 BKN055 25/15 A2999 RMK AO2 SLP153 T02500150 10278 20250 53009"]
["PHNL","2019-01-15T20:55:00",73.9,60.1,62.05,40,5,0,29.99,1015.5,10,"M","FEW","SCT","M","M",3300,5000,"M","M","M","M","M","M","M","M","M",73.9,"PHNL 160653Z 04005KT 10SM FEW033 SCT050 23/16 A2999 RMK AO2 SLP155 T02330156"]
["PHNL","2019-01-15T21:55:00",73.9,61,64.07,50,4,0,29.98,1015.3,10,"M","FEW","FEW","M","M",3000,5000,"M","M","M","M","M","M","M","M","M",73.9,"PHNL 160753Z 05004KT 10SM FEW030 FEW050 23/16 A2998 RMK AO2 SLP153 T02330161"]
["PHNL","2019-01-15T22:55:00",72,61,68.31,0,0,0,29.98,1015.3,10,"M","FEW","FEW","M","M",3000,5000,"M","M","M","M","M","M","M","M","M",72,"PHNL 160853Z 00000KT 10SM FEW030 FEW050 22/16 A2998 RMK AO2 SLP153 T02220161 58000"]
["PHNL","2019-01-15T23:55:00",70,62.1,76.01,330,5,0,29.98,1015,10,"M","CLR","M","M","M","M","M","M","M","M","M","M","M","M","M","M",70,"PHNL 160953Z 33005KT 10SM CLR 21/17 A2998 RMK AO2 SLP150 T02110167 402830183"]
["PHNL","2019-01-16T00:55:00",69.1,61,75.4,310,5,0,29.97,1014.7,10,"M","CLR","M","M","M","M","M","M","M","M","M","M","M","M","M","M",69.1,"PHNL 161053Z 31005KT 10SM CLR 21/16 A2997 RMK AO2 SLP147 T02060161"]
["PHNL","2019-01-16T01:55:00",66.9,61,81.33,340,4,0,29.95,1014.1,10,"M","CLR","M","M","M","M","M","M","M","M","M","M","M","M","M","M",66.9,"PHNL 161153Z 34004KT 10SM CLR 19/16 A2995 RMK AO2 SLP141 T01940161 10250 20194 58012"]
["PHNL","2019-01-16T02:55:00",69.1,63,80.92,320,4,0,29.93,1013.6,10,"M","OVC","M","M","M",4900,"M","M","M","M","M","M","M","M","M","M",69.1,"PHNL 161253Z 32004KT 10SM OVC049 21/17 A2993 RMK AO2 SLP136 T02060172"]
["PHNL","2019-01-16T03:55:00",68,62.1,81.41,0,0,0,29.93,1013.4,10,"M","FEW","M","M","M",5000,"M","M","M","M","M","M","M","M","M","M",68,"PHNL 161353Z 00000KT 10SM FEW050 20/17 A2993 RMK AO2 SLP134 T02000167"]
["PHNL","2019-01-16T04:55:00",66.9,61,81.33,0,0,0,29.93,1013.3,10,"M","SCT","M","M","M",5000,"M","M","M","M","M","M","M","M","M","M",66.9,"PHNL 161453Z 00000KT 10SM SCT050 19/16 A2993 RMK AO2 SLP133 T01940161 56008"]
["PHNL","2019-01-16T05:55:00",68,62.1,81.41,320,3,0,29.93,1013.5,10,"M","SCT","BKN","M","M",3600,5500,"M","M","M","M","M","M","M","M","M",68,"PHNL 161553Z 32003KT 10SM SCT036 BKN055 20/17 A2993 RMK AO2 SLP135 T02000167"]
["PHNL","2019-01-16T06:55:00",68,62.1,81.41,340,4,0,29.95,1014.1,10,"M","FEW","SCT","M","M",2800,6000,"M","M","M","M","M","M","M","M","M",68,"PHNL 161653Z 34004KT 10SM FEW028 SCT060 20/17 A2995 RMK AO2 SLP141 T02000167"]
["PHNL","2019-01-16T07:55:00",71.1,64,78.28,0,0,0,29.97,1014.7,10,"M","FEW","SCT","SCT","M",2800,3800,6000,"M","M","M","M","M","M","M","M",71.1,"PHNL 161753Z 00000KT 10SM FEW028 SCT038 SCT060 22/18 A2997 RMK AO2 SLP147 T02170178 10217 20189 53014"]
["PHNL","2019-01-16T08:55:00",75,64,68.64,0,0,0,29.98,1015.1,10,"M","FEW","SCT","SCT","M",3000,4000,6000,"M","M","M","M","M","M","M","M",75,"PHNL 161853Z 00000KT 10SM FEW030 SCT040 SCT060 24/18 A2998 RMK AO2 SLP151 T02390178"]
["PHNL","2019-01-16T09:55:00",78.1,62.1,57.92,210,9,0,29.99,1015.5,10,"M","FEW","SCT","BKN","M",2700,4000,5500,"M","M","M","M","M","M","M","M",78.1,"PHNL 161953Z 21009KT 10SM FEW027 SCT040 BKN055 26/17 A2999 RMK AO2 SLP155 T02560167"]
["PHNL","2019-01-16T10:55:00",81,62.1,52.66,210,9,0,29.98,1015.3,10,"M","FEW","FEW","SCT","M",2600,3500,6000,"M","M","M","M","M","M","M","M",82.06,"PHNL 162053Z 21009KT 10SM FEW026 FEW035 SCT060 27/17 A2998 RMK AO2 SLP153 T02720167 50006"]
["PHNL","2019-01-16T11:55:00",82,59,45.66,240,12,0,29.96,1014.6,10,"M","FEW","SCT","M","M",3000,6000,"M","M","M","M","M","M","M","M","M",82.15,"PHNL 162153Z 24012KT 10SM FEW030 SCT060 28/15 A2996 RMK AO2 SLP146 T02780150"]
["PHNL","2019-01-16T12:55:00",84,57,39.83,240,9,0,29.94,1013.6,10,"M","FEW","FEW","SCT","M",2500,5000,6500,"M","M","M","M","M","M","M","M",84,"PHNL 162253Z 24009KT 10SM FEW025 FEW050 SCT065 29/14 A2994 RMK AO2 SLP136 T02890139"]
["PHNL","2019-01-16T13:55:00",82,59,45.66,200,9,0,29.9,1012.5,10,"M","FEW","FEW","BKN","M",2900,4400,6500,"M","M","M","M","M","M","M","M",82.15,"PHNL 162353Z 20009KT 10SM FEW029 FEW044 BKN065 28/15 A2990 RMK AO2 SLP125 T02780150 10289 20217 58028"]
["PHNL","2019-01-16T14:55:00",81,60.1,49.06,190,10,0,29.89,1012,10,"M","FEW","FEW","SCT","M",3300,4200,6500,"M","M","M","M","M","M","M","M",81.62,"PHNL 170053Z 19010KT 10SM FEW033 FEW042 SCT065 27/16 A2989 RMK AO2 SLP120 T02720156"]
["PHNL","2019-01-16T15:55:00",81,62.1,52.66,190,7,0,29.89,1011.9,10,"M","FEW","FEW","M","M",2700,4600,"M","M","M","M","M","M","M","M","M",82.06,"PHNL 170153Z 19007KT 10SM FEW027 FEW046 27/17 A2989 RMK AO2 SLP119 T02720167"]
["PHNL","2019-01-16T16:55:00",80.1,62.1,54.23,190,7,0,29.89,1012.1,10,"M","FEW","SCT","M","M",3000,4300,"M","M","M","M","M","M","M","M","M",81.31,"PHNL 170253Z 19007KT 10SM FEW030 SCT043 27/17 A2989 RMK AO2 SLP121 T02670167 55004"]
["PHNL","2019-01-16T17:55:00",78.1,62.1,57.92,190,5,0,29.9,1012.3,10,"M","FEW","FEW","BKN","M",2600,3900,4800,"M","M","M","M","M","M","M","M",78.1,"PHNL 170353Z 19005KT 10SM FEW026 FEW039 BKN048 26/17 A2990 RMK AO2 SLP123 T02560167"]
["PHNL","2019-01-16T18:55:00",78.1,63,59.78,190,6,0,29.91,1012.6,10,"M","SCT","BKN","OVC","M",3200,4600,6000,"M","M","M","M","M","M","M","M",78.1,"PHNL 170453Z 19006KT 10SM SCT032 BKN046 OVC060 26/17 A2991 RMK AO2 SLP126 T02560172"]
["PHNL","2019-01-16T19:55:00",78.1,62.1,57.92,180,6,0,29.92,1013.3,10,"M","FEW","SCT","BKN","M",2600,4800,6000,"M","M","M","M","M","M","M","M",78.1,"PHNL 170553Z 18006KT 10SM FEW026 SCT048 BKN060 26/17 A2992 RMK AO2 SLP133 T02560167 10283 20256 53012"]
["PHNL","2019-01-16T20:55:00",78.1,62.1,57.92,190,9,"T",29.94,1013.7,10,"M","FEW","SCT","BKN","M",3200,4600,6500,"M","M","M","M","M","M","M","M",78.1,"PHNL 170653Z 19009KT 10SM FEW032 SCT046 BKN065 26/17 A2994 RMK AO2 RAB10E20 SLP137 P0000 T02560167"]
["PHNL","2019-01-16T21:55:00",78.1,62.1,57.92,180,8,0,29.93,1013.5,10,"M","FEW","SCT","OVC","M",3300,4800,6000,"M","M","M","M","M","M","M","M",78.1,"PHNL 170753Z 18008KT 140V200 10SM FEW033 SCT048 OVC060 26/17 A2993 RMK AO2 SLP135 T02560167"]
["PHNL","2019-01-16T22:55:00",78.1,61,55.71,190,10,0,29.93,1013.3,10,"M","FEW","SCT","OVC","M",2700,4800,6500,"M","M","M","M","M","M","M","M",78.1,"PHNL 170853Z 19010KT 10SM FEW027 SCT048 OVC065 26/16 A2993 RMK AO2 SLP133 60000 T02560161 50000"]
["PHNL","2019-01-16T23:55:00",77,63,62,230,11,"T",29.93,1013.4,10,"M","FEW","FEW","OVC","M",2500,3800,6000,"M",{"$f":"-RA","v":{"$error":"#NAME?"}},"M","M","M","M","M","M",77,"PHNL 170953Z 23011KT 10SM -RA FEW025 FEW038 OVC060 25/17 A2993 RMK AO2 RAB48 SLP134 P0000 T02500172 402890189"]
["PHNL","2019-01-17T00:55:00",77,63,62,230,7,"T",29.92,1013.3,10,"M","FEW","SCT","OVC","M",2500,4000,6000,"M","M","M","M","M","M","M","M",77,"PHNL 171053Z 23007KT 10SM FEW025 SCT040 OVC060 25/17 A2992 RMK AO2 RAE0958 SLP133 P0000 T02500172"]
["PHNL","2019-01-17T01:55:00",79,59,50.36,210,11,0,29.91,1012.8,10,"M","FEW","FEW","OVC","M",3000,4000,6500,"M","M","M","M","M","M","M","M",79,"PHNL 171153Z 21011KT 10SM FEW030 FEW040 OVC065 26/15 A2991 RMK AO2 SLP128 60000 T02610150 10261 20244 58005"]
["PHNL","2019-01-17T02:55:00",78.1,62.1,57.92,200,13,0,29.9,1012.5,10,20,"FEW","FEW","OVC","M",2500,4000,6500,"M","M","M","M","M","M","M","M",78.1,"PHNL 171253Z 20013G20KT 10SM FEW025 FEW040 OVC065 26/17 A2990 RMK AO2 SLP125 T02560167"]
["PHNL","2019-01-17T03:55:00",78.1,61,55.71,210,16,0,29.9,1012.4,10,22,"FEW","SCT","BKN","M",2500,4000,7000,"M","M","M","M","M","M","M","M",78.1,"PHNL 171353Z 21016G22KT 10SM FEW025 SCT040 BKN070 26/16 A2990 RMK AO2 SLP124 T02560161"]
["PHNL","2019-01-17T04:55:00",78.1,62.1,57.92,230,11,0,29.91,1012.6,10,"M","OVC","M","M","M",7000,"M","M","M","M","M","M","M","M","M","M",78.1,"PHNL 171453Z 23011KT 10SM OVC070 26/17 A2991 RMK AO2 SLP126 T02560167 55002"]
["PHNL","2019-01-17T05:55:00",78.1,62.1,57.92,190,11,0,29.91,1012.7,10,"M","FEW","FEW","BKN","M",2500,4000,7000,"M","M","M","M","M","M","M","M",78.1,"PHNL 171553Z 19011KT 10SM FEW025 FEW040 BKN070 26/17 A2991 RMK AO2 SLP127 T02560167"]
["PHNL","2019-01-17T06:55:00",75,63,66.27,250,18,"T",29.93,1013.5,10,24,"FEW","SCT","BKN","M",2500,4500,7000,"M",{"$f":"-RA","v":{"$error":"#NAME?"}},"M","M","M","M","M","M",75,"PHNL 171653Z 25018G24KT 10SM -RA FEW025 SCT045 BKN070 24/17 A2993 RMK AO2 RAB51 SLP135 P0000 T02390172"]
["PHNL","2019-01-17T07:55:00",77,63,62,200,12,"T",29.94,1013.8,10,"M","FEW","SCT","BKN","M",2500,6000,7000,"M","M","M","M","M","M","M","M",77,"PHNL 171753Z 20012KT 10SM FEW025 SCT060 BKN070 25/17 A2994 RMK AO2 RAE04 SLP138 P0000 60000 T02500172 10261 20233 53012"]
["PHNL","2019-01-17T08:55:00",80.1,66,62.17,220,10,0,29.96,1014.4,10,"M","FEW","SCT","SCT","M",2500,5000,7000,"M","M","M","M","M","M","M","M",82.17,"PHNL 171853Z 22010KT 10SM FEW025 SCT050 SCT070 27/19 A2996 RMK AO2 SLP144 T02670189"]
["PHNL","2019-01-17T09:55:00",82,64,54.5,220,12,0,29.97,1014.8,10,"M","FEW","SCT","SCT","M",2500,5000,7500,"M","M","M","M","M","M","M","M",83.47,"PHNL 171953Z 22012KT 10SM FEW025 SCT050 SCT075 28/18 A2997 RMK AO2 SLP148 T02780178"]
["PHNL","2019-01-17T10:55:00",84,62.1,47.78,220,13,0,29.96,1014.6,10,"M","FEW","FEW","SCT","M",2500,5000,7000,"M","M","M","M","M","M","M","M",84.67,"PHNL 172053Z 22013KT 10SM FEW025 FEW050 SCT070 29/17 A2996 RMK AO2 SLP146 T02890167 50008"]
["PHNL","2019-01-17T11:55:00",82,66,58.43,240,13,0,29.96,1014.3,10,"M","FEW","FEW","SCT","M",2500,5000,7000,"M","M","M","M","M","M","M","M",84.15,"PHNL 172153Z 24013KT 10SM FEW025 FEW050 SCT070 28/19 A2996 RMK AO2 SLP143 T02780189"]
["PHNL","2019-01-17T12:55:00",82.9,66.9,58.55,240,13,0,29.93,1013.5,10,"M","FEW","SCT","M","M",2600,4500,"M","M","M","M","M","M","M","M","M",85.45,"PHNL 172253Z 24013KT 10SM FEW026 SCT045 28/19 A2993 RMK AO2 SLP135 T02830194"]
["PHNL","2019-01-17T13:55:00",82.9,64.9,54.62,230,15,0,29.91,1012.7,10,21,"FEW","SCT","M","M",2700,4700,"M","M","M","M","M","M","M","M","M",84.64,"PHNL 172353Z 23015G21KT 10SM FEW027 SCT047 28/18 A2991 RMK AO2 SLP127 T02830183 10294 20250 58019"]
["PHNL","2019-01-17T14:55:00",84,64,51.08,230,12,0,29.9,1012.6,10,"M","FEW","FEW","SCT","M",2600,3800,4900,"M","M","M","M","M","M","M","M",85.36,"PHNL 180053Z 23012KT 10SM FEW026 FEW038 SCT049 29/18 A2990 RMK AO2 SLP126 T02890178"]
["PHNL","2019-01-17T15:55:00",82,64,54.5,230,14,0,29.91,1012.7,10,"M","SCT","SCT","BKN","M",2600,4700,9000,"M","M","M","M","M","M","M","M",83.47,"PHNL 180153Z 23014KT 10SM SCT026 SCT047 BKN090 28/18 A2991 RMK AO2 SLP127 T02780178"]
["PHNL","2019-01-17T16:55:00",80.1,64.9,59.83,230,12,0,29.92,1013.2,10,"M","SCT","SCT","BKN","BKN",2700,4400,9000,13000,"M","M","M","M","M","M","M",81.91,"PHNL 180253Z 23012KT 10SM SCT027 SCT044 BKN090 BKN130 27/18 A2992 RMK AO2 SLP132 VCSH W-NW-N T02670183 53005"]
["PHNL","2019-01-17T17:25:00",73,63,70.87,330,18,0.01,29.95,"M",2,26,"BKN","BKN","OVC","M",3100,4700,9000,"M",{"$f":"+RA","v":{"$error":"#NAME?"}},"M","M","M",26,340,"2019-01-18T03:15:00",73,"PHNL 180322Z 33018G26KT 2SM +RA BKN031 BKN047 OVC090 23/17 A2995 RMK AO2 PK WND 34026/0315 WSHFT 0307 RAB19 P0001 T02280172"]
["PHNL","2019-01-17T17:30:00",71.1,63,75.58,330,15,0.17,29.95,"M",1.5,25,"SCT","BKN","OVC","M",1800,3200,9000,"M",{"$f":"-RA","v":{"$error":"#NAME?"}},"M","M","M",26,340,"2019-01-18T03:15:00",71.1,"PHNL 180329Z 33015G25KT 1 1/2SM -RA SCT018 BKN032 OVC090 22/17 A2995 RMK AO2 PK WND 34026/0315 WSHFT 0307 TWR VIS 4 RAB19 P0017 T02170172"]
["PHNL","2019-01-17T17:35:00",72,64,75.92,330,12,0.17,29.95,"M",2.5,24,"SCT","BKN","OVC","M",1900,3300,6000,"M",{"$f":"-RA","v":{"$error":"#NAME?"}},"M","M","M",26,340,"2019-01-18T03:15:00",72,"PHNL 180332Z 33012G24KT 2 1/2SM -RA SCT019 BKN033 OVC060 22/18 A2995 RMK AO2 PK WND 34026/0315 WSHFT 0307 RAB19 P0017 T02220178"]
["PHNL","2019-01-17T17:40:00",73,64.9,75.75,350,13,0.17,29.95,"M",10,19,"FEW","BKN","OVC","M",2100,3200,6000,"M","M","M","M","M",26,340,"2019-01-18T03:15:00",73,"PHNL 180339Z 35013G19KT 10SM FEW021 BKN032 OVC060 23/18 A2995 RMK AO2 PK WND 34026/0315 WSHFT 0307 RAB19E37 P0017 T02280183"]
["PHNL","2019-01-17T17:55:00",72,64.9,78.35,340,15,0.17,29.95,1014.3,10,"M","FEW","SCT","BKN","M",2500,4300,6000,"M","M","M","M","M",26,340,"2019-01-18T03:15:00",72,"PHNL 180353Z 34015KT 10SM FEW025 SCT043 BKN060 22/18 A2995 RMK AO2 PK WND 34026/0315 WSHFT 0307 RAB19E37 SLP143 P0017 T02220183"]
["PHNL","2019-01-17T18:55:00",71.1,63,75.58,340,11,0,29.97,1014.7,10,"M","FEW","FEW","M","M",3300,6000,"M","M","M","M","M","M","M","M","M",71.1,"PHNL 180453Z 34011KT 10SM FEW033 FEW060 22/17 A2997 RMK AO2 SLP147 T02170172"]
["PHNL","2019-01-17T19:55:00",73,62.1,68.66,320,8,0,29.99,1015.4,10,"M","SCT","BKN","BKN","M",3300,5500,9500,"M","M","M","M","M","M","M","M",73,"PHNL 180553Z 32008KT 10SM SCT033 BKN055 BKN095 23/17 A2999 RMK AO2 SLP154 60017 T02280167 10294 20217 51023"]
["PHNL","2019-01-17T20:55:00",73,61,66.04,330,6,0,30.01,1016.3,10,"M","SCT","BKN","BKN","M",3400,6000,9000,"M","M","M","M","M","M","M","M",73,"PHNL 180653Z 33006KT 10SM SCT034 BKN060 BKN090 23/16 A3001 RMK AO2 SLP163 T02280161"]
["PHNL","2019-01-17T21:55:00",73,61,66.04,350,8,"T",30.02,1016.5,10,"M","FEW","SCT","BKN","M",2900,4600,6500,"M","M","M","M","M","M","M","M",73,"PHNL 180753Z 35008KT 10SM FEW029 SCT046 BKN065 23/16 A3002 RMK AO2 RAB07E27 SLP165 P0000 T02280161"]
["PHNL","2019-01-17T22:55:00",71.1,62.1,73.22,100,8,0,30.01,1016.1,10,"M","FEW","SCT","BKN","M",2900,4900,7000,"M","M","M","M","M","M","M","M",71.1,"PHNL 180853Z 10008KT 10SM FEW029 SCT049 BKN070 22/17 A3001 RMK AO2 SLP161 60000 T02170167 50007"]
["PHNL","2019-01-17T23:55:00",73.9,64.9,73.49,120,9,0,30,1015.8,10,"M","FEW","BKN","BKN","M",3600,5500,8500,"M","M","M","M","M","M","M","M",73.9,"PHNL 180953Z 12009KT 10SM FEW036 BKN055 BKN085 23/18 A3000 RMK AO2 SLP158 T02330183 402940217"]
["PHNL","2019-01-18T00:55:00",73,64,73.4,330,6,0,30.01,1016,10,"M","FEW","SCT","BKN","M",4500,5500,8500,"M","M","M","M","M","M","M","M",73,"PHNL 181053Z 33006KT 10SM FEW045 SCT055 BKN085 23/18 A3001 RMK AO2 SLP160 T02280178"]
["PHNL","2019-01-18T01:55:00",71.1,62.1,73.22,330,5,0,30.01,1016,10,"M","FEW","SCT","BKN","M",3500,5500,9000,"M","M","M","M","M","M","M","M",71.1,"PHNL 181153Z 33005KT 10SM FEW035 SCT055 BKN090 22/17 A3001 RMK AO2 SLP160 60000 70017 T02170167 10233 20217 55001"]
["PHNL","2019-01-18T02:55:00",70,63,78.46,0,0,0,29.97,1015,10,"M","FEW","FEW","SCT","M",3200,5000,9000,"M","M","M","M","M","M","M","M",70,"PHNL 181253Z 00000KT 10SM FEW032 FEW050 SCT090 21/17 A2997 RMK AO2 SLP150 T02110172"]
["PHNL","2019-01-18T03:55:00",70,63,78.46,320,7,0,30,1015.7,10,"M","FEW","FEW","SCT","M",2800,5000,11000,"M","M","M","M","M","M","M","M",70,"PHNL 181353Z 32007KT 10SM FEW028 FEW050 SCT110 21/17 A3000 RMK AO2 SLP157 T02110172"]
["PHNL","2019-01-18T04:55:00",70,63,78.46,330,4,0,30,1016,10,"M","FEW","FEW","BKN","M",2600,4100,10000,"M","M","M","M","M","M","M","M",70,"PHNL 181453Z 33004KT 10SM FEW026 FEW041 BKN100 21/17 A3000 RMK AO2 SLP160 T02110172 55001"]
["PHNL","2019-01-18T05:55:00",72,64,75.92,350,4,0,30.02,1016.4,10,"M","FEW","SCT","BKN","M",2500,4300,5500,"M","M","M","M","M","M","M","M",72,"PHNL 181553Z 35004KT 10SM FEW025 SCT043 BKN055 22/18 A3002 RMK AO2 SLP164 T02220178"]
["PHNL","2019-01-18T06:55:00",72,64,75.92,340,7,0,30.04,1017.2,10,"M","FEW","SCT","BKN","M",2500,4800,6000,"M","M","M","M","M","M","M","M",72,"PHNL 181653Z 34007KT 10SM FEW025 SCT048 BKN060 22/18 A3004 RMK AO2 SLP172 T02220178"]
["PHNL","2019-01-18T07:55:00",73,64,73.4,360,5,0,30.06,1018,10,"M","FEW","SCT","BKN","M",2500,4500,6000,"M","M","M","M","M","M","M","M",73,"PHNL 181753Z 36005KT 10SM FEW025 SCT045 BKN060 23/18 A3006 RMK AO2 SLP180 T02280178 10228 20206 53020"]
["PHNL","2019-01-18T08:55:00",75.9,64,66.6,320,8,0,30.08,1018.7,10,"M","FEW","SCT","SCT","M",2500,5000,6000,"M","M","M","M","M","M","M","M",75.9,"PHNL 181853Z 32008KT 10SM FEW025 SCT050 SCT060 24/18 A3008 RMK AO2 SLP187 T02440178"]
["PHNL","2019-01-18T09:55:00",78.1,64,61.92,"M",6,0,30.11,1019.5,10,17,"FEW","FEW","SCT","M",2500,5000,11000,"M","M","M","M","M","M","M","M",78.1,"PHNL 181953Z VRB06G17KT 10SM FEW025 FEW050 SCT110 26/18 A3011 RMK AO2 SLP195 T02560178"]
["PHNL","2019-01-18T10:55:00",78.1,63,59.78,50,10,0,30.1,1019.3,10,19,"FEW","FEW","SCT","M",2500,5000,11000,"M","M","M","M","M","M","M","M",78.1,"PHNL 182053Z 05010G19KT 10SM FEW025 FEW050 SCT110 26/17 A3010 RMK AO2 SLP193 T02560172 50013"]
["PHNL","2019-01-18T11:55:00",79,63,58.04,50,14,0,30.08,1018.7,10,21,"FEW","FEW","SCT","M",2500,4500,11000,"M","M","M","M","M","M","M","M",80.54,"PHNL 182153Z 05014G21KT 10SM FEW025 FEW045 SCT110 26/17 A3008 RMK AO2 SLP187 T02610172"]
["PHNL","2019-01-18T12:55:00",80.1,62.1,54.23,50,12,0,30.07,1018.2,10,"M","FEW","SCT","M","M",2500,4500,"M","M","M","M","M","M","M","M","M",81.31,"PHNL 182253Z 05012KT 10SM FEW025 SCT045 27/17 A3007 RMK AO2 SLP182 T02670167"]
["PHNL","2019-01-18T13:55:00",80.1,61,52.16,60,11,0,30.04,1017.1,10,"M","FEW","FEW","SCT","M",2400,3500,4600,"M","M","M","M","M","M","M","M",81.1,"PHNL 182353Z 06011KT 10SM FEW024 FEW035 SCT046 27/16 A3004 RMK AO2 SLP171 T02670161 10272 20228 58022"]
["PHNL","2019-01-18T14:55:00",80.1,62.1,54.23,40,15,0,30.01,1016.1,10,"M","FEW","FEW","M","M",2400,4300,"M","M","M","M","M","M","M","M","M",81.31,"PHNL 190053Z 04015KT 10SM FEW024 FEW043 27/17 A3001 RMK AO2 SLP161 T02670167"]
["PHNL","2019-01-18T15:55:00",80.1,62.1,54.23,30,8,0,29.99,1015.6,10,"M","FEW","FEW","M","M",2500,4600,"M","M","M","M","M","M",27,70,"2019-01-19T01:09:00",81.31,"PHNL 190153Z 03008KT 10SM FEW025 FEW046 27/17 A2999 RMK AO2 PK WND 07027/0109 SLP156 T02670167"]
["PHNL","2019-01-18T16:55:00",79,62.1,56.23,30,10,0,30.01,1016.2,10,"M","FEW","FEW","M","M",2500,4200,"M","M","M","M","M","M","M","M","M",80.41,"PHNL 190253Z 03010KT 10SM FEW025 FEW042 26/17 A3001 RMK AO2 SLP162 T02610167 55008"]
["PHNL","2019-01-18T17:55:00",75.9,62.1,62.3,60,12,0,30.03,1016.9,10,"M","FEW","FEW","M","M",2400,3800,"M","M","M","M","M","M","M","M","M",75.9,"PHNL 190353Z 06012KT 10SM FEW024 FEW038 24/17 A3003 RMK AO2 SLP169 T02440167"]
["PHNL","2019-01-18T18:55:00",73.9,62.1,66.61,40,6,0,30.05,1017.4,10,"M","FEW","M","M","M",2400,"M","M","M","M","M","M","M","M","M","M",73.9,"PHNL 190453Z 04006KT 10SM FEW024 23/17 A3005 RMK AO2 SLP174 T02330167"]
["PHNL","2019-01-18T19:55:00",73.9,63,68.76,40,10,0,30.07,1018.3,10,"M","FEW","M","M","M",2500,"M","M","M","M","M","M","M","M","M","M",73.9,"PHNL 190553Z 04010KT 10SM FEW025 23/17 A3007 RMK AO2 SLP183 T02330172 10272 20233 53021 $"]
["PHNL","2019-01-18T20:55:00",73.9,64,71.21,40,7,0,30.09,1018.8,10,"M","FEW","M","M","M",2400,"M","M","M","M","M","M","M","M","M","M",73.9,"PHNL 190653Z 04007KT 10SM FEW024 23/18 A3009 RMK AO2 SLP188 T02330178 $"]
["PHNL","2019-01-18T21:55:00",73.9,64,71.21,40,6,0,30.1,1019.3,10,"M","FEW","M","M","M",2600,"M","M","M","M","M","M","M","M","M","M",73.9,"PHNL 190753Z 04006KT 10SM FEW026 23/18 A3010 RMK AO2 SLP193 T02330178 $"]
["PHNL","2019-01-18T22:55:00",73.9,63,68.76,250,4,0,30.11,1019.6,10,"M","FEW","M","M","M",2500,"M","M","M","M","M","M","M","M","M","M",73.9,"PHNL 190853Z 25004KT 10SM FEW025 23/17 A3011 RMK AO2 SLP196 T02330172 51013 $"]
["PHNL","2019-01-18T23:55:00",73.9,62.1,66.61,50,9,0,30.11,1019.6,10,"M","FEW","M","M","M",2400,"M","M","M","M","M","M","M","M","M","M",73.9,"PHNL 190953Z 05009KT 10SM FEW024 23/17 A3011 RMK AO2 SLP196 T02330167 402720206 $"]
["PHNL","2019-01-19T00:55:00",73,63,70.87,30,6,0,30.1,1019.3,10,"M","FEW","M","M","M",2300,"M","M","M","M","M","M","M","M","M","M",73,"PHNL 191053Z 03006KT 10SM FEW023 23/17 A3010 RMK AO2 SLP193 T02280172 $"]
["PHNL","2019-01-19T01:55:00",73,63,70.87,30,3,0,30.09,1018.9,10,"M","FEW","M","M","M",2300,"M","M","M","M","M","M","M","M","M","M",73,"PHNL 191153Z 03003KT 10SM FEW023 23/17 A3009 RMK AO2 SLP189 T02280172 10233 20228 58008 $"]
["PHNL","2019-01-19T02:55:00",71.1,62.1,73.22,260,3,0,30.07,1018.3,10,"M","FEW","M","M","M",2300,"M","M","M","M","M","M","M","M","M","M",71.1,"PHNL 191253Z 26003KT 10SM FEW023 22/17 A3007 RMK AO2 SLP183 T02170167 $"]
["PHNL","2019-01-19T03:55:00",71.1,62.1,73.22,0,0,0,30.08,1018.5,10,"M","FEW","M","M","M",2200,"M","M","M","M","M","M","M","M","M","M",71.1,"PHNL 191353Z 00000KT 10SM FEW022 22/17 A3008 RMK AO2 SLP185 T02170167 $"]
["PHNL","2019-01-19T04:55:00",69.1,62.1,78.39,270,3,0,30.08,1018.6,10,"M","FEW","M","M","M",2200,"M","M","M","M","M","M","M","M","M","M",69.1,"PHNL 191453Z 27003KT 10SM FEW022 21/17 A3008 RMK AO2 SLP186 T02060167 55003 $"]
["PHNL","2019-01-19T05:55:00",69.1,63,80.92,0,0,0,30.08,1018.7,10,"M","FEW","M","M","M",2200,"M","M","M","M","M","M","M","M","M","M",69.1,"PHNL 191553Z 00000KT 10SM FEW022 21/17 A3008 RMK AO2 SLP187 T02060172 $"]
["PHNL","2019-01-19T06:55:00",70,63,78.46,100,3,0,30.1,1019.2,10,"M","FEW","FEW","M","M",2200,4000,"M","M","M","M","M","M","M","M","M",70,"PHNL 191653Z 10003KT 10SM FEW022 FEW040 21/17 A3010 RMK AO2 SLP192 T02110172 $"]
["PHNL","2019-01-19T07:55:00",73.9,64.9,73.49,70,8,0,30.1,1019.3,10,"M","FEW","FEW","FEW","M",2400,4100,5000,"M","M","M","M","M","M","M","M",73.9,"PHNL 191753Z 07008KT 10SM FEW024 FEW041 FEW050 23/18 A3010 RMK AO2 SLP193 VCSH N-E T02330183 10233 20200 51007 $"]
["PHNL","2019-01-19T08:55:00",77,64,64.21,80,11,0,30.11,1019.5,10,"M","FEW","FEW","M","M",2500,3200,"M","M","M","M","M","M","M","M","M",77,"PHNL 191853Z 08011KT 10SM FEW025 FEW032 25/18 A3011 RMK AO2 SLP195 VCSH N-E T02500178 $"]
["PHNL","2019-01-19T09:55:00",79,64,60.11,70,14,0,30.12,1019.8,10,"M","FEW","FEW","FEW","M",2500,3800,5000,"M","M","M","M","M","M","M","M",80.69,"PHNL 191953Z 07014KT 10SM FEW025 FEW038 FEW050 26/18 A3012 RMK AO2 SLP198 VCSH N-E T02610178 $"]
["PHNL","2019-01-19T10:55:00",81,64.9,58.1,60,15,0,30.1,1019.3,10,"M","FEW","FEW","SCT","M",2500,3000,5000,"M","M","M","M","M","M","M","M",82.79,"PHNL 192053Z 06015KT 10SM FEW025 FEW030 SCT050 27/18 A3010 RMK AO2 SLP193 VCSH N-E T02720183 50000 $"]
["PHNL","2019-01-19T11:55:00",81,64,56.3,60,16,0,30.09,1018.7,10,21,"FEW","FEW","SCT","M",2500,3200,4800,"M","M","M","M","M","M","M","M",82.54,"PHNL 192153Z 06016G21KT 10SM FEW025 FEW032 SCT048 27/18 A3009 RMK AO2 SLP187 VCSH N-E T02720178 $"]
["PHNL","2019-01-19T12:55:00",82,64,54.5,60,16,0,30.06,1017.7,10,20,"FEW","FEW","SCT","M",2600,3300,5000,"M","M","M","M","M","M","M","M",83.47,"PHNL 192253Z 06016G20KT 10SM FEW026 FEW033 SCT050 28/18 A3006 RMK AO2 SLP177 VCSH N-E T02780178 $"]
["PHNL","2019-01-19T13:55:00",82.9,64,52.93,60,13,0,30.02,1016.6,10,"M","FEW","SCT","BKN","M",3400,4300,5000,"M","M","M","M","M","M","M","M",84.32,"PHNL 192353Z 06013KT 10SM FEW034 SCT043 BKN050 28/18 A3002 RMK AO2 SLP166 VCSH NE-E T02830178 10283 20233 58027 $"]
["PHNL","2019-01-19T14:55:00",81,63,54.36,50,15,0,30,1015.9,10,19,"FEW","SCT","BKN","M",3900,4500,5500,"M","M","M","M","M","M","M","M",82.28,"PHNL 200053Z 05015G19KT 10SM FEW039 SCT045 BKN055 27/17 A3000 RMK AO2 SLP159 VCSH NE-E T02720172 $"]
["PHNL","2019-01-19T15:55:00",81,63,54.36,50,13,0,30,1015.8,10,"M","FEW","SCT","BKN","M",3300,4300,5500,"M","M","M","M","M","M","M","M",82.28,"PHNL 200153Z 05013KT 10SM FEW033 SCT043 BKN055 27/17 A3000 RMK AO2 SLP158 T02720172 $"]
["PHNL","2019-01-19T16:55:00",80.1,64,57.98,60,14,0,30.01,1016.1,10,"M","FEW","SCT","BKN","M",2500,4400,5500,"M","M","M","M","M","M","M","M",81.71,"PHNL 200253Z 06014KT 10SM FEW025 SCT044 BKN055 27/18 A3001 RMK AO2 SLP161 T02670178 55005 $"]
["PHNL","2019-01-19T17:55:00",78.1,64,61.92,60,12,0,30.02,1016.3,10,"M","FEW","FEW","SCT","M",2400,4100,4800,"M","M","M","M","M","M","M","M",78.1,"PHNL 200353Z 06012KT 10SM FEW024 FEW041 SCT048 26/18 A3002 RMK AO2 SLP163 T02560178 $"]
["PHNL","2019-01-19T18:55:00",75.9,64.9,68.73,60,10,0,30.03,1016.8,10,"M","FEW","FEW","M","M",3200,4300,"M","M","M","M","M","M","M","M","M",75.9,"PHNL 200453Z 06010KT 10SM FEW032 FEW043 24/18 A3003 RMK AO2 SLP168 T02440183 $"]
["PHNL","2019-01-19T19:55:00",75.9,64.9,68.73,60,8,0,30.05,1017.6,10,"M","FEW","SCT","M","M",2700,4500,"M","M","M","M","M","M","M","M","M",75.9,"PHNL 200553Z 06008KT 10SM FEW027 SCT045 24/18 A3005 RMK AO2 SLP176 T02440183 10278 20244 53015 $"]
["PHNL","2019-01-19T20:55:00",75,66,73.59,60,8,0,30.07,1018.2,10,"M","FEW","SCT","M","M",2600,4200,"M","M","M","M","M","M","M","M","M",75,"PHNL 200653Z 06008KT 10SM FEW026 SCT042 24/19 A3007 RMK AO2 SLP182 T02390189 $"]
["PHNL","2019-01-19T21:55:00",75,66,73.59,60,6,0,30.08,1018.6,10,"M","FEW","SCT","M","M",2400,3800,"M","M","M","M","M","M","M","M","M",75,"PHNL 200753Z 06006KT 10SM FEW024 SCT038 24/19 A3008 RMK AO2 SLP186 T02390189 $"]
["PHNL","2019-01-19T22:55:00",73,64.9,75.75,60,5,0,30.09,1018.7,10,"M","FEW","M","M","M",2400,"M","M","M","M","M","M","M","M","M","M",73,"PHNL 200853Z 06005KT 10SM FEW024 23/18 A3009 RMK AO2 SLP187 T02280183 51011 $"]
["PHNL","2019-01-19T23:55:00",73,66,78.7,60,5,0,30.08,1018.4,10,"M","FEW","SCT","M","M",2300,5000,"M","M","M","M","M","M","M","M","M",73,"PHNL 200953Z 06005KT 10SM FEW023 SCT050 23/19 A3008 RMK AO2 SLP184 T02280189 402830200 $"]
["PHNL","2019-01-20T00:55:00",71.1,64.9,80.78,70,4,0,30.06,1017.8,10,"M","FEW","M","M","M",2200,"M","M","M","M","M","M","M","M","M","M",71.1,"PHNL 201053Z 07004KT 10SM FEW022 22/18 A3006 RMK AO2 SLP178 T02170183 $"]
["PHNL","2019-01-20T01:55:00",72,64.9,78.35,50,3,0,30.04,1017.2,10,"M","FEW","M","M","M",2300,"M","M","M","M","M","M","M","M","M","M",72,"PHNL 201153Z 05003KT 10SM FEW023 22/18 A3004 RMK AO2 SLP172 T02220183 10244 20211 58015 $"]
["PHNL","2019-01-20T02:55:00",70,64,81.27,250,3,0,30.02,1016.6,10,"M","FEW","FEW","M","M",2100,3700,"M","M","M","M","M","M","M","M","M",70,"PHNL 201253Z 25003KT 10SM FEW021 FEW037 21/18 A3002 RMK AO2 SLP166 T02110178 $"]
["PHNL","2019-01-20T03:55:00",71.1,64.9,80.78,350,4,0,30.03,1016.8,10,"M","FEW","FEW","M","M",2100,3900,"M","M","M","M","M","M","M","M","M",71.1,"PHNL 201353Z 35004KT 10SM FEW021 FEW039 22/18 A3003 RMK AO2 SLP168 T02170183 $"]
["PHNL","2019-01-20T04:55:00",71.1,64.9,80.78,340,4,0,30.02,1016.7,10,"M","FEW","FEW","M","M",2200,3900,"M","M","M","M","M","M","M","M","M",71.1,"PHNL 201453Z 34004KT 10SM FEW022 FEW039 22/18 A3002 RMK AO2 SLP167 T02170183 56006 $"]
["PHNL","2019-01-20T05:55:00",68,64,87.03,350,3,0,30.03,1016.8,10,"M","FEW","FEW","M","M",2200,4000,"M","M","M","M","M","M","M","M","M",68,"PHNL 201553Z 35003KT 10SM FEW022 FEW040 20/18 A3003 RMK AO2 SLP168 T02000178 $"]
["PHNL","2019-01-20T06:55:00",69.1,64.9,86.48,0,0,0,30.03,1017,10,"M","FEW","M","M","M",2100,"M","M","M","M","M","M","M","M","M","M",69.1,"PHNL 201653Z 00000KT 10SM FEW021 21/18 A3003 RMK AO2 SLP170 T02060183 $"]
["PHNL","2019-01-20T07:55:00",71.1,66,83.93,10,5,0,30.04,1017.1,10,"M","FEW","M","M","M",2600,"M","M","M","M","M","M","M","M","M","M",71.1,"PHNL 201753Z 01005KT 10SM FEW026 22/19 A3004 RMK AO2 SLP171 T02170189 10222 20200 53004 $"]
["PHNL","2019-01-20T08:55:00",75.9,66,71.41,0,0,0,30.05,1017.5,10,"M","FEW","M","M","M",2500,"M","M","M","M","M","M","M","M","M","M",75.9,"PHNL 201853Z 00000KT 10SM FEW025 24/19 A3005 RMK AO2 SLP175 T02440189 $"]
["PHNL","2019-01-20T09:55:00",79,68,69.07,180,4,0,30.07,1018.1,10,"M","FEW","FEW","M","M",2600,4400,"M","M","M","M","M","M","M","M","M",81.35,"PHNL 201953Z 18004KT 10SM FEW026 FEW044 26/20 A3007 RMK AO2 SLP181 T02610200 $"]
["PHNL","2019-01-20T10:55:00",82,66.9,60.28,140,9,0,30.06,1017.8,10,14,"FEW","SCT","BKN","M",2800,4100,5000,"M","M","M","M","M","M","M","M",84.48,"PHNL 202053Z 14009G14KT 10SM FEW028 SCT041 BKN050 28/19 A3006 RMK AO2 SLP178 VCSH NE-E T02780194 50007 $"]
["PHNL","2019-01-20T11:55:00",82,64,54.5,160,10,0,30.04,1017,10,"M","FEW","FEW","SCT","M",2600,4100,5000,"M","M","M","M","M","M","M","M",83.47,"PHNL 202153Z 16010KT 10SM FEW026 FEW041 SCT050 28/18 A3004 RMK AO2 SLP170 VCSH NE-E T02780178 $"]
["PHNL","2019-01-20T12:55:00",82,64,54.5,160,9,0,30.01,1016.2,10,"M","FEW","FEW","FEW","M",2700,4100,5000,"M","M","M","M","M","M","M","M",83.47,"PHNL 202253Z 16009KT 10SM FEW027 FEW041 FEW050 28/18 A3001 RMK AO2 SLP162 T02780178 $"]
["PHNL","2019-01-20T13:55:00",82.9,63,51.1,160,10,0,29.98,1015.2,10,"M","FEW","FEW","FEW","M",3100,4100,4900,"M","M","M","M","M","M","M","M",83.98,"PHNL 202353Z 16010KT 10SM FEW031 FEW041 FEW049 28/17 A2998 RMK AO2 SLP152 VCSH NE T02830172 10289 20217 58026 $"]
["PHNL","2019-01-20T14:55:00",82.9,64.9,54.62,180,9,0,29.97,1014.7,10,"M","FEW","FEW","M","M",3500,4900,"M","M","M","M","M","M","M","M","M",84.64,"PHNL 210053Z 18009KT 10SM FEW035 FEW049 28/18 A2997 RMK AO2 SLP147 VCSH NE T02830183 $"]
["PHNL","2019-01-20T15:55:00",81,66,60.37,170,8,0,29.97,1014.6,10,"M","FEW","SCT","M","M",3300,4600,"M","M","M","M","M","M","M","M","M",83.11,"PHNL 210153Z 17008KT 10SM FEW033 SCT046 27/19 A2997 RMK AO2 SLP146 T02720189 $"]
["PHNL","2019-01-20T16:55:00",81,66.9,62.28,200,5,0,29.98,1015.1,10,"M","FEW","SCT","SCT","M",3000,3900,4900,"M","M","M","M","M","M","M","M",83.4,"PHNL 210253Z 20005KT 10SM FEW030 SCT039 SCT049 27/19 A2998 RMK AO2 SLP151 T02720194 55001 $"]
["PHNL","2019-01-20T17:55:00",79,66.9,66.49,0,0,0,29.99,1015.5,10,"M","FEW","FEW","SCT","M",2600,4100,5000,"M","M","M","M","M","M","M","M",81.16,"PHNL 210353Z 00000KT 10SM FEW026 FEW041 SCT050 26/19 A2999 RMK AO2 SLP155 T02610194 $"]
["PHNL","2019-01-20T18:55:00",78.1,66.9,68.49,0,0,0,30,1015.8,10,"M","FEW","FEW","M","M",2600,3800,"M","M","M","M","M","M","M","M","M",78.1,"PHNL 210453Z 00000KT 10SM FEW026 FEW038 26/19 A3000 RMK AO2 SLP158 T02560194 $"]
["PHNL","2019-01-20T19:55:00",75.9,66,71.41,30,3,0,30.01,1016.3,10,"M","FEW","M","M","M",4200,"M","M","M","M","M","M","M","M","M","M",75.9,"PHNL 210553Z 03003KT 10SM FEW042 24/19 A3001 RMK AO2 SLP163 T02440189 10289 20244 53013 $"]
["PHNL","2019-01-20T20:55:00",75.9,66,71.41,0,0,0,30.03,1016.7,10,"M","SCT","M","M","M",4800,"M","M","M","M","M","M","M","M","M","M",75.9,"PHNL 210653Z 00000KT 10SM SCT048 24/19 A3003 RMK AO2 SLP167 T02440189 $"]
["PHNL","2019-01-20T21:55:00",73.9,64.9,73.49,20,3,0,30.02,1016.6,10,"M","FEW","M","M","M",4700,"M","M","M","M","M","M","M","M","M","M",73.9,"PHNL 210753Z 02003KT 10SM FEW047 23/18 A3002 RMK AO2 SLP166 T02330183 $"]
["PHNL","2019-01-20T22:55:00",73,64.9,75.75,0,0,0,30.03,1016.9,10,"M","SCT","M","M","M",3700,"M","M","M","M","M","M","M","M","M","M",73,"PHNL 210853Z 00000KT 10SM SCT037 23/18 A3003 RMK AO2 SLP169 T02280183 51006 $"]
["PHNL","2019-01-20T23:55:00",72,64,75.92,0,0,0,30.03,1016.7,10,"M","FEW","M","M","M",3700,"M","M","M","M","M","M","M","M","M","M",72,"PHNL 210953Z 00000KT 10SM FEW037 22/18 A3003 RMK AO2 SLP167 T02220178 402890200 $"]
["PHNL","2019-01-21T00:55:00",72,64,75.92,320,4,0,30.03,1016.9,10,"M","FEW","BKN","M","M",3800,5000,"M","M","M","M","M","M","M","M","M",72,"PHNL 211053Z 32004KT 10SM FEW038 BKN050 22/18 A3003 RMK AO2 SLP169 T02220178 $"]
["PHNL","2019-01-21T01:55:00",70,64,81.27,0,0,0,30.02,1016.4,10,"M","SCT","M","M","M",5500,"M","M","M","M","M","M","M","M","M","M",70,"PHNL 211153Z 00000KT 10SM SCT055 21/18 A3002 RMK AO2 SLP164 T02110178 10250 20211 58004 $"]
["PHNL","2019-01-21T02:55:00",70,64,81.27,0,0,0,30.01,1016.2,10,"M","CLR","M","M","M","M","M","M","M","M","M","M","M","M","M","M",70,"PHNL 211253Z 00000KT 10SM CLR 21/18 A3001 RMK AO2 SLP162 T02110178 $"]
["PHNL","2019-01-21T03:55:00",69.1,63,80.92,340,3,0,30.01,1016.1,10,"M","FEW","M","M","M",4000,"M","M","M","M","M","M","M","M","M","M",69.1,"PHNL 211353Z 34003KT 10SM FEW040 21/17 A3001 RMK AO2 SLP161 T02060172 $"]
["PHNL","2019-01-21T04:55:00",69.1,64,83.81,350,4,0,30.02,1016.3,10,"M","FEW","M","M","M",3400,"M","M","M","M","M","M","M","M","M","M",69.1,"PHNL 211453Z 35004KT 10SM FEW034 21/18 A3002 RMK AO2 SLP163 T02060178 55001 $"]
["PHNL","2019-01-21T05:55:00",68,63,84.03,360,6,0,30.02,1016.5,10,"M","FEW","M","M","M",4500,"M","M","M","M","M","M","M","M","M","M",68,"PHNL 211553Z 36006KT 10SM FEW045 20/17 A3002 RMK AO2 SLP165 T02000172 $"]
["PHNL","2019-01-21T06:55:00",68,62.1,81.41,350,4,0,30.03,1016.9,10,"M","FEW","M","M","M",3500,"M","M","M","M","M","M","M","M","M","M",68,"PHNL 211653Z 35004KT 10SM FEW035 20/17 A3003 RMK AO2 SLP169 T02000167 $"]
["PHNL","2019-01-21T07:55:00",70,64,81.27,"M",5,0,30.04,1017.3,10,"M","FEW","M","M","M",5000,"M","M","M","M","M","M","M","M","M","M",70,"PHNL 211753Z VRB05KT 10SM FEW050 21/18 A3004 RMK AO2 SLP173 T02110178 10217 20200 53010 $"]
["PHNL","2019-01-21T08:55:00",75,64,68.64,340,3,0,30.06,1017.8,10,"M","FEW","FEW","M","M",4000,5000,"M","M","M","M","M","M","M","M","M",75,"PHNL 211853Z 34003KT 10SM FEW040 FEW050 24/18 A3006 RMK AO2 SLP178 T02390178 $"]
["PHNL","2019-01-21T09:55:00",81,63,54.36,330,4,0,30.06,1017.9,10,"M","FEW","M","M","M",3900,"M","M","M","M","M","M","M","M","M","M",82.28,"PHNL 211953Z 33004KT 10SM FEW039 27/17 A3006 RMK AO2 SLP179 T02720172 $"]
["PHNL","2019-01-21T10:55:00",82,63,52.62,230,9,0,30.06,1017.9,10,"M","FEW","FEW","M","M",4100,4800,"M","M","M","M","M","M","M","M","M",83.17,"PHNL 212053Z 23009KT 10SM FEW041 FEW048 28/17 A3006 RMK AO2 SLP179 T02780172 51006 $"]
["PHNL","2019-01-21T11:55:00",82,64,54.5,220,6,0,30.05,1017.6,10,"M","FEW","FEW","SCT","M",4200,5000,24000,"M","M","M","M","M","M","M","M",83.47,"PHNL 212153Z 22006KT 10SM FEW042 FEW050 SCT240 28/18 A3005 RMK AO2 SLP176 T02780178 $"]
["PHNL","2019-01-21T12:55:00",82,64,54.5,240,8,0,30.04,1017.3,10,"M","FEW","FEW","SCT","M",3600,5500,20000,"M","M","M","M","M","M","M","M",83.47,"PHNL 212253Z 24008KT 10SM FEW036 FEW055 SCT200 28/18 A3004 RMK AO2 SLP173 T02780178 $"]
["PHNL","2019-01-21T13:55:00",82.9,64.9,54.62,230,11,0,30.02,1016.5,10,"M","CLR","M","M","M","M","M","M","M","M","M","M","M","M","M","M",84.64,"PHNL 212353Z 23011KT 10SM CLR 28/18 A3002 RMK AO2 SLP165 T02830183 10289 20211 58015 $"]
["PHNL","2019-01-21T14:55:00",82.9,64,52.93,230,9,0,30.01,1016.2,10,"M","FEW","FEW","SCT","M",2800,4900,13000,"M","M","M","M","M","M","M","M",84.32,"PHNL 220053Z 23009KT 10SM FEW028 FEW049 SCT130 28/18 A3001 RMK AO2 SLP162 T02830178 $"]
["PHNL","2019-01-21T15:55:00",82.9,62.1,49.51,230,8,0,30,1015.9,10,"M","FEW","SCT","M","M",2600,13000,"M","M","M","M","M","M","M","M","M",83.7,"PHNL 220153Z 23008KT 10SM FEW026 SCT130 28/17 A3000 RMK AO2 SLP159 T02830167 $"]
["PHNL","2019-01-21T16:55:00",81,64,56.3,220,8,0,30,1015.8,10,"M","FEW","FEW","M","M",3100,12000,"M","M","M","M","M","M","M","M","M",82.54,"PHNL 220253Z 22008KT 10SM FEW031 FEW120 27/18 A3000 RMK AO2 SLP158 T02720178 56006 $"]
["PHNL","2019-01-21T17:55:00",80.1,64.9,59.83,190,3,0,30,1015.9,10,"M","FEW","FEW","SCT","M",2800,5500,13000,"M","M","M","M","M","M","M","M",81.91,"PHNL 220353Z 19003KT 10SM FEW028 FEW055 SCT130 27/18 A3000 RMK AO2 SLP159 T02670183 $"]
["PHNL","2019-01-21T18:55:00",77,66,68.85,100,5,0,30.01,1016,10,"M","FEW","FEW","M","M",2900,4200,"M","M","M","M","M","M","M","M","M",77,"PHNL 220453Z 10005KT 10SM FEW029 FEW042 25/19 A3001 RMK AO2 SLP160 T02500189 $"]
["PHNL","2019-01-21T19:55:00",77,64.9,66.27,"M",3,0,30.03,1016.8,10,"M","FEW","M","M","M",2600,"M","M","M","M","M","M","M","M","M","M",77,"PHNL 220553Z VRB03KT 10SM FEW026 25/18 A3003 RMK AO2 SLP168 T02500183 10289 20250 53009 $"]
["PHNL","2019-01-21T20:55:00",75,64,68.64,50,5,0,30.04,1017.1,10,"M","FEW","M","M","M",2400,"M","M","M","M","M","M","M","M","M","M",75,"PHNL 220653Z 05005KT 10SM FEW024 24/18 A3004 RMK AO2 SLP171 T02390178 $"]
["PHNL","2019-01-21T21:55:00",75,63,66.27,350,3,0,30.05,1017.4,10,"M","FEW","M","M","M",2400,"M","M","M","M","M","M","M","M","M","M",75,"PHNL 220753Z 35003KT 10SM FEW024 24/17 A3005 RMK AO2 SLP174 T02390172 $"]
["PHNL","2019-01-21T22:55:00",73.9,64,71.21,0,0,0,30.04,1017.2,10,"M","FEW","FEW","M","M",2600,5000,"M","M","M","M","M","M","M","M","M",73.9,"PHNL 220853Z 00000KT 10SM FEW026 FEW050 23/18 A3004 RMK AO2 SLP172 T02330178 50004 $"]
["PHNL","2019-01-21T23:55:00",71.1,64,78.28,"M",4,0,30.03,1016.9,10,"M","FEW","M","M","M",2400,"M","M","M","M","M","M","M","M","M","M",71.1,"PHNL 220953Z VRB04KT 10SM FEW024 22/18 A3003 RMK AO2 SLP169 T02170178 402890200 $"]
["PHNL","2019-01-22T00:55:00",71.1,64.9,80.78,320,5,0,30.03,1016.8,10,"M","FEW","M","M","M",2500,"M","M","M","M","M","M","M","M","M","M",71.1,"PHNL 221053Z 32005KT 10SM FEW025 22/18 A3003 RMK AO2 SLP168 T02170183 $"]
["PHNL","2019-01-22T01:55:00",71.1,63,75.58,320,5,0,30.03,1016.9,10,"M","FEW","M","M","M",2600,"M","M","M","M","M","M","M","M","M","M",71.1,"PHNL 221153Z 32005KT 10SM FEW026 22/17 A3003 RMK AO2 SLP169 T02170172 10250 20211 55003 $"]
["PHNL","2019-01-22T02:55:00",70,63,78.46,0,0,0,30.02,1016.6,10,"M","FEW","M","M","M",2500,"M","M","M","M","M","M","M","M","M","M",70,"PHNL 221253Z 00000KT 10SM FEW025 21/17 A3002 RMK AO2 SLP166 T02110172 $"]
["PHNL","2019-01-22T03:55:00",70,64,81.27,340,5,0,30,1016,10,"M","CLR","M","M","M","M","M","M","M","M","M","M","M","M","M","M",70,"PHNL 221353Z 34005KT 10SM CLR 21/18 A3000 RMK AO2 SLP160 T02110178 $"]
["PHNL","2019-01-22T04:55:00",70,64,81.27,350,3,0,30.01,1016,10,"M","FEW","M","M","M",2300,"M","M","M","M","M","M","M","M","M","M",70,"PHNL 221453Z 35003KT 10SM FEW023 21/18 A3001 RMK AO2 SLP160 T02110178 55008 $"]
["PHNL","2019-01-22T05:55:00",69.1,64,83.81,330,4,0,30.02,1016.6,10,"M","FEW","SCT","M","M",2000,4500,"M","M","M","M","M","M","M","M","M",69.1,"PHNL 221553Z 33004KT 10SM FEW020 SCT045 21/18 A3002 RMK AO2 SLP166 T02060178 $"]
["PHNL","2019-01-22T06:55:00",70,64,81.27,360,4,0,30.04,1017.1,10,"M","FEW","SCT","M","M",2500,4000,"M","M","M","M","M","M","M","M","M",70,"PHNL 221653Z 36004KT 10SM FEW025 SCT040 21/18 A3004 RMK AO2 SLP171 T02110178 $"]
["PHNL","2019-01-22T07:55:00",72,64.9,78.35,350,3,0,30.05,1017.5,10,"M","FEW","SCT","M","M",2500,3100,"M","M","M","M","M","M","M","M","M",72,"PHNL 221753Z 35003KT 10SM FEW025 SCT031 22/18 A3005 RMK AO2 SLP175 T02220183 10222 20194 51015 $"]
["PHNL","2019-01-22T08:55:00",75.9,66,71.41,310,3,0,30.04,1017.2,10,"M","FEW","SCT","M","M",2400,4500,"M","M","M","M","M","M","M","M","M",75.9,"PHNL 221853Z 31003KT 10SM FEW024 SCT045 24/19 A3004 RMK AO2 SLP172 T02440189"]
["PHNL","2019-01-22T09:55:00",79,64.9,62.03,"M",6,0,30.05,1017.4,10,"M","FEW","SCT","M","M",2500,3500,"M","M","M","M","M","M","M","M","M",80.83,"PHNL 221953Z VRB06KT 10SM FEW025 SCT035 26/18 A3005 RMK AO2 SLP174 T02610183"]
["PHNL","2019-01-22T10:55:00",80.1,64.9,59.83,140,6,0,30.06,1017.8,10,"M","FEW","FEW","M","M",2500,4000,"M","M","M","M","M","M","M","M","M",81.91,"PHNL 222053Z 14006KT 10SM FEW025 FEW040 27/18 A3006 RMK AO2 SLP178 T02670183 53003"]
["PHNL","2019-01-22T11:55:00",81,66,60.37,"M",6,0,30.05,1017.5,10,"M","FEW","SCT","M","M",2500,4000,"M","M","M","M","M","M","M","M","M",83.11,"PHNL 222153Z VRB06KT 10SM FEW025 SCT040 27/19 A3005 RMK AO2 SLP175 T02720189"]
["PHNL","2019-01-22T12:55:00",81,66,60.37,180,7,0,30.04,1017.2,10,"M","FEW","SCT","M","M",2500,4000,"M","M","M","M","M","M","M","M","M",83.11,"PHNL 222253Z 18007KT 140V200 10SM FEW025 SCT040 27/19 A3004 RMK AO2 SLP172 T02720189"]
["PHNL","2019-01-22T13:55:00",82,66.9,60.28,170,8,0,30.01,1016.3,10,"M","FEW","FEW","SCT","M",2600,3800,4900,"M","M","M","M","M","M","M","M",84.48,"PHNL 222353Z 17008KT 10SM FEW026 FEW038 SCT049 28/19 A3001 RMK AO2 SLP163 T02780194 10283 20222 58015"]
["PHNL","2019-01-22T14:55:00",80.1,66.9,64.14,150,10,0,29.99,1015.4,10,"M","FEW","SCT","M","M",2500,4400,"M","M","M","M","M","M","M","M","M",82.4,"PHNL 230053Z 15010KT 10SM FEW025 SCT044 27/19 A2999 RMK AO2 SLP154 T02670194"]
["PHNL","2019-01-22T15:55:00",82,66.9,60.28,170,9,0,29.99,1015.6,10,"M","FEW","FEW","SCT","M",2600,3800,4600,"M","M","M","M","M","M","M","M",84.48,"PHNL 230153Z 17009KT 10SM FEW026 FEW038 SCT046 28/19 A2999 RMK AO2 SLP156 T02780194"]
["PHNL","2019-01-22T16:55:00",80.1,66,62.17,170,9,0,29.99,1015.4,10,"M","FEW","FEW","SCT","M",2500,3800,4900,"M","M","M","M","M","M","M","M",82.17,"PHNL 230253Z 17009KT 10SM FEW025 FEW038 SCT049 27/19 A2999 RMK AO2 SLP154 T02670189 56009"]
["PHNL","2019-01-22T17:55:00",79,66.9,66.49,230,7,0,30,1015.7,10,"M","FEW","SCT","BKN","M",2500,3900,6000,"M","M","M","M","M","M","M","M",81.16,"PHNL 230353Z 23007KT 10SM FEW025 SCT039 BKN060 26/19 A3000 RMK AO2 SLP157 T02610194"]
["PHNL","2019-01-22T18:55:00",78.1,64,61.92,20,7,0,30.02,1016.6,10,"M","FEW","SCT","BKN","M",3200,4300,5500,"M","M","M","M","M","M","M","M",78.1,"PHNL 230453Z 02007KT 10SM FEW032 SCT043 BKN055 26/18 A3002 RMK AO2 SLP166 T02560178"]
["PHNL","2019-01-22T19:55:00",77,64,64.21,0,0,0,30.04,1017,10,"M","FEW","M","M","M",3600,"M","M","M","M","M","M","M","M","M","M",77,"PHNL 230553Z 00000KT 10SM FEW036 25/18 A3004 RMK AO2 SLP170 T02500178 10278 20250 53017"]
["PHNL","2019-01-22T20:55:00",75.9,63,64.31,30,3,0,30.05,1017.4,10,"M","FEW","M","M","M",2600,"M","M","M","M","M","M","M","M","M","M",75.9,"PHNL 230653Z 03003KT 10SM FEW026 24/17 A3005 RMK AO2 SLP174 T02440172"]
["PHNL","2019-01-22T21:55:00",73,63,70.87,"M",3,0,30.05,1017.6,10,"M","SCT","M","M","M",22000,"M","M","M","M","M","M","M","M","M","M",73,"PHNL 230753Z VRB03KT 10SM SCT220 23/17 A3005 RMK AO2 SLP176 T02280172"]
["PHNL","2019-01-22T22:55:00",73,64,73.4,310,3,0,30.05,1017.4,10,"M","FEW","FEW","M","M",2500,22000,"M","M","M","M","M","M","M","M","M",73,"PHNL 230853Z 31003KT 10SM FEW025 FEW220 23/18 A3005 RMK AO2 SLP174 T02280178 50003"]
["PHNL","2019-01-22T23:55:00",72,64,75.92,330,4,0,30.04,1017.2,10,"M","FEW","SCT","M","M",2400,24000,"M","M","M","M","M","M","M","M","M",72,"PHNL 230953Z 33004KT 10SM FEW024 SCT240 22/18 A3004 RMK AO2 SLP172 T02220178 402830194"]
["PHNL","2019-01-23T00:55:00",72,64,75.92,340,3,0,30.04,1017,10,"M","FEW","BKN","M","M",2400,20000,"M","M","M","M","M","M","M","M","M",72,"PHNL 231053Z 34003KT 10SM FEW024 BKN200 22/18 A3004 RMK AO2 SLP170 T02220178"]
["PHNL","2019-01-23T01:55:00",72,64,75.92,350,3,0,30.02,1016.4,10,"M","FEW","BKN","M","M",2400,23000,"M","M","M","M","M","M","M","M","M",72,"PHNL 231153Z 35003KT 10SM FEW024 BKN230 22/18 A3002 RMK AO2 SLP164 T02220178 10250 20217 58009"]
["PHNL","2019-01-23T02:55:00",70,64,81.27,320,3,0,30,1016,10,"M","FEW","M","M","M",2500,"M","M","M","M","M","M","M","M","M","M",70,"PHNL 231253Z 32003KT 10SM FEW025 21/18 A3000 RMK AO2 SLP160 T02110178"]
["PHNL","2019-01-23T03:55:00",70,64,81.27,320,3,0,30.01,1016.1,10,"M","FEW","M","M","M",2400,"M","M","M","M","M","M","M","M","M","M",70,"PHNL 231353Z 32003KT 10SM FEW024 21/18 A3001 RMK AO2 SLP161 T02110178"]
["PHNL","2019-01-23T04:55:00",70,64,81.27,0,0,0,29.99,1015.5,10,"M","FEW","M","M","M",2300,"M","M","M","M","M","M","M","M","M","M",70,"PHNL 231453Z 00000KT 10SM FEW023 21/18 A2999 RMK AO2 SLP155 T02110178 58010"]
["PHNL","2019-01-23T05:55:00",70,64.9,83.86,350,3,0,30.01,1016.1,10,"M","FEW","FEW","M","M",2400,4500,"M","M","M","M","M","M","M","M","M",70,"PHNL 231553Z 35003KT 10SM FEW024 FEW045 21/18 A3001 RMK AO2 SLP161 T02110183 $"]
["PHNL","2019-01-23T06:55:00",70,64,81.27,330,5,0,30.03,1016.7,10,"M","FEW","FEW","M","M",2500,5000,"M","M","M","M","M","M","M","M","M",70,"PHNL 231653Z 33005KT 10SM FEW025 FEW050 21/18 A3003 RMK AO2 SLP167 T02110178 $"]
["PHNL","2019-01-23T07:55:00",72,64.9,78.35,"M",5,0,30.03,1016.7,10,"M","FEW","FEW","M","M",2500,5000,"M","M","M","M","M","M","M","M","M",72,"PHNL 231753Z VRB05KT 10SM FEW025 FEW050 22/18 A3003 RMK AO2 SLP167 T02220183 10222 20200 51012"]
["PHNL","2019-01-23T08:55:00",78.1,66,66.39,60,3,0,30.04,1017.3,10,"M","FEW","FEW","M","M",2500,4000,"M","M","M","M","M","M","M","M","M",78.1,"PHNL 231853Z 06003KT 10SM FEW025 FEW040 26/19 A3004 RMK AO2 SLP173 T02560189"]
["PHNL","2019-01-23T09:55:00",79,66,64.45,"M",4,0,30.06,1017.7,10,"M","FEW","M","M","M",2500,"M","M","M","M","M","M","M","M","M","M",81.01,"PHNL 231953Z VRB04KT 10SM FEW025 26/19 A3006 RMK AO2 SLP177 T02610189"]
["PHNL","2019-01-23T10:55:00",80.1,66,62.17,150,10,0,30.04,1017,10,"M","FEW","FEW","M","M",2500,4500,"M","M","M","M","M","M","M","M","M",82.17,"PHNL 232053Z 15010KT 10SM FEW025 FEW045 27/19 A3004 RMK AO2 SLP170 T02670189 50004"]
["PHNL","2019-01-23T11:55:00",81,64.9,58.1,140,11,0,30.02,1016.4,10,"M","FEW","FEW","M","M",2500,4000,"M","M","M","M","M","M","M","M","M",82.79,"PHNL 232153Z 14011KT 10SM FEW025 FEW040 27/18 A3002 RMK AO2 SLP164 T02720183"]
["PHNL","2019-01-23T12:55:00",82,61,49.03,160,7,0,30.02,1016.5,10,"M","FEW","FEW","M","M",2500,4000,"M","M","M","M","M","M","M","M","M",82.62,"PHNL 232253Z 16007KT 10SM FEW025 FEW040 28/16 A3002 RMK AO2 SLP165 T02780161"]
["PHNL","2019-01-23T13:55:00",82,60.1,47.49,150,8,0,29.99,1015.6,10,"M","FEW","FEW","M","M",2500,4000,"M","M","M","M","M","M","M","M","M",82.4,"PHNL 232353Z 15008KT 10SM FEW025 FEW040 28/16 A2999 RMK AO2 SLP156 T02780156 10283 20222 58014"]
["PHNL","2019-01-23T14:55:00",82,62.1,50.97,160,6,0,29.99,1015.4,10,"M","FEW","FEW","M","M",2500,3500,"M","M","M","M","M","M","M","M","M",82.91,"PHNL 240053Z 16006KT 10SM FEW025 FEW035 28/17 A2999 RMK AO2 SLP154 T02780167"]
["PHNL","2019-01-23T15:55:00",81,64,56.3,140,10,0,29.97,1015,10,"M","FEW","FEW","SCT","M",2500,3500,5500,"M","M","M","M","M","M","M","M",82.54,"PHNL 240153Z 14010KT 10SM FEW025 FEW035 SCT055 27/18 A2997 RMK AO2 SLP150 T02720178"]
["PHNL","2019-01-23T16:55:00",80.1,64,57.98,140,11,0,29.97,1014.7,10,"M","FEW","FEW","SCT","M",2500,3500,22000,"M","M","M","M","M","M","M","M",81.71,"PHNL 240253Z 14011KT 10SM FEW025 FEW035 SCT220 27/18 A2997 RMK AO2 SLP147 T02670178 56009"]
["PHNL","2019-01-23T17:55:00",79,64,60.11,130,6,0,29.99,1015.6,10,"M","FEW","FEW","SCT","M",2500,4000,22000,"M","M","M","M","M","M","M","M",80.69,"PHNL 240353Z 13006KT 10SM FEW025 FEW040 SCT220 26/18 A2999 RMK AO2 SLP156 T02610178"]
["PHNL","2019-01-23T18:55:00",78.1,64.9,63.9,130,4,0,30.01,1016.1,10,"M","FEW","FEW","SCT","M",2400,4000,22000,"M","M","M","M","M","M","M","M",78.1,"PHNL 240453Z 13004KT 10SM FEW024 FEW040 SCT220 26/18 A3001 RMK AO2 SLP161 T02560183"]
["PHNL","2019-01-23T19:55:00",75.9,64.9,68.73,20,5,0,30.03,1016.8,10,"M","FEW","FEW","M","M",2500,22000,"M","M","M","M","M","M","M","M","M",75.9,"PHNL 240553Z 02005KT 10SM FEW025 FEW220 24/18 A3003 RMK AO2 SLP168 T02440183 10283 20244 51021"]
["PHNL","2019-01-23T20:55:00",75,64,68.64,30,4,0,30.06,1017.8,10,"M","FEW","M","M","M",2500,"M","M","M","M","M","M","M","M","M","M",75,"PHNL 240653Z 03004KT 10SM FEW025 24/18 A3006 RMK AO2 SLP178 T02390178"]
["PHNL","2019-01-23T21:55:00",73.9,64.9,73.49,330,3,0,30.06,1018,10,"M","FEW","M","M","M",2500,"M","M","M","M","M","M","M","M","M","M",73.9,"PHNL 240753Z 33003KT 10SM FEW025 23/18 A3006 RMK AO2 SLP180 T02330183"]
["PHNL","2019-01-23T22:55:00",73,64.9,75.75,340,4,0,30.06,1018,10,"M","CLR","M","M","M","M","M","M","M","M","M","M","M","M","M","M",73,"PHNL 240853Z 34004KT 10SM CLR 23/18 A3006 RMK AO2 SLP180 T02280183 51012"]
["PHNL","2019-01-23T23:55:00",72,64.9,78.35,340,4,0,30.06,1018,10,"M","FEW","M","M","M",2400,"M","M","M","M","M","M","M","M","M","M",72,"PHNL 240953Z 34004KT 10SM FEW024 22/18 A3006 RMK AO2 SLP180 T02220183 402830200"]
["PHNL","2019-01-24T00:55:00",73,66,78.7,340,3,0,30.06,1017.7,10,"M","FEW","SCT","M","M",2400,5500,"M","M","M","M","M","M","M","M","M",73,"PHNL 241053Z 34003KT 10SM FEW024 SCT055 23/19 A3006 RMK AO2 SLP177 T02280189"]
["PHNL","2019-01-24T01:55:00",73,64,73.4,340,4,0,30.04,1017,10,"M","FEW","FEW","M","M",2500,4800,"M","M","M","M","M","M","M","M","M",73,"PHNL 241153Z 34004KT 10SM FEW025 FEW048 23/18 A3004 RMK AO2 SLP170 T02280178 10244 20222 58010"]
["PHNL","2019-01-24T02:55:00",72,64.9,78.35,0,0,0,30.02,1016.5,10,"M","FEW","FEW","M","M",2500,5000,"M","M","M","M","M","M","M","M","M",72,"PHNL 241253Z 00000KT 10SM FEW025 FEW050 22/18 A3002 RMK AO2 SLP165 T02220183"]
["PHNL","2019-01-24T03:55:00",69.1,63,80.92,0,0,0,30.02,1016.4,10,"M","FEW","SCT","SCT","M",2400,4300,5000,"M","M","M","M","M","M","M","M",69.1,"PHNL 241353Z 00000KT 10SM FEW024 SCT043 SCT050 21/17 A3002 RMK AO2 SLP164 T02060172"]
["PHNL","2019-01-24T04:55:00",70,64,81.27,310,3,0,30.01,1016.3,10,"M","FEW","FEW","M","M",2300,4500,"M","M","M","M","M","M","M","M","M",70,"PHNL 241453Z 31003KT 10SM FEW023 FEW045 21/18 A3001 RMK AO2 SLP163 T02110178 56008"]
["PHNL","2019-01-24T05:55:00",70,64.9,83.86,340,4,0,30.02,1016.3,10,"M","FEW","FEW","M","M",2300,4500,"M","M","M","M","M","M","M","M","M",70,"PHNL 241553Z 34004KT 10SM FEW023 FEW045 21/18 A3002 RMK AO2 SLP163 T02110183"]
["PHNL","2019-01-24T06:55:00",71.1,66,83.93,330,4,0,30.02,1016.5,10,"M","FEW","FEW","M","M",2500,4000,"M","M","M","M","M","M","M","M","M",71.1,"PHNL 241653Z 33004KT 10SM FEW025 FEW040 22/19 A3002 RMK AO2 SLP165 T02170189"]
["PHNL","2019-01-24T07:55:00",72,66.9,83.99,"M",4,0,30.04,1017,10,"M","FEW","FEW","M","M",2500,4000,"M","M","M","M","M","M","M","M","M",72,"PHNL 241753Z VRB04KT 10SM FEW025 FEW040 22/19 A3004 RMK AO2 SLP170 T02220194 10228 20206 53008"]
["PHNL","2019-01-24T08:55:00",75.9,66.9,73.68,0,0,0,30.05,1017.6,10,"M","FEW","SCT","M","M",2500,5500,"M","M","M","M","M","M","M","M","M",75.9,"PHNL 241853Z 00000KT 10SM FEW025 SCT055 24/19 A3005 RMK AO2 SLP176 T02440194"]
["PHNL","2019-01-24T09:55:00",78.1,66.9,68.49,170,5,0,30.05,1017.5,10,"M","FEW","SCT","M","M",2500,5000,"M","M","M","M","M","M","M","M","M",78.1,"PHNL 241953Z 17005KT 10SM FEW025 SCT050 26/19 A3005 RMK AO2 SLP175 T02560194"]
["PHNL","2019-01-24T10:55:00",78.8,68,69.52,150,7,0,30.04,"M",10,"M","FEW","SCT","M","M",2500,5000,"M","M","M","M","M","M","M","M","M",81.1,"PHNL 242053Z 15007KT 10SM FEW025 SCT050 26/20 A3004"]
["PHNL","2019-01-24T11:55:00",81,64.9,58.1,130,10,0,30.02,1016.5,10,17,"FEW","SCT","M","M",2500,4000,"M","M","M","M","M","M","M","M","M",82.79,"PHNL 242153Z 13010G17KT 10SM FEW025 SCT040 27/18 A3002 RMK AO2 SLP165 T02720183"]
["PHNL","2019-01-24T12:55:00",80.1,68,66.62,170,8,0,29.99,1015.6,10,"M","FEW","FEW","M","M",2500,5000,"M","M","M","M","M","M","M","M","M",82.7,"PHNL 242253Z 17008KT 10SM FEW025 FEW050 27/20 A2999 RMK AO2 SLP156 T02670200"]
["PHNL","2019-01-24T13:55:00",80.1,68,66.62,190,8,0,29.97,1014.8,10,"M","FEW","FEW","SCT","M",2500,5000,8000,"M","M","M","M","M","M","M","M",82.7,"PHNL 242353Z 19008KT 10SM FEW025 FEW050 SCT080 27/20 A2997 RMK AO2 SLP148 T02670200 10278 20222 58023"]
["PHNL","2019-01-24T14:55:00",81,68,64.69,200,6,0,29.96,1014.4,10,"M","FEW","FEW","SCT","M",2500,4500,5500,"M","M","M","M","M","M","M","M",83.76,"PHNL 250053Z 20006KT 10SM FEW025 FEW045 SCT055 27/20 A2996 RMK AO2 SLP144 T02720200"]
["PHNL","2019-01-24T15:55:00",80.1,69.1,69.18,200,8,0,29.94,1013.9,10,"M","FEW","FEW","M","M",2500,5500,"M","M","M","M","M","M","M","M","M",83.01,"PHNL 250153Z 20008KT 10SM FEW025 FEW055 27/21 A2994 RMK AO2 SLP139 T02670206"]
["PHNL","2019-01-24T16:55:00",80.1,66.9,64.14,230,8,0,29.95,1014.2,10,"M","CLR","M","M","M","M","M","M","M","M","M","M","M","M","M","M",82.4,"PHNL 250253Z 23008KT 10SM CLR 27/19 A2995 RMK AO2 SLP142 T02670194 55007"]
["PHNL","2019-01-24T17:55:00",78.1,66,66.39,230,5,0,29.96,1014.4,10,"M","FEW","FEW","SCT","M",2500,3800,5000,"M","M","M","M","M","M","M","M",78.1,"PHNL 250353Z 23005KT 10SM FEW025 FEW038 SCT050 26/19 A2996 RMK AO2 SLP144 T02560189"]
["PHNL","2019-01-24T18:55:00",78.1,66,66.39,240,4,0,29.97,1014.8,10,"M","FEW","FEW","SCT","M",2400,3400,4500,"M","M","M","M","M","M","M","M",78.1,"PHNL 250453Z 24004KT 10SM FEW024 FEW034 SCT045 26/19 A2997 RMK AO2 SLP148 T02560189"]
["PHNL","2019-01-24T19:55:00",77,66,68.85,30,4,0,29.99,1015.4,10,"M","FEW","FEW","SCT","M",2400,4000,6000,"M","M","M","M","M","M","M","M",77,"PHNL 250553Z 03004KT 10SM FEW024 FEW040 SCT060 25/19 A2999 RMK AO2 SLP154 T02500189 10272 20250 53012"]
["PHNL","2019-01-24T20:55:00",75,66,73.59,0,0,0,30,1015.9,10,"M","FEW","FEW","SCT","M",2400,4000,6000,"M","M","M","M","M","M","M","M",75,"PHNL 250653Z 00000KT 10SM FEW024 FEW040 SCT060 24/19 A3000 RMK AO2 SLP159 T02390189"]
["PHNL","2019-01-24T21:55:00",73.9,66,76.36,0,0,0,30,1015.7,10,"M","FEW","FEW","SCT","M",2400,3500,6000,"M","M","M","M","M","M","M","M",73.9,"PHNL 250753Z 00000KT 10SM FEW024 FEW035 SCT060 23/19 A3000 RMK AO2 SLP157 T02330189"]
["PHNL","2019-01-24T22:55:00",73.9,66,76.36,320,4,0,30,1015.7,10,"M","FEW","FEW","SCT","M",2400,3800,6000,"M","M","M","M","M","M","M","M",73.9,"PHNL 250853Z 32004KT 10SM FEW024 FEW038 SCT060 23/19 A3000 RMK AO2 SLP157 T02330189 51003"]
["PHNL","2019-01-24T23:55:00",72,64.9,78.35,0,0,0,29.99,1015.3,10,"M","FEW","FEW","M","M",3800,6000,"M","M","M","M","M","M","M","M","M",72,"PHNL 250953Z 00000KT 10SM FEW038 FEW060 22/18 A2999 RMK AO2 SLP153 T02220183 402780206"]
["PHNL","2019-01-25T00:55:00",71.1,64.9,80.78,330,4,0,29.98,1015.1,10,"M","FEW","M","M","M",2400,"M","M","M","M","M","M","M","M","M","M",71.1,"PHNL 251053Z 33004KT 10SM FEW024 22/18 A2998 RMK AO2 SLP151 T02170183"]
["PHNL","2019-01-25T01:55:00",70,64.9,83.86,360,3,0,29.97,1014.9,10,"M","FEW","M","M","M",2500,"M","M","M","M","M","M","M","M","M","M",70,"PHNL 251153Z 36003KT 10SM FEW025 21/18 A2997 RMK AO2 SLP149 T02110183 10250 20211 56008"]
["PHNL","2019-01-25T02:55:00",70,64,81.27,330,3,0,29.96,1014.6,10,"M","FEW","M","M","M",2500,"M","M","M","M","M","M","M","M","M","M",70,"PHNL 251253Z 33003KT 10SM FEW025 21/18 A2996 RMK AO2 SLP146 T02110178"]
["PHNL","2019-01-25T03:55:00",66.9,62.1,84.56,0,0,0,29.95,1014.3,10,"M","FEW","M","M","M",2600,"M","M","M","M","M","M","M","M","M","M",66.9,"PHNL 251353Z 00000KT 10SM FEW026 19/17 A2995 RMK AO2 SLP143 T01940167"]
["PHNL","2019-01-25T05:00:00",68,62.1,81.41,0,0,0,29.95,1014.1,10,"M","FEW","M","M","M",2400,"M","M","M","M","M","M","M","M","M","M",68,"PHNL 251453Z 00000KT 10SM FEW024 20/17 A2995 RMK AO2 SLP141 T02000167 56008"]
["PHNL","2019-01-25T05:55:00",66.9,61,81.33,0,0,0,29.97,1014.7,10,"M","CLR","M","M","M","M","M","M","M","M","M","M","M","M","M","M",66.9,"PHNL 251553Z 00000KT 10SM CLR 19/16 A2997 RMK AO2 SLP147 T01940161"]
["PHNL","2019-01-25T06:55:00",68,62.1,81.41,300,3,0,29.98,1015,10,"M","CLR","M","M","M","M","M","M","M","M","M","M","M","M","M","M",68,"PHNL 251653Z 30003KT 10SM CLR 20/17 A2998 RMK AO2 SLP150 T02000167 $"]
["PHNL","2019-01-25T07:55:00",70,63,78.46,0,0,0,29.99,1015.6,10,"M","FEW","M","M","M",2500,"M","M","M","M","M","M","M","M","M","M",70,"PHNL 251753Z 00000KT 10SM FEW025 21/17 A2999 RMK AO2 SLP156 T02110172 10211 20189 51015 $"]
["PHNL","2019-01-25T08:55:00",75,63,66.27,360,4,0,30.01,1016.2,10,"M","FEW","FEW","M","M",2500,4000,"M","M","M","M","M","M","M","M","M",75,"PHNL 251853Z 36004KT 10SM FEW025 FEW040 24/17 A3001 RMK AO2 SLP162 T02390172"]
["PHNL","2019-01-25T09:55:00",78.1,64,61.92,340,8,0,30.01,1016.3,10,"M","FEW","FEW","M","M",2500,4500,"M","M","M","M","M","M","M","M","M",78.1,"PHNL 251953Z 34008KT 10SM FEW025 FEW045 26/18 A3001 RMK AO2 SLP163 T02560178"]
["PHNL","2019-01-25T10:55:00",82,62.1,50.97,340,7,0,29.99,1015.5,10,"M","FEW","FEW","M","M",2500,4000,"M","M","M","M","M","M","M","M","M",82.91,"PHNL 252053Z 34007KT 10SM FEW025 FEW040 28/17 A2999 RMK AO2 SLP155 T02780167 58001"]
["PHNL","2019-01-25T11:55:00",80.1,64,57.98,200,10,0,29.96,1014.4,10,"M","FEW","SCT","M","M",2500,4000,"M","M","M","M","M","M","M","M","M",81.71,"PHNL 252153Z 20010KT 10SM FEW025 SCT040 27/18 A2996 RMK AO2 SLP144 T02670178"]
["PHNL","2019-01-25T12:55:00",82.9,64,52.93,220,12,0,29.92,1013.2,10,"M","FEW","SCT","M","M",2500,4500,"M","M","M","M","M","M","M","M","M",84.32,"PHNL 252253Z 22012KT 10SM FEW025 SCT045 28/18 A2992 RMK AO2 SLP132 T02830178"]
["PHNL","2019-01-25T13:55:00",82,64,54.5,230,9,0,29.9,1012.5,10,"M","FEW","SCT","SCT","M",2500,5500,7000,"M","M","M","M","M","M","M","M",83.47,"PHNL 252353Z 23009KT 10SM FEW025 SCT055 SCT070 28/18 A2990 RMK AO2 SLP125 T02780178 10283 20211 56030"]
["PHNL","2019-01-25T14:20:00",82.9,59,44.34,340,10,0,29.89,"M",10,"M","FEW","BKN","M","M",2500,5500,"M","M","M","M","M","M","M","M","M",82.86,"PHNL 260018Z 34010KT 10SM FEW025 BKN055 28/15 A2989 RMK AO2 WSHFT 2358 T02830150"]
["PHNL","2019-01-25T14:55:00",79,63,58.04,330,19,0,29.9,1012.5,10,24,"FEW","SCT","BKN","BKN",2500,3500,5000,20000,"M","M","M","M","M","M","M",80.54,"PHNL 260053Z 33019G24KT 10SM FEW025 SCT035 BKN050 BKN200 26/17 A2990 RMK AO2 WSHFT 2358 SLP125 VCSH NW-N T02610172"]
["PHNL","2019-01-25T15:55:00",75.9,66.9,73.68,340,8,"T",29.91,1012.7,10,"M","FEW","OVC","M","M",2200,4200,"M","M","M","M","M","M","M","M","M",75.9,"PHNL 260153Z 34008KT 290V360 10SM FEW022 OVC042 24/19 A2991 RMK AO2 RAB0059E46 SLP127 P0000 T02440194"]
["PHNL","2019-01-25T16:55:00",73.9,66.9,78.77,320,7,"T",29.91,1012.8,10,"M","SCT","BKN","OVC","M",2200,3300,4200,"M",{"$f":"-RA","v":{"$error":"#NAME?"}},"M","M","M","M","M","M",73.9,"PHNL 260253Z 32007KT 10SM -RA SCT022 BKN033 OVC042 23/19 A2991 RMK AO2 RAB0154 SLP128 P0000 60000 T02330194 53003"]
["PHNL","2019-01-25T17:55:00",73,68,84.34,0,0,"T",29.92,1013.1,8,"M","FEW","BKN","OVC","M",1500,3300,4800,"M",{"$f":"-RA","v":{"$error":"#NAME?"}},"M","M","M","M","M","M",73,"PHNL 260353Z 00000KT 8SM -RA FEW015 BKN033 OVC048 23/20 A2992 RMK AO2 RAE05B31 SLP131 P0000 T02280200"]
["PHNL","2019-01-25T18:55:00",73,64.9,75.75,20,4,"T",29.94,1013.8,10,"M","FEW","BKN","OVC","M",2200,4500,8000,"M","M","M","M","M","M","M","M",73,"PHNL 260453Z 02004KT 10SM FEW022 BKN045 OVC080 23/18 A2994 RMK AO2 RAE05B24E39 SLP138 VCSH NE-E P0000 T02280183"]
["PHNL","2019-01-25T19:55:00",73,64,73.4,20,11,"T",29.96,1014.6,10,16,"FEW","SCT","BKN","M",2200,4500,8000,"M",{"$f":"-RA","v":{"$error":"#NAME?"}},"M","M","M","M","M","M",73,"PHNL 260553Z 02011G16KT 10SM -RA FEW022 SCT045 BKN080 23/18 A2996 RMK AO2 RAB12 SLP146 P0000 60000 T02280178 10294 20228 53018"]
["PHNL","2019-01-25T20:55:00",72,62.1,71.02,40,6,"T",29.98,1015,10,"M","FEW","FEW","SCT","M",2200,3500,9500,"M","M","M","M","M","M","M","M",72,"PHNL 260653Z 04006KT 10SM FEW022 FEW035 SCT095 22/17 A2998 RMK AO2 RAE00 SLP150 P0000 T02220167"]
["PHNL","2019-01-25T21:55:00",73,61,66.04,360,9,0,29.97,1014.8,10,"M","FEW","FEW","SCT","M",2200,3300,4500,"M","M","M","M","M","M","M","M",73,"PHNL 260753Z 36009KT 10SM FEW022 FEW033 SCT045 23/16 A2997 RMK AO2 SLP148 VCSH NE T02280161"]
["PHNL","2019-01-25T22:55:00",72,60.1,66.16,350,6,0,29.98,1015,10,"M","FEW","FEW","M","M",2200,3600,"M","M","M","M","M","M","M","M","M",72,"PHNL 260853Z 35006KT 10SM FEW022 FEW036 22/16 A2998 RMK AO2 SLP150 60000 T02220156 51004"]
["PHNL","2019-01-25T23:55:00",71.1,57.9,63.05,10,10,0,29.96,1014.6,10,"M","FEW","M","M","M",2200,"M","M","M","M","M","M","M","M","M","M",71.1,"PHNL 260953Z 01010KT 10SM FEW022 22/14 A2996 RMK AO2 SLP146 T02170144 402940189"]
["PHNL","2019-01-26T00:55:00",71.1,55.9,58.65,10,11,0,29.95,1014.2,10,"M","FEW","M","M","M",2200,"M","M","M","M","M","M","M","M","M","M",71.1,"PHNL 261053Z 01011KT 10SM FEW022 22/13 A2995 RMK AO2 SLP142 T02170133"]
["PHNL","2019-01-26T01:55:00",70,54,56.82,360,7,0,29.94,1013.7,10,"M","FEW","M","M","M",4200,"M","M","M","M","M","M","M","M","M","M",70,"PHNL 261153Z 36007KT 10SM FEW042 21/12 A2994 RMK AO2 SLP137 60000 T02110122 10228 20211 58013"]
["PHNL","2019-01-26T02:55:00",68,52,56.55,20,6,0,29.91,1012.6,10,"M","FEW","M","M","M",2400,"M","M","M","M","M","M","M","M","M","M",68,"PHNL 261253Z 02006KT 10SM FEW024 20/11 A2991 RMK AO2 SLP126 T02000111"]
["PHNL","2019-01-26T03:55:00",70,50,49.03,30,12,0,29.9,1012.3,10,"M","FEW","FEW","M","M",2300,3700,"M","M","M","M","M","M","M","M","M",70,"PHNL 261353Z 03012KT 10SM FEW023 FEW037 21/10 A2990 RMK AO2 SLP123 T02110100"]
["PHNL","2019-01-26T04:55:00",71.1,54,54.73,360,8,0,29.89,1012.3,10,"M","FEW","BKN","M","M",2600,4600,"M","M","M","M","M","M","M","M","M",71.1,"PHNL 261453Z 36008KT 10SM FEW026 BKN046 22/12 A2989 RMK AO2 SLP123 T02170122 56014"]
["PHNL","2019-01-26T05:55:00",70,52,52.8,30,7,0,29.9,1012.5,10,"M","FEW","SCT","BKN","M",2600,3900,5000,"M","M","M","M","M","M","M","M",70,"PHNL 261553Z 03007KT 10SM FEW026 SCT039 BKN050 21/11 A2990 RMK AO2 SLP125 T02110111"]
["PHNL","2019-01-26T06:55:00",70,51.1,51.07,30,7,0,29.92,1013.1,10,"M","FEW","SCT","BKN","M",2700,3900,4900,"M","M","M","M","M","M","M","M",70,"PHNL 261653Z 03007KT 10SM FEW027 SCT039 BKN049 21/11 A2992 RMK AO2 SLP131 T02110106"]
["PHNL","2019-01-26T07:55:00",71.1,51.1,49.2,50,8,0,29.92,1013.3,10,"M","SCT","SCT","BKN","M",4800,5500,6500,"M","M","M","M","M","M","M","M",71.1,"PHNL 261753Z 05008KT 10SM SCT048 SCT055 BKN065 22/11 A2992 RMK AO2 SLP133 VCSH E SHRA DSNT NW T02170106 10217 20200 51010"]
["PHNL","2019-01-26T08:55:00",72,51.1,47.72,20,7,0,29.95,1014.2,10,16,"SCT","SCT","BKN","M",4000,5000,6500,"M","M","M","M","M","M","M","M",72,"PHNL 261853Z 02007G16KT 350V070 10SM SCT040 SCT050 BKN065 22/11 A2995 RMK AO2 SLP142 VCSH E T02220106"]
["PHNL","2019-01-26T09:55:00",75,54,47.99,10,9,0,29.95,1014.3,10,14,"SCT","BKN","BKN","M",4800,5500,6500,"M","M","M","M","M","M","M","M",75,"PHNL 261953Z 01009G14KT 10SM SCT048 BKN055 BKN065 24/12 A2995 RMK AO2 SLP143 VCSH E T02390122"]
["PHNL","2019-01-26T10:55:00",78.1,53.1,41.89,20,12,0,29.95,1014.2,10,"M","SCT","SCT","BKN","M",4400,5000,6000,"M","M","M","M","M","M","M","M",78.1,"PHNL 262053Z 02012KT 10SM SCT044 SCT050 BKN060 26/12 A2995 RMK AO2 SLP142 VCSH NW-N-E T02560117 50010"]
["PHNL","2019-01-26T11:55:00",77,52,41.72,40,16,0,29.94,1013.8,10,23,"SCT","SCT","BKN","M",4600,5000,6000,"M","M","M","M","M","M","M","M",77,"PHNL 262153Z 04016G23KT 10SM SCT046 SCT050 BKN060 25/11 A2994 RMK AO2 SLP138 VCSH NW-N-E T02500111"]
["PHNL","2019-01-26T12:55:00",78.1,51.1,38.92,40,11,0,29.91,1012.9,10,18,"SCT","SCT","BKN","M",5000,6000,18000,"M","M","M","M","M","M","M","M",78.1,"PHNL 262253Z 04011G18KT 10SM SCT050 SCT060 BKN180 26/11 A2991 RMK AO2 SLP129 VCSH N SHRA DSNT NW T02560106"]
["PHNL","2019-01-26T13:55:00",77,54,44.9,10,16,0,29.89,1012.1,10,23,"SCT","SCT","BKN","M",4900,6000,18000,"M","M","M","M","M","M","M","M",77,"PHNL 262353Z 01016G23KT 10SM SCT049 SCT060 BKN180 25/12 A2989 RMK AO2 SLP121 VCSH NW-N-E T02500122 10267 20217 58021"]
["PHNL","2019-01-26T14:55:00",77,53.1,43.44,10,14,0,29.89,1012.2,10,24,"SCT","SCT","BKN","M",4900,5500,6500,"M","M","M","M","M","M","M","M",77,"PHNL 270053Z 01014G24KT 10SM SCT049 SCT055 BKN065 25/12 A2989 RMK AO2 SLP122 VCSH N SHRA DSNT NW T02500117"]
["PHNL","2019-01-26T15:55:00",77,54,44.9,40,15,0,29.88,1011.9,10,28,"FEW","FEW","SCT","M",4000,5000,6500,"M","M","M","M","M",28,10,"2019-01-27T01:49:00",77,"PHNL 270153Z 04015G28KT 10SM FEW040 FEW050 SCT065 25/12 A2988 RMK AO2 PK WND 01028/0149 SLP119 T02500122"]
["PHNL","2019-01-26T16:55:00",75.9,52,43.28,30,16,0,29.89,1012.1,10,25,"CLR","M","M","M","M","M","M","M","M","M","M","M",29,20,"2019-01-27T02:07:00",75.9,"PHNL 270253Z 03016G25KT 10SM CLR 24/11 A2989 RMK AO2 PK WND 02029/0207 SLP121 T02440111 55000"]
["PHNL","2019-01-26T17:55:00",73.9,54,49.79,20,14,0,29.9,1012.4,10,"M","FEW","M","M","M",3800,"M","M","M","M","M","M","M","M","M","M",73.9,"PHNL 270353Z 02014KT 10SM FEW038 23/12 A2990 RMK AO2 SLP124 T02330122"]
["PHNL","2019-01-26T18:55:00",72,55,55.06,30,13,0,29.91,1012.7,10,22,"FEW","SCT","M","M",4200,22000,"M","M","M","M","M","M","M","M","M",72,"PHNL 270453Z 03013G22KT 10SM FEW042 SCT220 22/13 A2991 RMK AO2 SLP127 T02220128"]
["PHNL","2019-01-26T19:55:00",72,54,53.09,20,15,0,29.92,1013.3,10,"M","FEW","M","M","M",3800,"M","M","M","M","M","M","M","M","M","M",72,"PHNL 270553Z 02015KT 10SM FEW038 22/12 A2992 RMK AO2 SLP133 T02220122 10261 20222 53011"]
["PHNL","2019-01-26T20:55:00",72,55,55.06,10,11,0,29.94,1013.8,10,17,"SCT","M","M","M",3900,"M","M","M","M","M","M","M","M","M","M",72,"PHNL 270653Z 01011G17KT 10SM SCT039 22/13 A2994 RMK AO2 SLP138 T02220128"]
["PHNL","2019-01-26T21:55:00",72,55,55.06,10,5,0,29.95,1014.1,10,16,"FEW","FEW","M","M",3000,4300,"M","M","M","M","M","M","M","M","M",72,"PHNL 270753Z 01005G16KT 10SM FEW030 FEW043 22/13 A2995 RMK AO2 SLP141 T02220128"]
["PHNL","2019-01-26T22:55:00",72,54,53.09,30,11,0,29.95,1014,10,17,"FEW","FEW","M","M",3300,4300,"M","M","M","M","M","M","M","M","M",72,"PHNL 270853Z 03011G17KT 10SM FEW033 FEW043 22/12 A2995 RMK AO2 SLP140 T02220122 50007"]
["PHNL","2019-01-26T23:55:00",71.1,53.1,52.96,360,6,0,29.94,1013.8,10,"M","FEW","FEW","M","M",2800,4200,"M","M","M","M","M","M","M","M","M",71.1,"PHNL 270953Z 36006KT 10SM FEW028 FEW042 22/12 A2994 RMK AO2 SLP138 T02170117 402670200"]
["PHNL","2019-01-27T00:55:00",71.1,54,54.73,"M",5,0,29.92,1013.1,10,"M","FEW","SCT","M","M",3400,4300,"M","M","M","M","M","M","M","M","M",71.1,"PHNL 271053Z VRB05KT 10SM FEW034 SCT043 22/12 A2992 RMK AO2 SLP131 T02170122"]
["PHNL","2019-01-27T01:55:00",71.1,53.1,52.96,30,13,0,29.92,1013.2,10,17,"FEW","M","M","M",4200,"M","M","M","M","M","M","M","M","M","M",71.1,"PHNL 271153Z 03013G17KT 10SM FEW042 22/12 A2992 RMK AO2 SLP132 T02170117 10233 20211 55008"]
["PHNL","2019-01-27T02:55:00",69.1,53.1,56.7,350,7,0,29.92,1013,10,"M","SCT","M","M","M",4200,"M","M","M","M","M","M","M","M","M","M",69.1,"PHNL 271253Z 35007KT 10SM SCT042 21/12 A2992 RMK AO2 SLP130 T02060117"]
["PHNL","2019-01-27T03:55:00",70,52,52.8,10,5,0,29.9,1012.6,10,"M","SCT","M","M","M",4300,"M","M","M","M","M","M","M","M","M","M",70,"PHNL 271353Z 01005KT 10SM SCT043 21/11 A2990 RMK AO2 SLP126 T02110111"]
["PHNL","2019-01-27T04:55:00",70,53.1,54.98,360,9,0,29.88,1011.7,10,19,"FEW","M","M","M",3800,"M","M","M","M","M","M","M","M","M","M",70,"PHNL 271453Z 36009G19KT 10SM FEW038 21/12 A2988 RMK AO2 SLP117 T02110117 58015"]
["PHNL","2019-01-27T05:55:00",70,53.1,54.98,20,8,0,29.88,1011.7,10,17,"FEW","M","M","M",2700,"M","M","M","M","M","M","M","M","M","M",70,"PHNL 271553Z 02008G17KT 10SM FEW027 21/12 A2988 RMK AO2 SLP117 T02110117"]
["PHNL","2019-01-27T06:55:00",68,52,56.55,340,4,0,29.91,1012.9,10,"M","FEW","FEW","M","M",2900,4200,"M","M","M","M","M","M","M","M","M",68,"PHNL 271653Z 34004KT 10SM FEW029 FEW042 20/11 A2991 RMK AO2 SLP129 T02000111"]
["PHNL","2019-01-27T07:55:00",72,53.1,51.37,20,6,0,29.94,1013.7,10,"M","FEW","SCT","BKN","M",4200,14000,17000,"M","M","M","M","M","M","M","M",72,"PHNL 271753Z 02006KT 10SM FEW042 SCT140 BKN170 22/12 A2994 RMK AO2 SLP137 T02220117 10222 20200 53020"]
["PHNL","2019-01-27T08:55:00",73.9,53.1,48.18,10,4,0,29.96,1014.4,10,"M","FEW","FEW","BKN","BKN",3900,5000,17000,18000,"M","M","M","M","M","M","M",73.9,"PHNL 271853Z 01004KT 10SM FEW039 FEW050 BKN170 BKN180 23/12 A2996 RMK AO2 SLP144 VCSH E T02330117"]
["PHNL","2019-01-27T09:55:00",75,55,49.78,20,14,0,29.97,1014.9,10,19,"FEW","FEW","SCT","BKN",4200,5500,16000,17000,"M","M","M","M","M","M","M",75,"PHNL 271953Z 02014G19KT 10SM FEW042 FEW055 SCT160 BKN170 24/13 A2997 RMK AO2 SLP149 VCSH NE-E T02390128"]
["PHNL","2019-01-27T10:55:00",75.9,54,46.57,30,13,0,29.98,1015,10,22,"FEW","FEW","BKN","BKN",4500,6000,15000,17000,"M","M","M","M","M","M","M",75.9,"PHNL 272053Z 03013G22KT 10SM FEW045 FEW060 BKN150 BKN170 24/12 A2998 RMK AO2 SLP150 VCSH NE-E T02440122 51013"]
["PHNL","2019-01-27T11:55:00",75,55,49.78,10,11,0,29.98,1015,10,16,"FEW","FEW","SCT","BKN",4500,5500,14000,15000,"M","M","M","M","M","M","M",75,"PHNL 272153Z 01011G16KT 10SM FEW045 FEW055 SCT140 BKN150 BKN170 24/13 A2998 RMK AO2 SLP150 VCSH NE-E T02390128"]
["PHNL","2019-01-27T12:55:00",75.9,54,46.57,50,12,0,29.94,1013.8,10,"M","FEW","SCT","BKN","BKN",4400,6000,14000,15000,"M","M","M","M","M","M","M",75.9,"PHNL 272253Z 05012KT 10SM FEW044 SCT060 BKN140 BKN150 BKN160 24/12 A2994 RMK AO2 SLP138 VCSH NE-E T02440122"]
["PHNL","2019-01-27T13:55:00",75.9,54,46.57,20,12,0,29.93,1013.5,10,19,"FEW","SCT","BKN","BKN",4600,5500,14000,15000,"M","M","M","M","M","M","M",75.9,"PHNL 272353Z 02012G19KT 10SM FEW046 SCT055 BKN140 BKN150 BKN160 24/12 A2993 RMK AO2 SLP135 T02440122 10256 20222 58016"]
["PHNL","2019-01-27T14:55:00",77,53.1,43.44,30,10,0,29.91,1012.7,10,22,"FEW","FEW","BKN","BKN",4800,5000,13000,14000,"M","M","M","M","M","M","M",77,"PHNL 280053Z 03010G22KT 360V070 10SM FEW048 FEW050 BKN130 BKN140 BKN150 25/12 A2991 RMK AO2 SLP127 VCSH NE-E T02500117"]
["PHNL","2019-01-27T15:55:00",75.9,55.9,49.91,20,8,0,29.91,1012.7,10,16,"FEW","SCT","SCT","BKN",4200,5500,13000,15000,"M","M","M","M","M","M","M",75.9,"PHNL 280153Z 02008G16KT 10SM FEW042 SCT055 SCT130 BKN150 24/13 A2991 RMK AO2 SLP127 T02440133"]
["PHNL","2019-01-27T16:55:00",75.9,54,46.57,40,9,0,29.91,1012.8,10,21,"FEW","SCT","M","M",4200,15000,"M","M","M","M","M","M","M","M","M",75.9,"PHNL 280253Z 04009G21KT 10SM FEW042 SCT150 24/12 A2991 RMK AO2 SLP128 T02440122 55007"]
["PHNL","2019-01-27T17:55:00",73.9,54,49.79,30,13,0,29.94,1013.6,10,"M","SCT","SCT","M","M",4000,15000,"M","M","M","M","M","M","M","M","M",73.9,"PHNL 280353Z 03013KT 10SM SCT040 SCT150 23/12 A2994 RMK AO2 SLP136 T02330122"]
["PHNL","2019-01-27T18:55:00",73,54,51.33,30,6,0,29.96,1014.4,10,15,"SCT","SCT","M","M",4000,15000,"M","M","M","M","M","M","M","M","M",73,"PHNL 280453Z 03006G15KT 10SM SCT040 SCT150 23/12 A2996 RMK AO2 SLP144 T02280122"]
["PHNL","2019-01-27T19:55:00",72,54,53.09,30,9,0,29.98,1015.3,10,"M","FEW","FEW","M","M",4000,5500,"M","M","M","M","M","M","M","M","M",72,"PHNL 280553Z 03009KT 10SM FEW040 FEW055 22/12 A2998 RMK AO2 SLP153 T02220122 10256 20222 53025"]
["PHNL","2019-01-27T20:55:00",71.1,54,54.73,20,8,"T",30,1015.8,10,18,"FEW","FEW","M","M",4000,5500,"M","M","M","M","M","M","M","M","M",71.1,"PHNL 280653Z 02008G18KT 10SM FEW040 FEW055 22/12 A3000 RMK AO2 RAB46E51 SLP158 P0000 T02170122"]
["PHNL","2019-01-27T21:55:00",71.1,52,50.86,20,7,0,30,1015.8,10,17,"FEW","FEW","M","M",4000,5500,"M","M","M","M","M","M","M","M","M",71.1,"PHNL 280753Z 02007G17KT 10SM FEW040 FEW055 22/11 A3000 RMK AO2 SLP158 T02170111"]
["PHNL","2019-01-27T22:55:00",71.1,52,50.86,10,10,0,30,1016,10,"M","FEW","FEW","M","M",4000,5500,"M","M","M","M","M","M","M","M","M",71.1,"PHNL 280853Z 01010KT 10SM FEW040 FEW055 22/11 A3000 RMK AO2 SLP160 60000 T02170111 51006"]
["PHNL","2019-01-27T23:55:00",70,48.9,47.06,20,14,0,30,1015.8,10,"M","CLR","M","M","M","M","M","M","M","M","M","M","M","M","M","M",70,"PHNL 280953Z 02014KT 10SM CLR 21/09 A3000 RMK AO2 SLP158 T02110094 402560200"]
["PHNL","2019-01-28T00:55:00",70,52,52.8,350,11,0,30,1015.7,10,15,"FEW","FEW","M","M",2700,5000,"M","M","M","M","M","M","M","M","M",70,"PHNL 281053Z 35011G15KT 10SM FEW027 FEW050 21/11 A3000 RMK AO2 SLP157 T02110111"]
["PHNL","2019-01-28T01:55:00",70,48.9,47.06,20,10,0,29.99,1015.5,10,18,"FEW","M","M","M",3000,"M","M","M","M","M","M","M","M","M","M",70,"PHNL 281153Z 02010G18KT 10SM FEW030 21/09 A2999 RMK AO2 SLP155 60000 T02110094 10222 20206 58004"]
["PHNL","2019-01-28T02:55:00",69.1,50,50.56,360,5,0,29.98,1015.2,10,"M","FEW","M","M","M",2900,"M","M","M","M","M","M","M","M","M","M",69.1,"PHNL 281253Z 36005KT 10SM FEW029 21/10 A2998 RMK AO2 SLP152 T02060100"]
["PHNL","2019-01-28T03:55:00",69.1,51.1,52.67,40,4,0,29.98,1015.1,10,"M","FEW","M","M","M",4500,"M","M","M","M","M","M","M","M","M","M",69.1,"PHNL 281353Z 04004KT 10SM FEW045 21/11 A2998 RMK AO2 SLP151 T02060106"]
["PHNL","2019-01-28T04:55:00",66,53.1,63.1,310,6,0,29.98,1015.2,10,"M","FEW","FEW","M","M",3500,5000,"M","M","M","M","M","M","M","M","M",66,"PHNL 281453Z 31006KT 10SM FEW035 FEW050 19/12 A2998 RMK AO2 SLP152 T01890117 55004"]
["PHNL","2019-01-28T05:55:00",69.1,50,50.56,20,5,0,29.99,1015.4,10,14,"FEW","FEW","M","M",2500,5000,"M","M","M","M","M","M","M","M","M",69.1,"PHNL 281553Z 02005G14KT 10SM FEW025 FEW050 21/10 A2999 RMK AO2 SLP154 T02060100"]
["PHNL","2019-01-28T06:55:00",66,53.1,63.1,340,6,0,30,1016,10,"M","FEW","FEW","M","M",3000,4800,"M","M","M","M","M","M","M","M","M",66,"PHNL 281653Z 34006KT 10SM FEW030 FEW048 19/12 A3000 RMK AO2 SLP160 T01890117"]
["PHNL","2019-01-28T07:55:00",70,52,52.8,20,7,0,30.02,1016.4,10,"M","FEW","SCT","M","M",2600,4900,"M","M","M","M","M","M","M","M","M",70,"PHNL 281753Z 02007KT 10SM FEW026 SCT049 21/11 A3002 RMK AO2 SLP164 T02110111 10211 20183 53013"]
["PHNL","2019-01-28T08:55:00",73,52,47.69,20,8,0,30.03,1016.7,10,16,"FEW","SCT","M","M",2700,5000,"M","M","M","M","M","M","M","M","M",73,"PHNL 281853Z 02008G16KT 10SM FEW027 SCT050 23/11 A3003 RMK AO2 SLP167 T02280111"]
["PHNL","2019-01-28T09:55:00",75.9,52,43.28,30,13,0,30.03,1016.9,10,19,"FEW","SCT","M","M",2800,5000,"M","M","M","M","M","M","M","M","M",75.9,"PHNL 281953Z 03013G19KT 10SM FEW028 SCT050 24/11 A3003 RMK AO2 SLP169 T02440111"]
["PHNL","2019-01-28T10:55:00",77,51.1,40.36,40,10,0,30.02,1016.5,10,19,"FEW","SCT","M","M",2600,5500,"M","M","M","M","M","M","M","M","M",77,"PHNL 282053Z 04010G19KT 10SM FEW026 SCT055 25/11 A3002 RMK AO2 SLP165 T02500106 50001"]
["PHNL","2019-01-28T11:55:00",78.1,52,40.23,30,12,0,30,1015.9,10,22,"FEW","SCT","M","M",2700,5000,"M","M","M","M","M","M","M","M","M",78.1,"PHNL 282153Z 03012G22KT 10SM FEW027 SCT050 26/11 A3000 RMK AO2 SLP159 T02560111"]
["PHNL","2019-01-28T12:55:00",78.1,52,40.23,30,19,0,29.98,1015.2,10,24,"FEW","SCT","M","M",4000,5000,"M","M","M","M","M","M",26,10,"2019-01-28T22:25:00",78.1,"PHNL 282253Z 03019G24KT 10SM FEW040 SCT050 26/11 A2998 RMK AO2 PK WND 01026/2225 SLP152 T02560111"]
["PHNL","2019-01-28T13:55:00",78.1,48.9,35.86,40,14,0,29.96,1014.6,10,25,"FEW","SCT","M","M",4000,5500,"M","M","M","M","M","M",29,10,"2019-01-28T23:24:00",78.1,"PHNL 282353Z 04014G25KT 10SM FEW040 SCT055 26/09 A2996 RMK AO2 PK WND 01029/2324 SLP146 T02560094 10267 20211 57019"]
["PHNL","2019-01-28T14:55:00",79,51.1,37.78,40,21,0,29.95,1014.2,10,29,"FEW","SCT","M","M",4000,5500,"M","M","M","M","M","M","M","M","M",79,"PHNL 290053Z 04021G29KT 10SM FEW040 SCT055 26/11 A2995 RMK AO2 PK WND 05029/0052 SLP142 T02610106"]
["PHNL","2019-01-28T15:55:00",77,52,41.72,30,14,0,29.95,1014.1,10,22,"FEW","SCT","BKN","M",4000,5000,6500,"M","M","M","M","M","M","M","M",77,"PHNL 290153Z 03014G22KT 10SM FEW040 SCT050 BKN065 25/11 A2995 RMK AO2 PK WND 05026/0107 SLP141 T02500111"]
["PHNL","2019-01-28T16:55:00",75.9,53.1,45.06,40,13,0,29.95,1014.3,10,24,"FEW","SCT","BKN","M",4000,5000,6500,"M","M","M","M","M","M","M","M",75.9,"PHNL 290253Z 04013G24KT 10SM FEW040 SCT050 BKN065 24/12 A2995 RMK AO2 PK WND 03026/0222 SLP143 T02440117 55003"]
["PHNL","2019-01-28T17:55:00",73.9,52,46.27,20,13,0,29.97,1014.7,10,26,"FEW","FEW","SCT","M",3800,5000,6000,"M","M","M","M","M","M","M","M",73.9,"PHNL 290353Z 02013G26KT 10SM FEW038 FEW050 SCT060 23/11 A2997 RMK AO2 PK WND 02026/0347 SLP147 T02330111"]
["PHNL","2019-01-28T18:55:00",73,52,47.69,20,14,0,29.97,1014.8,10,20,"FEW","FEW","M","M",3800,5500,"M","M","M","M","M","M","M","M","M",73,"PHNL 290453Z 02014G20KT 10SM FEW038 FEW055 23/11 A2997 RMK AO2 PK WND 03026/0431 SLP148 T02280111"]
["PHNL","2019-01-28T19:55:00",73,53.1,49.66,30,14,0,29.99,1015.5,10,21,"FEW","FEW","M","M",3800,5500,"M","M","M","M","M","M","M","M","M",73,"PHNL 290553Z 03014G21KT 10SM FEW038 FEW055 23/12 A2999 RMK AO2 SLP155 T02280117 10267 20228 53012"]
["PHNL","2019-01-28T20:55:00",73,54,51.33,20,10,0,30,1015.9,10,19,"FEW","FEW","M","M",4000,6000,"M","M","M","M","M","M","M","M","M",73,"PHNL 290653Z 02010G19KT 10SM FEW040 FEW060 23/12 A3000 RMK AO2 SLP159 T02280122"]
["PHNL","2019-01-28T21:55:00",72,51.1,47.72,10,10,0,30,1016,10,20,"FEW","FEW","M","M",3800,5500,"M","M","M","M","M","M","M","M","M",72,"PHNL 290753Z 01010G20KT 10SM FEW038 FEW055 22/11 A3000 RMK AO2 SLP160 T02220106"]
["PHNL","2019-01-28T22:55:00",72,50,45.81,10,11,0,30.01,1016.1,10,19,"FEW","FEW","M","M",3300,5000,"M","M","M","M","M","M","M","M","M",72,"PHNL 290853Z 01011G19KT 10SM FEW033 FEW050 22/10 A3001 RMK AO2 SLP161 T02220100 51007"]
["PHNL","2019-01-28T23:55:00",72,52,49.33,20,9,0,30,1015.9,10,"M","FEW","FEW","BKN","M",3200,4100,5000,"M","M","M","M","M","M","M","M",72,"PHNL 290953Z 02009KT 10SM FEW032 FEW041 BKN050 22/11 A3000 RMK AO2 SLP159 T02220111 402670183"]
["PHNL","2019-01-29T00:55:00",72,53.1,51.37,30,8,0,29.99,1015.6,10,"M","FEW","BKN","M","M",2700,5500,"M","M","M","M","M","M","M","M","M",72,"PHNL 291053Z 03008KT 10SM FEW027 BKN055 22/12 A2999 RMK AO2 SLP156 T02220117"]
["PHNL","2019-01-29T01:55:00",72,53.1,51.37,50,10,0,29.97,1015,10,"M","BKN","BKN","M","M",5000,6000,"M","M","M","M","M","M","M","M","M",72,"PHNL 291153Z 05010KT 10SM BKN050 BKN060 22/12 A2997 RMK AO2 SLP150 T02220117 10228 20217 58012"]
["PHNL","2019-01-29T02:55:00",72,54,53.09,30,11,0,29.95,1014.3,10,18,"BKN","BKN","M","M",4700,6000,"M","M","M","M","M","M","M","M","M",72,"PHNL 291253Z 03011G18KT 10SM BKN047 BKN060 22/12 A2995 RMK AO2 SLP143 T02220122"]
["PHNL","2019-01-29T03:55:00",72,55,55.06,10,9,0,29.94,1013.9,10,21,"SCT","BKN","M","M",4400,6000,"M","M","M","M","M","M","M","M","M",72,"PHNL 291353Z 01009G21KT 10SM SCT044 BKN060 22/13 A2994 RMK AO2 SLP139 T02220128"]
["PHNL","2019-01-29T04:55:00",72,51.1,47.72,20,12,0,29.94,1013.7,10,"M","FEW","FEW","M","M",3300,5000,"M","M","M","M","M","M","M","M","M",72,"PHNL 291453Z 02012KT 10SM FEW033 FEW050 22/11 A2994 RMK AO2 SLP137 T02220106 56012"]
["PHNL","2019-01-29T05:55:00",71.1,53.1,52.96,360,9,0,29.94,1014,10,"M","FEW","SCT","M","M",3600,4900,"M","M","M","M","M","M","M","M","M",71.1,"PHNL 291553Z 36009KT 10SM FEW036 SCT049 22/12 A2994 RMK AO2 SLP140 T02170117"]
["PHNL","2019-01-29T06:55:00",72,53.1,51.37,20,11,0,29.95,1014.2,10,18,"FEW","SCT","M","M",2500,5000,"M","M","M","M","M","M","M","M","M",72,"PHNL 291653Z 02011G18KT 10SM FEW025 SCT050 22/12 A2995 RMK AO2 SLP142 T02220117"]
["PHNL","2019-01-29T07:55:00",73,54,51.33,30,14,0,29.96,1014.6,10,"M","FEW","SCT","SCT","M",2600,4500,5500,"M","M","M","M","M","M","M","M",73,"PHNL 291753Z 03014KT 10SM FEW026 SCT045 SCT055 23/12 A2996 RMK AO2 SLP146 T02280122 10228 20211 53008"]
["PHNL","2019-01-29T08:55:00",75,53.1,46.44,30,16,0,29.98,1015,10,21,"FEW","SCT","M","M",2500,4600,"M","M","M","M","M","M","M","M","M",75,"PHNL 291853Z 03016G21KT 10SM FEW025 SCT046 24/12 A2998 RMK AO2 SLP150 T02390117"]
["PHNL","2019-01-29T09:55:00",75.9,55,48.3,30,13,0,29.99,1015.4,10,20,"FEW","SCT","M","M",2500,4500,"M","M","M","M","M","M","M","M","M",75.9,"PHNL 291953Z 03013G20KT 10SM FEW025 SCT045 24/13 A2999 RMK AO2 SLP154 T02440128"]
["PHNL","2019-01-29T10:55:00",77,55.9,48.12,20,14,0,29.98,1015.3,10,25,"FEW","SCT","M","M",2700,4600,"M","M","M","M","M","M","M","M","M",77,"PHNL 292053Z 02014G25KT 10SM FEW027 SCT046 25/13 A2998 RMK AO2 SLP153 T02500133 50007"]
["PHNL","2019-01-29T11:55:00",77,59,53.8,360,9,"T",29.97,1014.8,10,17,"FEW","SCT","BKN","M",2500,4500,5500,"M","M","M","M","M","M","M","M",77,"PHNL 292153Z 36009G17KT 320V030 10SM FEW025 SCT045 BKN055 25/15 A2997 RMK AO2 RAB30E38 SLP148 VCSH N P0000 T02500150"]
["PHNL","2019-01-29T12:55:00",77,57,50.07,30,14,"T",29.95,1014.1,10,19,"FEW","BKN","M","M",2500,4800,"M","M","M","M","M","M","M","M","M",77,"PHNL 292253Z 03014G19KT 10SM FEW025 BKN048 25/14 A2995 RMK AO2 RAB07E36 SLP141 P0000 T02500139"]
["PHNL","2019-01-29T13:55:00",78.1,59,51.88,360,10,0,29.93,1013.4,10,"M","FEW","SCT","BKN","M",2500,4300,5500,"M","M","M","M","M","M","M","M",78.1,"PHNL 292353Z 36010KT 10SM FEW025 SCT043 BKN055 26/15 A2993 RMK AO2 SLP134 VCSH NW-N 60000 T02560150 10261 20228 58019"]
["PHNL","2019-01-29T14:55:00",75.9,60.1,58.04,340,10,"T",29.91,1012.9,10,"M","FEW","SCT","BKN","M",2400,4000,5000,"M","M","M","M","M","M","M","M",75.9,"PHNL 300053Z 34010KT 10SM FEW024 SCT040 BKN050 24/16 A2991 RMK AO2 RAB44E49 SLP129 VCSH NW-N-E P0000 T02440156"]
["PHNL","2019-01-29T15:55:00",78.1,62.1,57.92,350,16,0,29.91,1012.8,10,"M","FEW","FEW","SCT","M",2200,3400,5000,"M","M","M","M","M","M","M","M",78.1,"PHNL 300153Z 35016KT 10SM FEW022 FEW034 SCT050 26/17 A2991 RMK AO2 SLP128 VCSH NW-N T02560167"]
["PHNL","2019-01-29T16:55:00",73.9,62.1,66.61,10,9,0,29.92,1013.1,8,"M","FEW","BKN","BKN","M",2200,3300,4200,"M","M","M","M","M","M","M","M",73.9,"PHNL 300253Z 01009KT 8SM FEW022 BKN033 BKN042 23/17 A2992 RMK AO2 SLP131 VCSH NW-N-E 60000 T02330167 55003"]
["PHNL","2019-01-29T17:55:00",73.9,62.1,66.61,10,8,0,29.93,1013.5,10,"M","FEW","SCT","BKN","M",2200,3800,5500,"M","M","M","M","M","M","M","M",73.9,"PHNL 300353Z 01008KT 10SM FEW022 SCT038 BKN055 23/17 A2993 RMK AO2 SLP135 VCSH NW-N-E T02330167"]
["PHNL","2019-01-29T18:55:00",72,62.1,71.02,330,9,0,29.94,1013.8,10,"M","FEW","FEW","SCT","M",2200,3900,5000,"M","M","M","M","M","M","M","M",72,"PHNL 300453Z 33009KT 10SM FEW022 FEW039 SCT050 22/17 A2994 RMK AO2 SLP138 VCSH NE T02220167"]
["PHNL","2019-01-29T19:55:00",72,62.1,71.02,310,9,0,29.96,1014.5,10,"M","FEW","FEW","M","M",2200,3600,"M","M","M","M","M","M","M","M","M",72,"PHNL 300553Z 31009KT 10SM FEW022 FEW036 22/17 A2996 RMK AO2 SLP145 VCSH NE 60000 T02220167 10261 20217 53014"]
["PHNL","2019-01-29T20:55:00",71.1,63,75.58,330,7,0,29.98,1015.1,10,"M","FEW","SCT","M","M",2400,3800,"M","M","M","M","M","M","M","M","M",71.1,"PHNL 300653Z 33007KT 10SM FEW024 SCT038 22/17 A2998 RMK AO2 SLP151 T02170172"]
["PHNL","2019-01-29T21:55:00",71.1,63,75.58,10,7,"T",29.99,1015.5,10,"M","FEW","SCT","BKN","M",2200,3500,5000,"M",{"$f":"-RA","v":{"$error":"#NAME?"}},"M","M","M","M","M","M",71.1,"PHNL 300753Z 01007KT 10SM -RA FEW022 SCT035 BKN050 22/17 A2999 RMK AO2 RAB36 SLP155 P0000 T02170172"]
["PHNL","2019-01-29T22:55:00",70,64,81.27,360,5,"T",29.98,1015.2,10,"M","FEW","SCT","BKN","M",2900,3900,4800,"M","M","M","M","M","M","M","M",70,"PHNL 300853Z 36005KT 10SM FEW029 SCT039 BKN048 21/18 A2998 RMK AO2 RAE51 SLP152 P0000 60000 T02110178 50007"]
["PHNL","2019-01-29T23:55:00",71.1,64,78.28,330,8,0.01,29.97,1014.8,10,"M","SCT","SCT","BKN","M",2800,4200,5500,"M",{"$f":"-RA","v":{"$error":"#NAME?"}},"M","M","M","M","M","M",71.1,"PHNL 300953Z 33008KT 10SM -RA SCT028 SCT042 BKN055 22/18 A2997 RMK AO2 RAB26 SLP148 P0001 T02170178 402610211"]
["PHNL","2019-01-30T00:55:00",71.1,64,78.28,310,6,"T",29.95,1014.3,10,"M","FEW","SCT","BKN","M",3300,4400,5000,"M",{"$f":"-RA","v":{"$error":"#NAME?"}},"M","M","M","M","M","M",71.1,"PHNL 301053Z 31006KT 10SM -RA FEW033 SCT044 BKN050 22/18 A2995 RMK AO2 SLP143 P0000 T02170178"]
["PHNL","2019-01-30T01:55:00",68,63,84.03,300,5,"T",29.94,1013.6,10,"M","FEW","FEW","FEW","M",3500,4500,5500,"M","M","M","M","M","M","M","M",68,"PHNL 301153Z 30005KT 10SM FEW035 FEW045 FEW055 20/17 A2994 RMK AO2 RAE07 SLP136 P0000 60001 70001 T02000172 10222 20200 58016"]
["PHNL","2019-01-30T02:55:00",69.1,63,80.92,310,8,0,29.92,1013.2,10,"M","FEW","SCT","M","M",4300,5000,"M","M","M","M","M","M","M","M","M",69.1,"PHNL 301253Z 31008KT 10SM FEW043 SCT050 21/17 A2992 RMK AO2 SLP132 T02060172"]
["PHNL","2019-01-30T03:55:00",69.1,64,83.81,320,6,"T",29.91,1012.6,10,"M","SCT","BKN","M","M",4400,5500,"M","M","RA","M","M","M","M","M","M",69.1,"PHNL 301353Z 32006KT 10SM RA SCT044 BKN055 21/18 A2991 RMK AO2 RAB30 CIG 045 RWY04R SLP126 P0000 T02060178"]
["PHNL","2019-01-30T04:55:00",70,62.1,76.01,10,9,"T",29.9,1012.6,10,"M","FEW","FEW","SCT","M",2800,3700,4900,"M","M","M","M","M","M","M","M",70,"PHNL 301453Z 01009KT 10SM FEW028 FEW037 SCT049 21/17 A2990 RMK AO2 RAE10 SLP126 P0000 60000 T02110167 56010"]
["PHNL","2019-01-30T05:55:00",71.1,62.1,73.22,360,9,0,29.91,1012.7,10,"M","FEW","FEW","SCT","M",2700,3900,4800,"M","M","M","M","M","M","M","M",71.1,"PHNL 301553Z 36009KT 10SM FEW027 FEW039 SCT048 22/17 A2991 RMK AO2 SLP127 T02170167"]
["PHNL","2019-01-30T06:55:00",69.1,64,83.81,10,11,"T",29.93,1013.4,10,"M","FEW","SCT","BKN","M",2500,3900,5000,"M",{"$f":"-RA","v":{"$error":"#NAME?"}},"M","M","M","M","M","M",69.1,"PHNL 301653Z 01011KT 10SM -RA FEW025 SCT039 BKN050 21/18 A2993 RMK AO2 RAB19 SLP134 P0000 T02060178"]
["PHNL","2019-01-30T07:55:00",71.1,64,78.28,10,9,0.02,29.94,1013.8,10,"M","FEW","SCT","OVC","M",2500,4000,4700,"M",{"$f":"-RA","v":{"$error":"#NAME?"}},"M","M","M","M","M","M",71.1,"PHNL 301753Z 01009KT 10SM -RA FEW025 SCT040 OVC047 22/18 A2994 RMK AO2 SLP138 P0002 60002 T02170178 10222 20200 53012"]
["PHNL","2019-01-30T08:55:00",71.1,66,83.93,30,11,0.01,29.95,1014.3,10,"M","FEW","SCT","BKN","M",2200,3200,5000,"M",{"$f":"-RA","v":{"$error":"#NAME?"}},"M","M","M","M","M","M",71.1,"PHNL 301853Z 03011KT 10SM -RA FEW022 SCT032 BKN050 22/19 A2995 RMK AO2 SLP143 P0001 T02170189"]
["PHNL","2019-01-30T09:55:00",72,64.9,78.35,20,11,0.01,29.97,1014.8,8,"M","FEW","SCT","BKN","M",2400,3500,5000,"M","RA","M","M","M","M","M","M",72,"PHNL 301953Z 02011KT 8SM RA FEW024 SCT035 BKN050 22/18 A2997 RMK AO2 RAE30B47 SLP148 P0001 T02220183"]
["PHNL","2019-01-30T10:55:00",75.9,66.9,73.68,40,10,"T",29.95,1014.2,10,"M","FEW","SCT","SCT","M",2400,4500,5500,"M","M","M","M","M","M","M","M",75.9,"PHNL 302053Z 04010KT 10SM FEW024 SCT045 SCT055 24/19 A2995 RMK AO2 RAE47 SLP142 P0000 60002 T02440194 50004"]
["PHNL","2019-01-30T11:55:00",79,63,58.04,40,12,"T",29.93,1013.5,10,19,"FEW","SCT","M","M",2500,3500,"M","M","M","M","M","M","M","M","M",80.54,"PHNL 302153Z 04012G19KT 10SM FEW025 SCT035 26/17 A2993 RMK AO2 RAB2057E08 SLP135 P0000 T02610172"]
["PHNL","2019-01-30T12:55:00",80.1,61,52.16,70,16,0,29.91,1012.6,10,20,"FEW","SCT","SCT","M",2500,4000,7000,"M","M","M","M","M","M","M","M",81.1,"PHNL 302253Z 07016G20KT 10SM FEW025 SCT040 SCT070 27/16 A2991 RMK AO2 SLP126 VCSH N T02670161"]
["PHNL","2019-01-30T13:55:00",80.1,61,52.16,40,15,0,29.9,1012.5,10,"M","FEW","FEW","SCT","M",2500,4200,7000,"M","M","M","M","M","M","M","M",81.1,"PHNL 302353Z 04015KT 10SM FEW025 FEW042 SCT070 27/16 A2990 RMK AO2 SLP125 VCSH N-NE 60002 T02670161 10278 20206 56018"]
["PHNL","2019-01-30T14:55:00",81,63,54.36,40,15,"T",29.89,1012.1,10,"M","FEW","FEW","FEW","M",2500,3700,5000,"M","M","M","M","M","M","M","M",82.28,"PHNL 310053Z 04015KT 10SM FEW025 FEW037 FEW050 27/17 A2989 RMK AO2 RAB2356E08 SLP121 P0000 T02720172"]
["PHNL","2019-01-30T15:55:00",81,61,50.65,30,15,0,29.89,1012.1,10,21,"FEW","FEW","M","M",2500,3800,"M","M","M","M","M","M","M","M","M",81.81,"PHNL 310153Z 03015G21KT 10SM FEW025 FEW038 27/16 A2989 RMK AO2 SLP121 VCSH NE-E T02720161"]
["PHNL","2019-01-30T16:55:00",79,62.1,56.23,10,19,"T",29.9,1012.5,10,24,"FEW","FEW","M","M",2400,3500,"M","M","M","M","M","M","M","M","M",80.41,"PHNL 310253Z 01019G24KT 10SM FEW024 FEW035 26/17 A2990 RMK AO2 RAB25E34 SLP125 VCSH NW-N-E P0000 60000 T02610167 55000"]
["PHNL","2019-01-30T17:55:00",75.9,62.1,62.3,10,15,"T",29.91,1012.8,10,22,"FEW","FEW","M","M",2400,3900,"M","M","M","M","M","M","M","M","M",75.9,"PHNL 310353Z 01015G22KT 10SM FEW024 FEW039 24/17 A2991 RMK AO2 RAB0256E11 SLP128 P0000 T02440167"]
["PHNL","2019-01-30T18:55:00",75,62.1,64.2,20,11,0,29.93,1013.4,10,"M","FEW","FEW","M","M",2500,3800,"M","M","M","M","M","M","M","M","M",75,"PHNL 310453Z 02011KT 10SM FEW025 FEW038 24/17 A2993 RMK AO2 SLP134 T02390167"]
["PHNL","2019-01-30T19:55:00",73.9,63,68.76,30,13,"T",29.94,1013.8,10,16,"FEW","FEW","FEW","M",2400,3800,5000,"M","M","M","M","M","M","M","M",73.9,"PHNL 310553Z 03013G16KT 10SM FEW024 FEW038 FEW050 23/17 A2994 RMK AO2 RAB37E48 SLP138 P0000 60000 T02330172 10278 20233 53014"]
["PHNL","2019-01-30T20:55:00",73.9,63,68.76,30,12,"T",29.95,1014.2,10,"M","FEW","FEW","M","M",2400,3700,"M","M","M","M","M","M","M","M","M",73.9,"PHNL 310653Z 03012KT 10SM FEW024 FEW037 23/17 A2995 RMK AO2 RAB27E37 SLP142 P0000 T02330172"]
["PHNL","2019-01-30T21:55:00",73.9,63,68.76,40,14,"T",29.95,1014.3,10,"M","FEW","FEW","SCT","M",2400,3700,4800,"M","M","M","M","M","M","M","M",73.9,"PHNL 310753Z 04014KT 10SM FEW024 FEW037 SCT048 23/17 A2995 RMK AO2 RAB33E44 SLP143 VCSH N-NE-E P0000 T02330172"]
["PHNL","2019-01-30T22:55:00",72,64.9,78.35,40,12,0.01,29.95,1014.1,10,"M","FEW","FEW","SCT","M",2400,3900,4700,"M","M","M","M","M","M","M","M",72,"PHNL 310853Z 04012KT 10SM FEW024 FEW039 SCT047 22/18 A2995 RMK AO2 RAB05E45 SLP141 P0001 60001 T02220183 50003"]
["PHNL","2019-01-30T23:55:00",73,63,70.87,40,10,"T",29.95,1014,10,"M","FEW","SCT","BKN","M",3200,4000,6000,"M","M","M","M","M","M","M","M",73,"PHNL 310953Z 04010KT 10SM FEW032 SCT040 BKN060 23/17 A2995 RMK AO2 RAB14E33 SLP140 P0000 T02280172 402780200"]
["PHNL","2019-01-31T00:55:00",73,64,73.4,20,10,"T",29.95,1014,10,19,"FEW","SCT","BKN","M",2500,4100,5000,"M",{"$f":"-RA","v":{"$error":"#NAME?"}},"M","M","M","M","M","M",73,"PHNL 311053Z 02010G19KT 10SM -RA FEW025 SCT041 BKN050 23/18 A2995 RMK AO2 RAB0957E25B44 SLP140 P0000 T02280178"]
["PHNL","2019-01-31T01:55:00",70,64.9,83.86,30,8,0.03,29.93,1013.4,10,"M","BKN","BKN","OVC","M",2700,3300,5500,"M",{"$f":"-RA","v":{"$error":"#NAME?"}},"M","M","M","M","M","M",70,"PHNL 311153Z 03008KT 10SM -RA BKN027 BKN033 OVC055 21/18 A2993 RMK AO2 SLP134 P0003 60004 70008 T02110183 10239 20211 58006"]
["PHNL","2019-01-31T02:10:00",71.1,64.9,80.78,60,12,"T",29.93,"M",8,"M","BKN","BKN","BKN","M",3200,4000,5500,"M","RA","M","M","M","M","M","M",71.1,"PHNL 311209Z 06012KT 8SM RA BKN032 BKN040 BKN055 22/18 A2993 RMK AO2 P0000 T02170183"]
["PHNL","2019-01-31T02:55:00",71.1,64.9,80.78,30,9,0.01,29.92,1013,10,"M","FEW","FEW","M","M",3000,3800,"M","M","M","M","M","M","M","M","M",71.1,"PHNL 311253Z 03009KT 10SM FEW030 FEW038 22/18 A2992 RMK AO2 RAE36 SLP130 P0001 T02170183"]
["PHNL","2019-01-31T03:55:00",71.1,64.9,80.78,360,8,"T",29.91,1012.9,10,"M","SCT","BKN","BKN","M",2600,4300,7000,"M",{"$f":"-RA","v":{"$error":"#NAME?"}},"M","M","M","M","M","M",71.1,"PHNL 311353Z 36008KT 10SM -RA SCT026 BKN043 BKN070 22/18 A2991 RMK AO2 RAB27 SLP129 P0000 T02170183"]
["PHNL","2019-01-31T04:55:00",70,64.9,83.86,30,7,0.01,29.91,1012.9,8,17,"FEW","BKN","BKN","M",2500,3900,4900,"M",{"$f":"-RA","v":{"$error":"#NAME?"}},"M","M","M","M","M","M",70,"PHNL 311453Z 03007G17KT 8SM -RA FEW025 BKN039 BKN049 21/18 A2991 RMK AO2 SLP129 P0001 60002 T02110183 55005"]
["PHNL","2019-01-31T05:55:00",71.1,64,78.28,30,8,"T",29.92,1013.2,10,"M","FEW","BKN","BKN","M",2500,3500,4800,"M","M","M","M","M","M","M","M",71.1,"PHNL 311553Z 03008KT 10SM FEW025 BKN035 BKN048 22/18 A2992 RMK AO2 RAE13 SLP132 P0000 T02170178"]
["PHNL","2019-01-31T06:55:00",71.1,64,78.28,20,10,"T",29.93,1013.6,10,"M","FEW","SCT","BKN","M",2500,3600,4400,"M",{"$f":"-RA","v":{"$error":"#NAME?"}},"M","M","M","M","M","M",71.1,"PHNL 311653Z 02010KT 10SM -RA FEW025 SCT036 BKN044 22/18 A2993 RMK AO2 RAB03E13B44 SLP136 P0000 T02170178"]
["PHNL","2019-01-31T07:55:00",71.1,64.9,80.78,360,8,"T",29.94,1013.9,10,"M","FEW","BKN","BKN","M",2500,3500,4700,"M",{"$error":"#NAME?"},"M","M","M","M","M","M",71.1,"PHNL 311753Z 36008KT 10SM -RA FEW025 BKN035 BKN047 /P 22/18 A2994 RMK AO2 RAE30B52 SLP139 P0000 60002 T02170183 10222 20206 53009"]
["PHNL","2019-01-31T08:55:00",71.1,66,83.93,40,8,0.01,29.95,1014.1,10,"M","SCT","BKN","M","M",2500,3200,"M","M",{"$error":"#NAME?"},"M","M","M","M","M","M",71.1,"PHNL 311853Z 04008KT 10SM -RA SCT025 BKN032 22/19 A2995 RMK AO2 SLP141 P0001 T02170189"]
["PHNL","2019-01-31T09:55:00",73,66.9,81.2,10,9,"T",29.96,1014.3,10,"M","FEW","SCT","BKN","M",2700,3500,5000,"M",{"$error":"#NAME?"},"M","M","M","M","M","M",73,"PHNL 311953Z 01009KT 10SM -RA FEW027 SCT035 BKN050 23/19 A2996 RMK AO2 SLP143 P0000 T02280194"]
["PHNL","2019-01-31T10:55:00",73,66.9,81.2,40,15,"T",29.94,1013.6,10,"M","FEW","SCT","BKN","M",2300,3500,4500,"M",{"$error":"#NAME?"},"M","M","M","M","M","M",73,"PHNL 312053Z 04015KT 10SM -RA FEW023 SCT035 BKN045 23/19 A2994 RMK AO2 SLP136 P0000 60001 T02280194 58002"]
["PHNL","2019-01-31T11:55:00",73.9,66.9,78.77,30,14,"T",29.91,1012.9,10,20,"FEW","SCT","SCT","M",2200,2900,4500,"M",{"$error":"#NAME?"},"M","M","M",26,20,"2019-01-31T21:41:00",73.9,"PHNL 312153Z 03014G20KT 10SM -RA FEW022 SCT029 SCT045 23/19 A2991 RMK AO2 PK WND 02026/2141 SLP129 P0000 T02330194"]
["PHNL","2019-01-31T12:55:00",73.9,64.9,73.49,20,14,"T",29.9,1012.5,10,20,"FEW","SCT","BKN","M",2200,3000,4500,"M",{"$error":"#NAME?"},"M","M","M","M","M","M",73.9,"PHNL 312253Z 02014G20KT 10SM -RA FEW022 SCT030 BKN045 23/18 A2990 RMK AO2 SLP125 P0000 T02330183"]
["PHNL","2019-01-31T13:55:00",73,64,73.4,30,15,"T",29.87,1011.6,10,21,"FEW","SCT","BKN","M",2300,3200,4100,"M",{"$error":"#NAME?"},"M","M","M","M","M","M",73,"PHNL 312353Z 03015G21KT 10SM -RA FEW023 SCT032 BKN041 23/18 A2987 RMK AO2 SLP116 P0000 60001 T02280178 10239 20211 58021"]
["PHNL","2019-01-31T14:55:00",73.9,62.1,66.61,20,12,"T",29.86,1011.1,10,18,"FEW","SCT","BKN","M",2300,2800,4100,"M","M","M","M","M",26,10,"2019-02-01T00:37:00",73.9,"PHNL 010053Z 02012G18KT 10SM FEW023 SCT028 BKN041 23/17 A2986 RMK AO2 PK WND 01026/0037 RAE52 SLP111 VCSH N-NE-E P0000 T02330167"]
["PHNL","2019-01-31T15:55:00",75,63,66.27,360,12,0,29.85,1010.8,10,23,"FEW","SCT","BKN","M",2300,2800,3600,"M","M","M","M","M","M","M","M",75,"PHNL 010153Z 36012G23KT 10SM FEW023 SCT028 BKN036 24/17 A2985 RMK AO2 SLP108 T02390172"]
["PHNL","2019-01-31T16:55:00",73.9,63,68.76,10,11,0,29.85,1010.9,10,"M","FEW","SCT","BKN","M",2000,2700,3400,"M","M","M","M","M",26,40,"2019-02-01T02:14:00",73.9,"PHNL 010253Z 01011KT 10SM FEW020 SCT027 BKN034 23/17 A2985 RMK AO2 PK WND 04026/0214 SLP109 60000 T02330172 55007"]
["PHNL","2019-01-31T17:55:00",73,63,70.87,"M",6,0,29.87,1011.3,10,16,"FEW","SCT","BKN","M",2000,2700,3500,"M","M","M","M","M","M","M","M",73,"PHNL 010353Z VRB06G16KT 10SM FEW020 SCT027 BKN035 23/17 A2987 RMK AO2 SLP113 VCSH N-NE T02280172"]
["PHNL","2019-01-31T18:55:00",73,63,70.87,290,5,0,29.89,1012,10,"M","FEW","SCT","BKN","M",2100,2500,3300,"M","M","M","M","M","M","M","M",73,"PHNL 010453Z 29005KT 10SM FEW021 SCT025 BKN033 23/17 A2989 RMK AO2 SLP120 VCSH N-NE T02280172"]
["PHNL","2019-01-31T19:55:00",72,64,75.92,30,10,"T",29.9,1012.3,10,19,"FEW","SCT","SCT","M",1900,2600,3400,"M","M","M","M","M","M","M","M",72,"PHNL 010553Z 03010G19KT 10SM FEW019 SCT026 SCT034 22/18 A2990 RMK AO2 RAB08E51 SLP123 P0000 60000 T02220178 10244 20222 51014"]
["PHNL","2019-01-31T20:55:00",72,64.9,78.35,10,7,"T",29.92,1013.2,10,"M","FEW","SCT","BKN","M",2200,3300,4400,"M","M","M","M","M","M","M","M",72,"PHNL 010653Z 01007KT 10SM FEW022 SCT033 BKN044 22/18 A2992 RMK AO2 RAB15E47 SLP132 VCSH NW-E P0000 T02220183"]
["PHNL","2019-01-31T21:55:00",72,64.9,78.35,10,8,"T",29.93,1013.5,10,"M","FEW","SCT","BKN","M",1800,3100,4400,"M","M","M","M","M","M","M","M",72,"PHNL 010753Z 01008KT 10SM FEW018 SCT031 BKN044 22/18 A2993 RMK AO2 RAB0656E43 SLP135 VCSH NW-E P0000 T02220183"]
["PHNL","2019-01-31T22:55:00",70,64.9,83.86,"M",6,0.02,29.93,1013.5,10,"M","FEW","SCT","BKN","M",2000,3700,9000,"M",{"$f":"-RA","v":{"$error":"#NAME?"}},"M","M","M","M","M","M",70,"PHNL 010853Z VRB06KT 10SM -RA FEW020 SCT037 BKN090 21/18 A2993 RMK AO2 RAB08 SLP135 P0002 60002 T02110183 50012"]
["PHNL","2019-01-31T23:55:00",69.1,66.9,92.71,330,3,"T",29.93,1013.5,10,"M","FEW","SCT","BKN","M",2200,3100,10000,"M",{"$f":"-RA","v":{"$error":"#NAME?"}},"M","M","M","M","M","M",69.1,"PHNL 010953Z 33003KT 10SM -RA FEW022 SCT031 BKN100 21/19 A2993 RMK AO2 SLP135 P0000 T02060194 402440206"]
["PHNL","2019-02-01T00:55:00",66.9,66,96.93,350,4,0.07,29.94,1013.7,7,"M","FEW","SCT","OVC","M",1900,3000,5500,"M",{"$f":"-RA","v":{"$error":"#NAME?"}},"M","M","M","M","M","M",66.9,"PHNL 011053Z 35004KT 7SM -RA FEW019 SCT030 OVC055 19/19 A2994 RMK AO2 SLP137 P0007 T01940189"]
["PHNL","2019-02-01T01:55:00",69.1,66.9,92.71,340,5,0.01,29.92,1013.3,10,"M","FEW","SCT","BKN","M",1900,3400,5000,"M",{"$f":"-RA","v":{"$error":"#NAME?"}},"M","M","M","M","M","M",69.1,"PHNL 011153Z 34005KT 10SM -RA FEW019 SCT034 BKN050 21/19 A2992 RMK AO2 RAE24B46 SLP133 P0001 60010 70013 T02060194 10228 20194 58002"]
["PHNL","2019-02-01T02:55:00",68,66.9,96.28,360,5,0.01,29.91,1012.7,10,"M","SCT","BKN","OVC","M",2900,3800,4800,"M","M","M","M","M","M","M","M",68,"PHNL 011253Z 36005KT 10SM SCT029 BKN038 OVC048 20/19 A2991 RMK AO2 RAE1156B21E47 SLP127 P0001 T02000194"]
["PHNL","2019-02-01T03:55:00",68,66.9,96.28,90,3,0.01,29.9,1012.6,6,"M","FEW","SCT","OVC","M",1500,3000,4500,"M","RA BR","M","M","M","M","M","M",68,"PHNL 011353Z 09003KT 6SM RA BR FEW015 SCT030 OVC045 20/19 A2990 RMK AO2 RAB35 SLP126 P0001 T02000194"]
["PHNL","2019-02-01T04:55:00",68,68,100,0,0,0.06,29.91,1012.7,8,"M","FEW","BKN","OVC","M",1500,3000,5500,"M",{"$f":"-RA","v":{"$error":"#NAME?"}},"M","M","M","M","M","M",68,"PHNL 011453Z 00000KT 8SM -RA FEW015 BKN030 OVC055 20/20 A2991 RMK AO2 SLP127 P0006 60008 T02000200 55006"]
["PHNL","2019-02-01T05:55:00",68,66.9,96.28,10,4,"T",29.92,1013.1,10,"M","FEW","BKN","BKN","M",2000,4800,9000,"M","M","M","M","M","M","M","M",68,"PHNL 011553Z 01004KT 10SM FEW020 BKN048 BKN090 20/19 A2992 RMK AO2 RAE10B33E52 SLP131 P0000 T02000194"]
["PHNL","2019-02-01T06:55:00",69.1,66.9,92.71,360,3,0.02,29.94,1013.9,10,"M","FEW","BKN","BKN","M",2500,4500,8500,"M","M","M","M","M","M","M","M",69.1,"PHNL 011653Z 36003KT 10SM FEW025 BKN045 BKN085 21/19 A2994 RMK AO2 RAB1559E21 SLP139 P0002 T02060194"]
["PHNL","2019-02-01T07:55:00",71.1,66.9,86.59,0,0,0,29.95,1014.3,10,"M","FEW","SCT","SCT","M",2500,4500,9000,"M","M","M","M","M","M","M","M",71.1,"PHNL 011753Z 00000KT 10SM FEW025 SCT045 SCT090 22/19 A2995 RMK AO2 SLP143 60010 T02170194 10217 20200 53016"]
["PHNL","2019-02-01T08:55:00",73,64.9,75.75,40,5,0,29.97,1014.8,10,"M","FEW","SCT","BKN","M",2500,4000,6000,"M","M","M","M","M","M","M","M",73,"PHNL 011853Z 04005KT 10SM FEW025 SCT040 BKN060 23/18 A2997 RMK AO2 SLP148 T02280183"]
["PHNL","2019-02-01T09:55:00",73,66.9,81.2,50,7,"T",29.98,1015.3,10,"M","FEW","SCT","BKN","M",2400,4400,5000,"M",{"$f":"-RA","v":{"$error":"#NAME?"}},"M","M","M","M","M","M",73,"PHNL 011953Z 05007KT 10SM -RA FEW024 SCT044 BKN050 23/19 A2998 RMK AO2 RAB02E19B49 SLP153 P0000 T02280194"]
["PHNL","2019-02-01T10:55:00",73.9,66,76.36,30,10,"T",29.98,1015.3,10,"M","FEW","SCT","SCT","M",2500,3300,5000,"M","M","M","M","M","M","M","M",73.9,"PHNL 012053Z 03010KT 10SM FEW025 SCT033 SCT050 23/19 A2998 RMK AO2 RAE03 SLP153 P0000 60000 T02330189 51010"]
["PHNL","2019-02-01T11:55:00",73,64,73.4,40,13,"T",29.97,1014.7,10,19,"FEW","BKN","BKN","M",2500,3300,6000,"M",{"$f":"-RA","v":{"$error":"#NAME?"}},"M","M","M","M","M","M",73,"PHNL 012153Z 04013G19KT 10SM -RA FEW025 BKN033 BKN060 23/18 A2997 RMK AO2 RAB46 SLP147 P0000 T02280178"]
["PHNL","2019-02-01T12:55:00",78.1,64.9,63.9,40,17,"T",29.93,1013.3,10,24,"FEW","SCT","SCT","M",2500,5000,9500,"M","M","M","M","M","M","M","M",78.1,"PHNL 012253Z 04017G24KT 10SM FEW025 SCT050 SCT095 26/18 A2993 RMK AO2 RAE07 SLP133 P0000 T02560183"]
["PHNL","2019-02-01T13:55:00",80.1,64.9,59.83,70,15,0,29.9,1012.4,10,25,"FEW","SCT","M","M",2500,3800,"M","M","M","M","M","M",30,70,"2019-02-01T23:42:00",81.91,"PHNL 012353Z 07015G25KT 10SM FEW025 SCT038 27/18 A2990 RMK AO2 PK WND 07030/2342 SLP124 60000 T02670183 10267 20217 58029"]
["PHNL","2019-02-01T14:55:00",81,64.9,58.1,70,15,0,29.88,1011.8,10,21,"FEW","FEW","SCT","M",2500,3200,4500,"M","M","M","M","M",27,50,"2019-02-02T00:24:00",82.79,"PHNL 020053Z 07015G21KT 10SM FEW025 FEW032 SCT045 27/18 A2988 RMK AO2 PK WND 05027/0024 SLP118 T02720183"]
["PHNL","2019-02-01T15:55:00",80.1,64.9,59.83,80,15,0,29.88,1011.8,10,24,"FEW","SCT","BKN","M",2400,3200,4100,"M","M","M","M","M",27,80,"2019-02-02T00:59:00",81.91,"PHNL 020153Z 08015G24KT 10SM FEW024 SCT032 BKN041 27/18 A2988 RMK AO2 PK WND 08027/0059 SLP118 T02670183"]
["PHNL","2019-02-01T16:55:00",79,64.9,62.03,50,12,0,29.89,1012.2,10,"M","FEW","SCT","BKN","M",2300,3000,3900,"M","M","M","M","M","M","M","M",80.83,"PHNL 020253Z 05012KT 10SM FEW023 SCT030 BKN039 26/18 A2989 RMK AO2 SLP122 VCSH N T02610183 55002"]
["PHNL","2019-02-01T17:55:00",77,64.9,66.27,60,15,0,29.9,1012.6,10,20,"FEW","FEW","SCT","M",2300,3000,3900,"M","M","M","M","M","M","M","M",77,"PHNL 020353Z 06015G20KT 10SM FEW023 FEW030 SCT039 25/18 A2990 RMK AO2 SLP126 VCSH N-NE T02500183"]
["PHNL","2019-02-01T18:55:00",75,64.9,70.83,50,14,0,29.91,1012.8,10,"M","FEW","FEW","SCT","M",2200,3200,4000,"M","M","M","M","M","M","M","M",75,"PHNL 020453Z 05014KT 10SM FEW022 FEW032 SCT040 24/18 A2991 RMK AO2 SLP128 VCSH N-NE T02390183"]
["PHNL","2019-02-01T19:55:00",75,66,73.59,60,11,"T",29.93,1013.6,10,19,"FEW","SCT","BKN","M",2200,3300,4000,"M",{"$f":"-RA","v":{"$error":"#NAME?"}},"M","M","M","M","M","M",75,"PHNL 020553Z 06011G19KT 10SM -RA FEW022 SCT033 BKN040 24/19 A2993 RMK AO2 RAB42 SLP136 P0000 60000 T02390189 10272 20233 53014"]
["PHNL","2019-02-01T20:55:00",73.9,66,76.36,60,14,"T",29.95,1014.1,10,"M","FEW","SCT","BKN","M",2300,3700,5000,"M","M","M","M","M","M","M","M",73.9,"PHNL 020653Z 06014KT 10SM FEW023 SCT037 BKN050 23/19 A2995 RMK AO2 RAE20 SLP141 VCSH N-NE-E P0000 T02330189"]
["PHNL","2019-02-01T21:55:00",72,66.9,83.99,70,7,"T",29.95,1014,10,"M","SCT","BKN","OVC","M",2300,3200,10000,"M",{"$f":"-RA","v":{"$error":"#NAME?"}},"M","M","M","M","M","M",72,"PHNL 020753Z 07007KT 10SM -RA SCT023 BKN032 OVC100 22/19 A2995 RMK AO2 RAB27 SLP140 P0000 T02220194"]
["PHNL","2019-02-01T22:55:00",72,66.9,83.99,60,15,"T",29.94,1013.8,10,"M","FEW","FEW","SCT","M",2200,2900,4000,"M","M","M","M","M","M","M","M",72,"PHNL 020853Z 06015KT 10SM FEW022 FEW029 SCT040 22/19 A2994 RMK AO2 RAE01 SLP138 VCSH N-NE-E P0000 60000 T02220194 50002"]
["PHNL","2019-02-01T23:55:00",73,66,78.7,50,12,"T",29.93,1013.6,10,"M","FEW","SCT","BKN","M",2300,3800,5000,"M",{"$f":"-RA","v":{"$error":"#NAME?"}},"M","M","M","M","M","M",73,"PHNL 020953Z AUTO 05012KT 10SM -RA FEW023 SCT038 BKN050 23/19 A2993 RMK AO2 RAB50 SLP136 P0000 T02280189 402720194 TSNO"]
["PHNL","2019-02-02T00:55:00",72,66,81.41,80,12,"T",29.93,1013.4,10,"M","FEW","SCT","BKN","M",2300,3800,5000,"M","M","M","M","M","M","M","M",72,"PHNL 021053Z 08012KT 10SM FEW023 SCT038 BKN050 22/19 A2993 RMK AO2 RAE0956 SLP134 P0000 T02220189"]
["PHNL","2019-02-02T01:55:00",72,66.9,83.99,70,13,0,29.91,1012.9,10,"M","FEW","FEW","SCT","M",1800,3400,8500,"M","M","M","M","M","M","M","M",72,"PHNL 021153Z 07013KT 10SM FEW018 FEW034 SCT085 22/19 A2991 RMK AO2 SLP129 VCSH NE-E 60000 70010 T02220194 10239 20217 58009"]
["PHNL","2019-02-02T02:55:00",72,66,81.41,60,8,0,29.91,1012.9,10,"M","FEW","SCT","BKN","M",1800,3000,10000,"M","M","M","M","M","M","M","M",72,"PHNL 021253Z 06008KT 10SM FEW018 SCT030 BKN100 22/19 A2991 RMK AO2 SLP129 VCSH NE-E T02220189"]
["PHNL","2019-02-02T03:55:00",72,66,81.41,60,5,0,29.91,1012.7,10,14,"FEW","BKN","BKN","M",1700,3500,6500,"M","M","M","M","M","M","M","M",72,"PHNL 021353Z 06005G14KT 10SM FEW017 BKN035 BKN065 22/19 A2991 RMK AO2 SLP127 VCSH NE-E T02220189"]
["PHNL","2019-02-02T04:55:00",71.1,66.9,86.59,30,11,0.01,29.91,1012.7,10,16,"FEW","BKN","BKN","M",1800,5000,10000,"M",{"$f":"-RA","v":{"$error":"#NAME?"}},"M","M","M","M","M","M",71.1,"PHNL 021453Z 03011G16KT 10SM -RA FEW018 BKN050 BKN100 22/19 A2991 RMK AO2 RAB12 SLP127 P0001 60001 T02170194 58001"]
["PHNL","2019-02-02T05:55:00",71.1,66.9,86.59,30,4,0.03,29.92,1013.1,10,"M","FEW","FEW","SCT","M",5000,7000,9500,"M","M","M","M","M","M","M","M",71.1,"PHNL 021553Z 03004KT 10SM FEW050 FEW070 SCT095 22/19 A2992 RMK AO2 RAE1459B16E37 SLP131 P0003 T02170194"]
["PHNL","2019-02-02T06:55:00",72,66.9,83.99,60,10,"T",29.95,1014.2,10,"M","FEW","SCT","OVC","M",1800,3400,5500,"M",{"$f":"-RA","v":{"$error":"#NAME?"}},"M","M","M","M","M","M",72,"PHNL 021653Z 06010KT 10SM -RA FEW018 SCT034 OVC055 22/19 A2995 RMK AO2 RAB33 SLP142 P0000 T02220194"]
["PHNL","2019-02-02T07:55:00",71.1,66.9,86.59,40,7,0.01,29.97,1014.7,10,"M","SCT","BKN","BKN","BKN",4700,6000,7000,13000,{"$f":"-RA","v":{"$error":"#NAME?"}},"M","M","M","M","M","M",71.1,"PHNL 021753Z 04007KT 10SM -RA SCT047 BKN060 BKN070 BKN130 22/19 A2997 RMK AO2 SLP147 P0001 60005 T02170194 10222 20211 53020"]
["PHNL","2019-02-02T08:55:00",71.1,66.9,86.59,20,4,0.04,29.99,1015.5,3,"M","SCT","BKN","OVC","M",2500,5000,7500,"M",{"$f":"+RA BR","v":{"$error":"#NAME?"}},"M","M","M","M","M","M",71.1,"PHNL 021853Z 02004KT 3SM +RA BR SCT025 BKN050 OVC075 22/19 A2999 RMK AO2 RAE1754B35 SLP155 P0004 T02170194"]
["PHNL","2019-02-02T09:55:00",73,69.1,87.59,30,10,0.01,30,1015.9,10,"M","SCT","BKN","BKN","M",2200,4400,5500,"M",{"$f":"-RA","v":{"$error":"#NAME?"}},"M","M","M","M","M","M",74.12,"PHNL 021953Z 03010KT 10SM -RA SCT022 BKN044 BKN055 23/21 A3000 RMK AO2 RAE11B36 SLP159 P0001 T02280206"]
["PHNL","2019-02-02T10:55:00",75,66.9,75.92,40,11,"T",30,1015.7,10,"M","FEW","BKN","BKN","BKN",2000,3400,6500,13000,"M","M","M","M","M","M","M",75,"PHNL 022053Z 04011KT 10SM FEW020 BKN034 BKN065 BKN130 24/19 A3000 RMK AO2 RAE1955 SLP157 VCSH NW-N-E-SE P0000 60005 T02390194 50010"]
["PHNL","2019-02-02T11:55:00",75.9,66.9,73.68,50,13,0,29.98,1015,10,"M","FEW","SCT","BKN","M",2400,3500,7500,"M","M","M","M","M","M","M","M",75.9,"PHNL 022153Z 05013KT 10SM FEW024 SCT035 BKN075 24/19 A2998 RMK AO2 SLP150 VCSH N-E-SE T02440194"]
["PHNL","2019-02-02T12:55:00",79,64.9,62.03,70,15,0,29.95,1014.1,10,24,"SCT","SCT","BKN","BKN",2800,3600,7500,14000,"M","M","M","M","M","M","M",80.83,"PHNL 022253Z 07015G24KT 10SM SCT028 SCT036 BKN075 BKN140 26/18 A2995 RMK AO2 SLP141 VCSH N-E SHRA DSNT NW T02610183"]
["PHNL","2019-02-02T13:55:00",79,64,60.11,30,15,0,29.92,1013.1,10,22,"FEW","SCT","SCT","BKN",3000,4700,6500,14000,"M","M","M","M","M","M","M",80.69,"PHNL 022353Z 03015G22KT 10SM FEW030 SCT047 SCT065 BKN140 26/18 A2992 RMK AO2 SLP131 VCSH NE-E 60005 T02610178 10272 20211 58026"]
["PHNL","2019-02-02T14:55:00",80.1,64,57.98,30,16,0,29.91,1012.8,10,21,"FEW","SCT","SCT","BKN",2800,4900,7000,14000,"M","M","M","M","M","M","M",81.71,"PHNL 030053Z 03016G21KT 10SM FEW028 SCT049 SCT070 BKN140 27/18 A2991 RMK AO2 SLP128 VCSH NE T02670178"]
["PHNL","2019-02-02T15:55:00",80.1,64,57.98,40,12,0,29.92,1013,10,"M","FEW","FEW","SCT","M",2600,4000,14000,"M","M","M","M","M","M","M","M",81.71,"PHNL 030153Z 04012KT 10SM FEW026 FEW040 SCT140 27/18 A2992 RMK AO2 SLP130 T02670178"]
["PHNL","2019-02-02T16:55:00",78.1,63,59.78,40,10,0,29.92,1013.1,10,17,"FEW","FEW","SCT","M",2400,4000,14000,"M","M","M","M","M","M","M","M",78.1,"PHNL 030253Z 04010G17KT 10SM FEW024 FEW040 SCT140 26/17 A2992 RMK AO2 SLP131 T02560172 55000"]
["PHNL","2019-02-02T17:55:00",77,62.1,60.06,30,7,0,29.93,1013.6,10,"M","FEW","FEW","BKN","M",2500,3800,24000,"M","M","M","M","M","M","M","M",77,"PHNL 030353Z 03007KT 10SM FEW025 FEW038 BKN240 25/17 A2993 RMK AO2 SLP136 T02500167"]
["PHNL","2019-02-02T18:55:00",75.9,63,64.31,10,8,0,29.95,1014.2,10,"M","FEW","BKN","M","M",2400,3600,"M","M","M","M","M","M","M","M","M",75.9,"PHNL 030453Z 01008KT 10SM FEW024 BKN036 24/17 A2995 RMK AO2 SLP142 T02440172"]
["PHNL","2019-02-02T19:55:00",75,63,66.27,30,9,0,29.97,1014.7,10,"M","FEW","SCT","BKN","M",2400,3400,4100,"M","M","M","M","M","M","M","M",75,"PHNL 030553Z 03009KT 10SM FEW024 SCT034 BKN041 24/17 A2997 RMK AO2 SLP147 T02390172 10272 20239 51016"]
["PHNL","2019-02-02T20:55:00",75,63,66.27,30,7,0,29.98,1015.2,10,"M","FEW","SCT","BKN","M",2200,2900,3700,"M","M","M","M","M","M","M","M",75,"PHNL 030653Z 03007KT 10SM FEW022 SCT029 BKN037 24/17 A2998 RMK AO2 SLP152 T02390172"]
["PHNL","2019-02-02T21:55:00",73,64.9,75.75,20,6,0,29.99,1015.4,10,"M","FEW","SCT","BKN","M",2200,2900,3800,"M","M","M","M","M","M","M","M",73,"PHNL 030753Z 02006KT 10SM FEW022 SCT029 BKN038 23/18 A2999 RMK AO2 SLP154 T02280183"]
["PHNL","2019-02-02T22:55:00",73,64.9,75.75,10,5,0,29.98,1015.3,10,"M","FEW","SCT","BKN","M",2100,2700,3400,"M","M","M","M","M","M","M","M",73,"PHNL 030853Z 01005KT 10SM FEW021 SCT027 BKN034 23/18 A2998 RMK AO2 SLP153 T02280183 50006"]
["PHNL","2019-02-02T23:55:00",73,64.9,75.75,360,4,0,29.98,1015.1,10,"M","FEW","BKN","M","M",2200,3300,"M","M","M","M","M","M","M","M","M",73,"PHNL 030953Z 36004KT 10SM FEW022 BKN033 23/18 A2998 RMK AO2 SLP151 T02280183 402720211"]
["PHNL","2019-02-03T00:55:00",72,64.9,78.35,350,5,0,29.97,1014.9,10,"M","FEW","BKN","M","M",1800,3300,"M","M","M","M","M","M","M","M","M",72,"PHNL 031053Z 35005KT 10SM FEW018 BKN033 22/18 A2997 RMK AO2 SLP149 VCSH NE T02220183"]
["PHNL","2019-02-03T01:55:00",72,64.9,78.35,340,5,0,29.97,1014.7,10,"M","FEW","FEW","SCT","M",1800,3000,4500,"M","M","M","M","M","M","M","M",72,"PHNL 031153Z 34005KT 10SM FEW018 FEW030 SCT045 22/18 A2997 RMK AO2 SLP147 70010 T02220183 10239 20222 56005"]
["PHNL","2019-02-03T02:25:00",72,66,81.41,350,4,0,29.96,"M",10,"M","FEW","BKN","BKN","M",1800,2800,3600,"M","M","M","M","M","M","M","M",72,"PHNL 031223Z 35004KT 10SM FEW018 BKN028 BKN036 22/19 A2996 RMK AO2 T02220189"]
["PHNL","2019-02-03T02:55:00",71.1,64.9,80.78,360,3,0,29.95,1014.3,10,"M","FEW","SCT","M","M",1800,2500,"M","M","M","M","M","M","M","M","M",71.1,"PHNL 031253Z 36003KT 10SM FEW018 SCT025 22/18 A2995 RMK AO2 SLP143 T02170183"]
["PHNL","2019-02-03T03:55:00",71.1,64.9,80.78,350,4,0,29.94,1013.9,10,"M","FEW","M","M","M",2500,"M","M","M","M","M","M","M","M","M","M",71.1,"PHNL 031353Z 35004KT 10SM FEW025 22/18 A2994 RMK AO2 SLP139 T02170183"]
["PHNL","2019-02-03T04:55:00",71.1,64.9,80.78,340,4,0,29.94,1013.9,10,"M","FEW","FEW","M","M",2500,5000,"M","M","M","M","M","M","M","M","M",71.1,"PHNL 031453Z 34004KT 10SM FEW025 FEW050 22/18 A2994 RMK AO2 SLP139 T02170183 55008"]
["PHNL","2019-02-03T05:55:00",71.1,64,78.28,320,5,0,29.95,1014.2,10,"M","CLR","M","M","M","M","M","M","M","M","M","M","M","M","M","M",71.1,"PHNL 031553Z 32005KT 10SM CLR 22/18 A2995 RMK AO2 SLP142 T02170178"]
["PHNL","2019-02-03T06:55:00",70,63,78.46,330,5,0,29.98,1015,10,"M","FEW","M","M","M",2500,"M","M","M","M","M","M","M","M","M","M",70,"PHNL 031653Z 33005KT 10SM FEW025 21/17 A2998 RMK AO2 SLP150 T02110172"]
["PHNL","2019-02-03T07:55:00",71.1,64,78.28,320,7,0,30,1015.9,10,"M","FEW","SCT","SCT","M",2500,5000,7500,"M","M","M","M","M","M","M","M",71.1,"PHNL 031753Z 32007KT 10SM FEW025 SCT050 SCT075 22/18 A3000 RMK AO2 SLP159 VCSH NE-E T02170178 10222 20211 53019"]
["PHNL","2019-02-03T08:55:00",75,64,68.64,"M",6,0,30.01,1016.1,10,"M","FEW","SCT","BKN","M",5000,6000,8000,"M","M","M","M","M","M","M","M",75,"PHNL 031853Z VRB06KT 10SM FEW050 SCT060 BKN080 24/18 A3001 RMK AO2 SLP161 VCSH NE-E T02390178"]
["PHNL","2019-02-03T09:55:00",78.1,64,61.92,330,4,0,30.02,1016.5,10,"M","FEW","FEW","FEW","M",2500,3900,5000,"M","M","M","M","M","M","M","M",78.1,"PHNL 031953Z 33004KT 10SM FEW025 FEW039 FEW050 26/18 A3002 RMK AO2 SLP165 VCSH NE-E T02560178"]
["PHNL","2019-02-03T10:55:00",80.1,64,57.98,30,7,0,30,1015.9,10,17,"FEW","FEW","SCT","M",2900,5000,10000,"M","M","M","M","M","M","M","M",81.71,"PHNL 032053Z 03007G17KT 350V060 10SM FEW029 FEW050 SCT100 27/18 A3000 RMK AO2 SLP159 VCSH NE T02670178 50001"]
["PHNL","2019-02-03T11:55:00",82.9,64.9,54.62,10,12,0,29.98,1015.3,10,"M","FEW","SCT","SCT","M",3400,4200,6000,"M","M","M","M","M","M","M","M",84.64,"PHNL 032153Z 01012KT 10SM FEW034 SCT042 SCT060 28/18 A2998 RMK AO2 SLP153 VCSH NE-E T02830183"]
["PHNL","2019-02-03T12:55:00",81,64,56.3,40,8,0,29.95,1014.3,10,18,"FEW","SCT","SCT","M",2500,4000,5500,"M","M","M","M","M","M","M","M",82.54,"PHNL 032253Z 04008G18KT 10SM FEW025 SCT040 SCT055 27/18 A2995 RMK AO2 SLP143 T02720178"]
["PHNL","2019-02-03T13:55:00",82,63,52.62,10,12,0,29.92,1013,10,"M","FEW","FEW","SCT","M",2600,4700,5500,"M","M","M","M","M","M","M","M",83.17,"PHNL 032353Z 01012KT 10SM FEW026 FEW047 SCT055 28/17 A2992 RMK AO2 SLP130 T02780172 10283 20217 58029"]
["PHNL","2019-02-03T14:55:00",81,63,54.36,30,12,0,29.9,1012.6,10,"M","FEW","FEW","SCT","M",2500,4800,6000,"M","M","M","M","M","M","M","M",82.28,"PHNL 040053Z 03012KT 10SM FEW025 FEW048 SCT060 27/17 A2990 RMK AO2 SLP126 VCSH NE-E T02720172"]
["PHNL","2019-02-03T15:55:00",81,64,56.3,40,11,0,29.9,1012.3,10,"M","FEW","FEW","M","M",2000,5000,"M","M","M","M","M","M","M","M","M",82.54,"PHNL 040153Z 04011KT 10SM FEW020 FEW050 27/18 A2990 RMK AO2 SLP123 VCSH NE T02720178"]
["PHNL","2019-02-03T16:55:00",79,64,60.11,40,12,0,29.9,1012.5,10,"M","FEW","FEW","M","M",2100,4500,"M","M","M","M","M","M","M","M","M",80.69,"PHNL 040253Z 04012KT 10SM FEW021 FEW045 26/18 A2990 RMK AO2 SLP125 T02610178 55005"]
["PHNL","2019-02-03T17:55:00",75.9,63,64.31,40,8,0,29.92,1013.1,10,"M","FEW","FEW","M","M",2200,4000,"M","M","M","M","M","M","M","M","M",75.9,"PHNL 040353Z 04008KT 10SM FEW022 FEW040 24/17 A2992 RMK AO2 SLP131 VCSH NE T02440172"]
["PHNL","2019-02-03T18:55:00",73.9,62.1,66.61,360,7,0,29.93,1013.6,10,"M","FEW","FEW","M","M",2200,4000,"M","M","M","M","M","M","M","M","M",73.9,"PHNL 040453Z 36007KT 10SM FEW022 FEW040 23/17 A2993 RMK AO2 SLP136 T02330167"]
["PHNL","2019-02-03T19:55:00",73.9,63,68.76,350,4,0,29.96,1014.4,10,"M","FEW","FEW","M","M",2200,4000,"M","M","M","M","M","M","M","M","M",73.9,"PHNL 040553Z 35004KT 10SM FEW022 FEW040 23/17 A2996 RMK AO2 SLP144 T02330172 10283 20233 53019"]
["PHNL","2019-02-03T20:55:00",73,64,73.4,10,3,0,29.97,1014.8,10,"M","FEW","FEW","SCT","M",2300,3300,4400,"M","M","M","M","M","M","M","M",73,"PHNL 040653Z 01003KT 10SM FEW023 FEW033 SCT044 23/18 A2997 RMK AO2 SLP148 T02280178"]
["PHNL","2019-02-03T21:55:00",72,64,75.92,340,6,0,29.97,1014.8,10,"M","FEW","SCT","M","M",2300,4600,"M","M","M","M","M","M","M","M","M",72,"PHNL 040753Z 34006KT 10SM FEW023 SCT046 22/18 A2997 RMK AO2 SLP148 T02220178"]
["PHNL","2019-02-03T22:55:00",71.1,63,75.58,340,6,"T",29.97,1014.8,10,"M","FEW","FEW","M","M",2300,4800,"M","M","M","M","M","M","M","M","M",71.1,"PHNL 040853Z 34006KT 10SM FEW023 FEW048 22/17 A2997 RMK AO2 RAB26E36 SLP148 P0000 60000 T02170172 51005"]
["PHNL","2019-02-03T23:55:00",71.1,63,75.58,340,4,0,29.97,1014.9,10,"M","FEW","FEW","M","M",2300,5500,"M","M","M","M","M","M","M","M","M",71.1,"PHNL 040953Z 34004KT 10SM FEW023 FEW055 22/17 A2997 RMK AO2 SLP149 T02170172 402830211"]
["PHNL","2019-02-04T00:55:00",71.1,63,75.58,310,8,0,29.96,1014.5,10,"M","FEW","FEW","M","M",2300,5000,"M","M","M","M","M","M","M","M","M",71.1,"PHNL 041053Z 31008KT 10SM FEW023 FEW050 22/17 A2996 RMK AO2 SLP145 T02170172"]
["PHNL","2019-02-04T01:55:00",70,63,78.46,360,5,0,29.95,1014.2,10,"M","FEW","FEW","M","M",2300,7500,"M","M","M","M","M","M","M","M","M",70,"PHNL 041153Z 36005KT 10SM FEW023 FEW075 21/17 A2995 RMK AO2 SLP142 60000 T02110172 10233 20211 58007"]
["PHNL","2019-02-04T02:55:00",71.1,63,75.58,20,5,0,29.93,1013.4,10,"M","FEW","FEW","SCT","M",2300,5500,7500,"M","M","M","M","M","M","M","M",71.1,"PHNL 041253Z 02005KT 10SM FEW023 FEW055 SCT075 22/17 A2993 RMK AO2 SLP134 T02170172"]
["PHNL","2019-02-04T03:55:00",70,62.1,76.01,10,4,0,29.92,1013.2,10,"M","FEW","FEW","M","M",2300,3500,"M","M","M","M","M","M","M","M","M",70,"PHNL 041353Z 01004KT 10SM FEW023 FEW035 21/17 A2992 RMK AO2 SLP132 T02110167"]
["PHNL","2019-02-04T04:55:00",70,62.1,76.01,320,5,0,29.93,1013.4,10,"M","FEW","FEW","M","M",2300,3500,"M","M","M","M","M","M","M","M","M",70,"PHNL 041453Z 32005KT 10SM FEW023 FEW035 21/17 A2993 RMK AO2 SLP134 T02110167 55008"]
["PHNL","2019-02-04T05:55:00",70,62.1,76.01,320,5,0,29.93,1013.4,10,"M","FEW","FEW","M","M",2300,7500,"M","M","M","M","M","M","M","M","M",70,"PHNL 041553Z 32005KT 10SM FEW023 FEW075 21/17 A2993 RMK AO2 SLP134 T02110167"]
["PHNL","2019-02-04T06:55:00",70,61,73.11,340,3,0,29.95,1014.2,10,"M","FEW","M","M","M",2300,"M","M","M","M","M","M","M","M","M","M",70,"PHNL 041653Z 34003KT 10SM FEW023 21/16 A2995 RMK AO2 SLP142 T02110161"]
["PHNL","2019-02-04T07:55:00",71.1,61,70.42,310,6,0,29.96,1014.6,10,"M","FEW","FEW","M","M",2300,4000,"M","M","M","M","M","M","M","M","M",71.1,"PHNL 041753Z 31006KT 10SM FEW023 FEW040 22/16 A2996 RMK AO2 SLP146 T02170161 10217 20200 53013"]
["PHNL","2019-02-04T08:55:00",75,62.1,64.2,"M",6,0,29.98,1015,10,"M","FEW","FEW","M","M",2500,4000,"M","M","M","M","M","M","M","M","M",75,"PHNL 041853Z VRB06KT 10SM FEW025 FEW040 24/17 A2998 RMK AO2 SLP150 T02390167"]
["PHNL","2019-02-04T09:55:00",77,62.1,60.06,40,8,0,29.99,1015.3,10,19,"FEW","FEW","M","M",2500,4500,"M","M","M","M","M","M","M","M","M",77,"PHNL 041953Z 04008G19KT 010V090 10SM FEW025 FEW045 25/17 A2999 RMK AO2 SLP153 T02500167"]
["PHNL","2019-02-04T10:55:00",78.1,62.1,57.92,50,11,0,29.99,1015.4,10,18,"FEW","SCT","M","M",2500,4000,"M","M","M","M","M","M","M","M","M",78.1,"PHNL 042053Z 05011G18KT 10SM FEW025 SCT040 26/17 A2999 RMK AO2 SLP154 T02560167 51007"]
["PHNL","2019-02-04T11:55:00",81,60.1,49.06,30,16,0,29.96,1014.6,10,22,"FEW","SCT","M","M",2500,4000,"M","M","M","M","M","M","M","M","M",81.62,"PHNL 042153Z 03016G22KT 10SM FEW025 SCT040 27/16 A2996 RMK AO2 SLP146 T02720156"]
["PHNL","2019-02-04T12:55:00",82,60.1,47.49,40,13,0,29.94,1013.8,10,22,"FEW","FEW","M","M",2600,4000,"M","M","M","M","M","M","M","M","M",82.4,"PHNL 042253Z 04013G22KT 10SM FEW026 FEW040 28/16 A2994 RMK AO2 SLP138 T02780156"]
["PHNL","2019-02-04T13:55:00",80.1,61,52.16,60,15,0,29.92,1013.1,10,"M","FEW","FEW","M","M",2400,4000,"M","M","M","M","M","M","M","M","M",81.1,"PHNL 042353Z 06015KT 10SM FEW024 FEW040 27/16 A2992 RMK AO2 SLP131 T02670161 10278 20217 56023"]
["PHNL","2019-02-04T14:55:00",81,61,50.65,50,17,0,29.9,1012.5,10,22,"FEW","FEW","M","M",2600,4300,"M","M","M","M","M","M","M","M","M",81.81,"PHNL 050053Z 05017G22KT 10SM FEW026 FEW043 27/16 A2990 RMK AO2 SLP125 T02720161"]
["PHNL","2019-02-04T15:55:00",79,62.1,56.23,40,20,0,29.9,1012.4,10,25,"FEW","FEW","M","M",2300,4500,"M","M","M","M","M","M","M","M","M",80.41,"PHNL 050153Z 04020G25KT 10SM FEW023 FEW045 26/17 A2990 RMK AO2 SLP124 VCSH NE T02610167"]
["PHNL","2019-02-04T16:55:00",78.1,60.1,53.95,30,10,0,29.91,1012.8,10,"M","FEW","FEW","BKN","M",2300,4000,5500,"M","M","M","M","M","M","M","M",78.1,"PHNL 050253Z 03010KT 10SM FEW023 FEW040 BKN055 26/16 A2991 RMK AO2 SLP128 VCSH NE T02560156 55003"]
["PHNL","2019-02-04T17:55:00",75.9,61,59.92,50,10,0,29.91,1012.9,10,"M","FEW","SCT","M","M",2300,5500,"M","M","M","M","M","M","M","M","M",75.9,"PHNL 050353Z 05010KT 10SM FEW023 SCT055 24/16 A2991 RMK AO2 SLP129 T02440161"]
["PHNL","2019-02-04T18:55:00",73.9,61,64.07,40,8,0,29.93,1013.4,10,"M","FEW","FEW","SCT","M",2400,4000,6000,"M","M","M","M","M","M","M","M",73.9,"PHNL 050453Z 04008KT 10SM FEW024 FEW040 SCT060 23/16 A2993 RMK AO2 SLP134 T02330161"]
["PHNL","2019-02-04T19:55:00",72,61,68.31,40,8,0,29.94,1013.8,10,"M","FEW","FEW","M","M",2500,4500,"M","M","M","M","M","M","M","M","M",72,"PHNL 050553Z 04008KT 10SM FEW025 FEW045 22/16 A2994 RMK AO2 SLP138 T02220161 10272 20222 53010"]
["PHNL","2019-02-04T20:55:00",72,61,68.31,360,5,0,29.96,1014.5,10,"M","FEW","FEW","M","M",2500,4200,"M","M","M","M","M","M","M","M","M",72,"PHNL 050653Z 36005KT 10SM FEW025 FEW042 22/16 A2996 RMK AO2 SLP145 T02220161"]
["PHNL","2019-02-04T21:55:00",72,60.1,66.16,50,6,0,29.97,1014.7,10,"M","FEW","FEW","M","M",2400,4000,"M","M","M","M","M","M","M","M","M",72,"PHNL 050753Z 05006KT 10SM FEW024 FEW040 22/16 A2997 RMK AO2 SLP147 T02220156"]
["PHNL","2019-02-04T22:55:00",72,60.1,66.16,20,6,0,29.97,1014.7,10,"M","FEW","M","M","M",2800,"M","M","M","M","M","M","M","M","M","M",72,"PHNL 050853Z 02006KT 10SM FEW028 22/16 A2997 RMK AO2 SLP147 T02220156 51008"]
["PHNL","2019-02-04T23:55:00",71.1,59,65.58,30,6,0,29.96,1014.4,10,"M","FEW","M","M","M",2800,"M","M","M","M","M","M","M","M","M","M",71.1,"PHNL 050953Z 03006KT 10SM FEW028 22/15 A2996 RMK AO2 SLP144 T02170150 402780200"]
["PHNL","2019-02-05T00:55:00",71.1,59,65.58,30,5,0,29.95,1014.3,10,"M","FEW","M","M","M",2800,"M","M","M","M","M","M","M","M","M","M",71.1,"PHNL 051053Z 03005KT 10SM FEW028 22/15 A2995 RMK AO2 SLP143 T02170150"]
["PHNL","2019-02-05T01:55:00",70,57.9,65.45,10,4,0,29.95,1014,10,"M","FEW","M","M","M",2800,"M","M","M","M","M","M","M","M","M","M",70,"PHNL 051153Z 01004KT 10SM FEW028 21/14 A2995 RMK AO2 SLP140 T02110144 10239 20211 56006"]
["PHNL","2019-02-05T02:55:00",68,59,72.92,30,4,0,29.93,1013.5,10,"M","FEW","M","M","M",2800,"M","M","M","M","M","M","M","M","M","M",68,"PHNL 051253Z 03004KT 10SM FEW028 20/15 A2993 RMK AO2 SLP135 T02000150"]
["PHNL","2019-02-05T03:55:00",66,59,78.14,350,4,0,29.92,1013,10,"M","FEW","M","M","M",2800,"M","M","M","M","M","M","M","M","M","M",66,"PHNL 051353Z 35004KT 10SM FEW028 19/15 A2992 RMK AO2 SLP130 T01890150"]
["PHNL","2019-02-05T04:55:00",66.9,60.1,78.77,330,4,0,29.92,1013,10,"M","FEW","M","M","M",2800,"M","M","M","M","M","M","M","M","M","M",66.9,"PHNL 051453Z 33004KT 10SM FEW028 19/16 A2992 RMK AO2 SLP130 T01940156 56010"]
["PHNL","2019-02-05T05:55:00",66,60.1,81.27,320,6,0,29.92,1013.3,10,"M","FEW","M","M","M",2800,"M","M","M","M","M","M","M","M","M","M",66,"PHNL 051553Z 32006KT 10SM FEW028 19/16 A2992 RMK AO2 SLP133 T01890156"]
["PHNL","2019-02-05T06:55:00",66,60.1,81.27,330,3,0,29.94,1013.7,10,"M","FEW","M","M","M",2700,"M","M","M","M","M","M","M","M","M","M",66,"PHNL 051653Z 33003KT 10SM FEW027 19/16 A2994 RMK AO2 SLP137 T01890156"]
["PHNL","2019-02-05T07:55:00",68,62.1,81.41,330,4,0,29.95,1014.1,10,"M","FEW","M","M","M",2600,"M","M","M","M","M","M","M","M","M","M",68,"PHNL 051753Z 33004KT 10SM FEW026 20/17 A2995 RMK AO2 SLP141 T02000167 10211 20183 53011"]
["PHNL","2019-02-05T08:55:00",75,62.1,64.2,100,6,0,29.96,1014.5,10,"M","FEW","FEW","M","M",2600,3500,"M","M","M","M","M","M","M","M","M",75,"PHNL 051853Z 10006KT 10SM FEW026 FEW035 24/17 A2996 RMK AO2 SLP145 T02390167"]
["PHNL","2019-02-05T09:55:00",78.1,61,55.71,50,12,0,29.96,1014.5,10,"M","FEW","FEW","M","M",2500,4500,"M","M","M","M","M","M","M","M","M",78.1,"PHNL 051953Z 05012KT 10SM FEW025 FEW045 26/16 A2996 RMK AO2 SLP145 T02560161"]
["PHNL","2019-02-05T10:55:00",80.1,61,52.16,70,11,0,29.95,1014.1,10,"M","FEW","FEW","M","M",2500,4500,"M","M","M","M","M","M","M","M","M",81.1,"PHNL 052053Z 07011KT 10SM FEW025 FEW045 27/16 A2995 RMK AO2 SLP141 T02670161 50000"]
["PHNL","2019-02-05T11:55:00",82,60.1,47.49,"M",6,0,29.93,1013.4,10,15,"FEW","SCT","M","M",2600,4100,"M","M","M","M","M","M","M","M","M",82.4,"PHNL 052153Z VRB06G15KT 10SM FEW026 SCT041 28/16 A2993 RMK AO2 SLP134 T02780156"]
["PHNL","2019-02-05T12:55:00",82.9,59,44.34,70,11,0,29.91,1012.8,10,18,"FEW","SCT","M","M",2500,4400,"M","M","M","M","M","M","M","M","M",82.86,"PHNL 052253Z 07011G18KT 10SM FEW025 SCT044 28/15 A2991 RMK AO2 SLP128 T02830150"]
["PHNL","2019-02-05T13:55:00",82.9,60.1,46.12,60,15,0,29.89,1011.9,10,"M","FEW","SCT","M","M",2600,5000,"M","M","M","M","M","M","M","M","M",83.13,"PHNL 052353Z 06015KT 10SM FEW026 SCT050 28/16 A2989 RMK AO2 SLP119 T02830156 10283 20200 58022"]
["PHNL","2019-02-05T14:55:00",82,59,45.66,60,15,0,29.87,1011.3,10,"M","FEW","SCT","M","M",2600,4700,"M","M","M","M","M","M","M","M","M",82.15,"PHNL 060053Z 06015KT 10SM FEW026 SCT047 28/15 A2987 RMK AO2 SLP113 T02780150"]
["PHNL","2019-02-05T15:55:00",81,60.1,49.06,60,14,0,29.87,1011.3,10,19,"FEW","FEW","M","M",2600,4500,"M","M","M","M","M","M","M","M","M",81.62,"PHNL 060153Z 06014G19KT 10SM FEW026 FEW045 27/16 A2987 RMK AO2 SLP113 T02720156"]
["PHNL","2019-02-05T16:55:00",80.1,62.1,54.23,90,11,0,29.88,1011.6,10,"M","FEW","FEW","SCT","M",2300,3600,7500,"M","M","M","M","M","M","M","M",81.31,"PHNL 060253Z 09011KT 10SM FEW023 FEW036 SCT075 27/17 A2988 RMK AO2 SLP116 T02670167 55003"]
["PHNL","2019-02-05T17:55:00",78.1,63,59.78,60,10,0,29.89,1012.2,10,"M","FEW","FEW","FEW","M",2000,3400,4100,"M","M","M","M","M","M","M","M",78.1,"PHNL 060353Z 06010KT 10SM FEW020 FEW034 FEW041 26/17 A2989 RMK AO2 SLP122 T02560172"]
["PHNL","2019-02-05T18:55:00",75,64,68.64,70,13,0,29.9,1012.5,10,"M","FEW","FEW","SCT","M",2000,3900,6000,"M","M","M","M","M","M","M","M",75,"PHNL 060453Z 07013KT 10SM FEW020 FEW039 SCT060 24/18 A2990 RMK AO2 SLP125 T02390178"]
["PHNL","2019-02-05T19:55:00",73.9,64.9,73.49,80,11,0,29.9,1012.6,10,"M","FEW","FEW","SCT","M",2000,5500,10000,"M","M","M","M","M","M","M","M",73.9,"PHNL 060553Z 08011KT 10SM FEW020 FEW055 SCT100 23/18 A2990 RMK AO2 SLP126 T02330183 10283 20233 51009"]
["PHNL","2019-02-05T20:55:00",73.9,64.9,73.49,70,6,0,29.92,1013,10,"M","FEW","SCT","SCT","M",2100,6000,10000,"M","M","M","M","M","M","M","M",73.9,"PHNL 060653Z 07006KT 10SM FEW021 SCT060 SCT100 23/18 A2992 RMK AO2 SLP130 T02330183"]
["PHNL","2019-02-05T21:55:00",73,64.9,75.75,40,6,0,29.92,1013.2,10,"M","FEW","FEW","M","M",2200,10000,"M","M","M","M","M","M","M","M","M",73,"PHNL 060753Z 04006KT 10SM FEW022 FEW100 23/18 A2992 RMK AO2 SLP132 T02280183"]
["PHNL","2019-02-05T22:55:00",72,64.9,78.35,330,6,0,29.93,1013.5,10,"M","FEW","FEW","M","M",2200,10000,"M","M","M","M","M","M","M","M","M",72,"PHNL 060853Z 33006KT 10SM FEW022 FEW100 22/18 A2993 RMK AO2 SLP135 T02220183 51009"]
["PHNL","2019-02-05T23:55:00",72,64.9,78.35,0,0,0,29.91,1012.7,10,"M","FEW","M","M","M",2400,"M","M","M","M","M","M","M","M","M","M",72,"PHNL 060953Z 00000KT 10SM FEW024 22/18 A2991 RMK AO2 SLP127 T02220183 402830183"]
["PHNL","2019-02-06T00:55:00",70,64,81.27,0,0,0,29.89,1012.1,10,"M","FEW","M","M","M",2400,"M","M","M","M","M","M","M","M","M","M",70,"PHNL 061053Z 00000KT 10SM FEW024 21/18 A2989 RMK AO2 SLP121 T02110178"]
["PHNL","2019-02-06T01:55:00",70,64,81.27,320,3,0,29.87,1011.4,10,"M","FEW","M","M","M",2400,"M","M","M","M","M","M","M","M","M","M",70,"PHNL 061153Z 32003KT 10SM FEW024 21/18 A2987 RMK AO2 SLP114 T02110178 10239 20206 56021"]
["PHNL","2019-02-06T02:55:00",70,64,81.27,"M",3,0,29.86,1011,10,"M","SCT","M","M","M",2400,"M","M","M","M","M","M","M","M","M","M",70,"PHNL 061253Z VRB03KT 10SM SCT024 21/18 A2986 RMK AO2 SLP110 T02110178"]
["PHNL","2019-02-06T03:55:00",70,64.9,83.86,330,3,0,29.85,1010.7,10,"M","FEW","FEW","M","M",2400,10000,"M","M","M","M","M","M","M","M","M",70,"PHNL 061353Z 33003KT 10SM FEW024 FEW100 21/18 A2985 RMK AO2 SLP107 T02110183"]
["PHNL","2019-02-06T04:55:00",69.1,64,83.81,350,6,0,29.84,1010.5,10,"M","FEW","FEW","M","M",1900,10000,"M","M","M","M","M","M","M","M","M",69.1,"PHNL 061453Z 35006KT 10SM FEW019 FEW100 21/18 A2984 RMK AO2 SLP105 T02060178 56009"]
["PHNL","2019-02-06T05:55:00",68,64,87.03,0,0,0,29.85,1010.6,10,"M","FEW","FEW","M","M",2500,10000,"M","M","M","M","M","M","M","M","M",68,"PHNL 061553Z 00000KT 10SM FEW025 FEW100 20/18 A2985 RMK AO2 SLP106 T02000178"]
["PHNL","2019-02-06T06:55:00",69.1,64,83.81,340,5,0,29.87,1011.5,10,"M","FEW","SCT","M","M",2500,4000,"M","M","M","M","M","M","M","M","M",69.1,"PHNL 061653Z 34005KT 10SM FEW025 SCT040 21/18 A2987 RMK AO2 SLP115 T02060178"]
["PHNL","2019-02-06T07:55:00",71.1,64.9,80.78,340,3,0,29.89,1012.2,10,"M","FEW","FEW","SCT","M",2500,4000,7000,"M","M","M","M","M","M","M","M",71.1,"PHNL 061753Z 34003KT 10SM FEW025 FEW040 SCT070 22/18 A2989 RMK AO2 SLP122 T02170183 10217 20194 53017"]
["PHNL","2019-02-06T08:55:00",75,66,73.59,340,3,0,29.9,1012.5,10,"M","FEW","FEW","M","M",2500,8500,"M","M","M","M","M","M","M","M","M",75,"PHNL 061853Z 34003KT 10SM FEW025 FEW085 24/19 A2990 RMK AO2 SLP125 T02390189"]
["PHNL","2019-02-06T09:55:00",77,66.9,71.03,200,5,0,29.92,1013.1,10,"M","FEW","SCT","M","M",2500,4500,"M","M","M","M","M","M","M","M","M",77,"PHNL 061953Z 20005KT 10SM FEW025 SCT045 25/19 A2992 RMK AO2 SLP131 T02500194"]
["PHNL","2019-02-06T10:55:00",78.1,66.9,68.49,200,5,0,29.92,1013.1,10,"M","FEW","FEW","SCT","M",2500,4000,10000,"M","M","M","M","M","M","M","M",78.1,"PHNL 062053Z 20005KT 10SM FEW025 FEW040 SCT100 26/19 A2992 RMK AO2 SLP131 T02560194 50009"]
["PHNL","2019-02-06T11:55:00",80.1,66.9,64.14,200,8,0,29.9,1012.3,10,"M","FEW","SCT","M","M",2500,4000,"M","M","M","M","M","M","M","M","M",82.4,"PHNL 062153Z 20008KT 10SM FEW025 SCT040 27/19 A2990 RMK AO2 SLP123 T02670194"]
["PHNL","2019-02-06T12:55:00",81,66.9,62.28,180,9,0,29.88,1011.6,10,"M","FEW","FEW","SCT","M",2300,4000,9500,"M","M","M","M","M","M","M","M",83.4,"PHNL 062253Z 18009KT 10SM FEW023 FEW040 SCT095 27/19 A2988 RMK AO2 SLP116 T02720194"]
["PHNL","2019-02-06T13:55:00",81,66,60.37,200,10,0,29.85,1010.8,10,"M","FEW","FEW","SCT","M",2400,4300,9000,"M","M","M","M","M","M","M","M",83.11,"PHNL 062353Z 20010KT 10SM FEW024 FEW043 SCT090 27/19 A2985 RMK AO2 SLP108 T02720189 10278 20217 58022"]
["PHNL","2019-02-06T14:55:00",81,66.9,62.28,190,8,0,29.84,1010.3,10,"M","FEW","FEW","SCT","M",2800,4500,8000,"M","M","M","M","M","M","M","M",83.4,"PHNL 070053Z 19008KT 10SM FEW028 FEW045 SCT080 27/19 A2984 RMK AO2 SLP103 T02720194"]
["PHNL","2019-02-06T15:55:00",80.1,66,62.17,210,9,0,29.83,1010.1,10,"M","FEW","SCT","SCT","M",2600,4900,6000,"M","M","M","M","M","M","M","M",82.17,"PHNL 070153Z 21009KT 10SM FEW026 SCT049 SCT060 27/19 A2983 RMK AO2 SLP101 T02670189"]
["PHNL","2019-02-06T16:55:00",79,66,64.45,210,7,0,29.83,1010.2,10,"M","FEW","SCT","BKN","M",3600,9000,11000,"M","M","M","M","M","M","M","M",81.01,"PHNL 070253Z 21007KT 10SM FEW036 SCT090 BKN110 26/19 A2983 RMK AO2 SLP102 VCSH NW T02610189 55006"]
["PHNL","2019-02-06T17:55:00",78.1,64.9,63.9,200,7,0,29.85,1010.6,10,"M","FEW","SCT","BKN","M",2700,4400,9500,"M","M","M","M","M","M","M","M",78.1,"PHNL 070353Z 20007KT 10SM FEW027 SCT044 BKN095 26/18 A2985 RMK AO2 SLP106 SHRA DSNT NW-N T02560183"]
["PHNL","2019-02-06T18:55:00",73,66,78.7,310,7,0.1,29.85,1010.8,9,"M","SCT","BKN","BKN","M",2400,3800,6000,"M",{"$f":"-RA","v":{"$error":"#NAME?"}},"M","M","M","M","M","M",73,"PHNL 070453Z 31007KT 9SM -RA SCT024 BKN038 BKN060 23/19 A2985 RMK AO2 RAB30 SLP108 P0010 T02280189"]
["PHNL","2019-02-06T19:55:00",73.9,69.1,84.97,0,0,0.01,29.88,1011.8,8,"M","FEW","BKN","OVC","M",2400,6000,10000,"M","RA","M","M","M","M","M","M",74.98,"PHNL 070553Z 00000KT 8SM RA FEW024 BKN060 OVC100 23/21 A2988 RMK AO2 RAE0456B39 SLP118 P0001 60011 T02330206 10278 20228 53016"]
["PHNL","2019-02-06T20:25:00",73,68,84.34,260,6,0.03,29.89,"M",6,"M","BKN","BKN","OVC","M",2700,4500,11000,"M",{"$f":"+RA","v":{"$error":"#NAME?"}},"M","M","M","M","M","M",73,"PHNL 070622Z 26006KT 6SM +RA BKN027 BKN045 OVC110 23/20 A2989 RMK AO2 P0003 T02280200"]
["PHNL","2019-02-06T20:55:00",73,69.1,87.59,0,0,0.06,29.9,1012.4,10,"M","BKN","BKN","OVC","M",2700,4500,11000,"M","M","M","M","M","M","M","M",74.12,"PHNL 070653Z 00000KT 10SM BKN027 BKN045 OVC110 23/21 A2990 RMK AO2 RAE42 SLP124 P0006 T02280206"]
["PHNL","2019-02-06T21:55:00",73,68,84.34,0,0,"T",29.89,1012.3,10,"M","FEW","BKN","BKN","M",3300,4000,4800,"M","M","M","M","M","M","M","M",73,"PHNL 070753Z 00000KT 10SM FEW033 BKN040 BKN048 23/20 A2989 RMK AO2 RAB29E41 SLP123 P0000 T02280200"]
["PHNL","2019-02-06T22:55:00",72,68,87.24,70,3,0,29.9,1012.3,10,"M","BKN","BKN","M","M",2600,14000,"M","M","M","M","M","M","M","M","M",73,"PHNL 070853Z 07003KT 10SM BKN026 BKN140 22/20 A2990 RMK AO2 SLP123 60006 T02220200 56001"]
["PHNL","2019-02-06T23:55:00",72,68,87.24,80,3,0,29.89,1012.3,10,"M","FEW","BKN","M","M",1900,2700,"M","M","M","M","M","M","M","M","M",73,"PHNL 070953Z 08003KT 10SM FEW019 BKN027 22/20 A2989 RMK AO2 SLP123 T02220200 402780194"]
["PHNL","2019-02-07T00:55:00",71.1,66.9,86.59,40,3,0,29.89,1012.2,10,"M","FEW","FEW","M","M",1700,3000,"M","M","M","M","M","M","M","M","M",71.1,"PHNL 071053Z 04003KT 10SM FEW017 FEW030 22/19 A2989 RMK AO2 SLP122 T02170194"]
["PHNL","2019-02-07T01:55:00",69.1,66.9,92.71,0,0,0,29.88,1011.8,10,"M","FEW","FEW","M","M",2000,3500,"M","M","M","M","M","M","M","M","M",69.1,"PHNL 071153Z 00000KT 10SM FEW020 FEW035 21/19 A2988 RMK AO2 SLP118 60006 70017 T02060194 10233 20206 58005"]
["PHNL","2019-02-07T02:55:00",69.1,66.9,92.71,0,0,0,29.87,1011.4,10,"M","FEW","SCT","BKN","M",1900,2800,3500,"M","M","M","M","M","M","M","M",69.1,"PHNL 071253Z 00000KT 10SM FEW019 SCT028 BKN035 21/19 A2987 RMK AO2 SLP114 T02060194"]
["PHNL","2019-02-07T03:55:00",70,66.9,89.9,80,4,0,29.85,1010.6,10,"M","FEW","SCT","SCT","M",1900,2800,4100,"M","M","M","M","M","M","M","M",70,"PHNL 071353Z 08004KT 10SM FEW019 SCT028 SCT041 21/19 A2985 RMK AO2 SLP106 T02110194"]
["PHNL","2019-02-07T04:55:00",68,66.9,96.28,0,0,0,29.85,1010.6,10,"M","FEW","FEW","M","M",1900,3300,"M","M","M","M","M","M","M","M","M",68,"PHNL 071453Z 00000KT 10SM FEW019 FEW033 20/19 A2985 RMK AO2 SLP106 T02000194 56012"]
["PHNL","2019-02-07T05:55:00",69.1,66.9,92.71,0,0,0,29.84,1010.5,10,"M","FEW","M","M","M",1900,"M","M","M","M","M","M","M","M","M","M",69.1,"PHNL 071553Z 00000KT 10SM FEW019 21/19 A2984 RMK AO2 SLP105 T02060194"]
["PHNL","2019-02-07T06:55:00",69.1,66.9,92.71,80,4,0,29.87,1011.3,10,"M","FEW","SCT","M","M",2500,3900,"M","M","M","M","M","M","M","M","M",69.1,"PHNL 071653Z 08004KT 10SM FEW025 SCT039 21/19 A2987 RMK AO2 SLP113 VCSH NW T02060194"]
["PHNL","2019-02-07T07:55:00",71.1,66.9,86.59,330,5,"T",29.89,1012,10,"M","FEW","SCT","M","M",2500,3500,"M","M","M","M","M","M","M","M","M",71.1,"PHNL 071753Z 33005KT 10SM FEW025 SCT035 22/19 A2989 RMK AO2 RAB1656E1658 SLP120 VCSH NE P0000 60000 T02170194 10217 20200 53014"]
["PHNL","2019-02-07T08:55:00",75,70,84.46,10,4,0,29.9,1012.4,10,"M","FEW","SCT","BKN","M",2200,4000,5500,"M","M","M","M","M","M","M","M",76.17,"PHNL 071853Z 01004KT 10SM FEW022 SCT040 BKN055 24/21 A2990 RMK AO2 SLP124 T02390211"]
["PHNL","2019-02-07T09:55:00",73.9,69.1,84.97,230,4,0.02,29.91,1012.9,10,"M","FEW","SCT","BKN","M",2200,3500,6000,"M","M","M","M","M","M","M","M",74.98,"PHNL 071953Z 23004KT 10SM FEW022 SCT035 BKN060 23/21 A2991 RMK AO2 RAB1857E25 SLP129 P0002 T02330206"]
["PHNL","2019-02-07T10:55:00",77,69.1,76.62,230,5,0,29.92,1013,10,"M","FEW","FEW","M","M",2800,3500,"M","M","M","M","M","M","M","M","M",78,"PHNL 072053Z 23005KT 10SM FEW028 FEW035 25/21 A2992 RMK AO2 SLP130 60002 T02500206 51011"]
["PHNL","2019-02-07T11:55:00",80.1,66,62.17,220,11,0,29.9,1012.5,10,"M","FEW","SCT","M","M",3000,4000,"M","M","M","M","M","M","M","M","M",82.17,"PHNL 072153Z 22011KT 10SM FEW030 SCT040 27/19 A2990 RMK AO2 SLP125 T02670189"]
["PHNL","2019-02-07T12:55:00",82,63,52.62,230,13,0,29.88,1011.8,10,"M","FEW","FEW","M","M",3000,4500,"M","M","M","M","M","M","M","M","M",83.17,"PHNL 072253Z 23013KT 10SM FEW030 FEW045 28/17 A2988 RMK AO2 SLP118 T02780172"]
["PHNL","2019-02-07T13:55:00",82.9,60.1,46.12,230,13,0,29.85,1010.8,10,"M","FEW","M","M","M",3500,"M","M","M","M","M","M","M","M","M","M",83.13,"PHNL 072353Z 23013KT 10SM FEW035 28/16 A2985 RMK AO2 SLP108 60002 T02830156 10289 20217 58023"]
["PHNL","2019-02-07T14:55:00",82,63,52.62,230,16,0,29.84,1010.3,10,"M","FEW","FEW","M","M",4000,5000,"M","M","M","M","M","M","M","M","M",83.17,"PHNL 080053Z 23016KT 10SM FEW040 FEW050 28/17 A2984 RMK AO2 SLP103 T02780172"]
["PHNL","2019-02-07T15:55:00",84,57.9,41.14,340,8,0,29.84,1010.5,10,"M","FEW","FEW","SCT","M",2700,4600,5500,"M","M","M","M","M","M","M","M",83.47,"PHNL 080153Z 34008KT 300V360 10SM FEW027 FEW046 SCT055 29/14 A2984 RMK AO2 SLP105 T02890144"]
["PHNL","2019-02-07T16:55:00",79,62.1,56.23,320,12,0,29.85,1010.9,10,19,"FEW","FEW","SCT","M",4700,5500,6000,"M","M","M","M","M","M","M","M",80.41,"PHNL 080253Z 32012G19KT 10SM FEW047 FEW055 SCT060 26/17 A2985 RMK AO2 SLP109 T02610167 53001"]
["PHNL","2019-02-07T17:55:00",77,61,57.77,340,11,0,29.87,1011.6,10,20,"FEW","FEW","FEW","M",4000,5500,6000,"M","M","M","M","M","M","M","M",77,"PHNL 080353Z 34011G20KT 10SM FEW040 FEW055 FEW060 25/16 A2987 RMK AO2 SLP116 T02500161"]
["PHNL","2019-02-07T18:55:00",75,62.1,64.2,340,12,0,29.89,1012.2,10,"M","FEW","FEW","M","M",3900,5500,"M","M","M","M","M","M","M","M","M",75,"PHNL 080453Z 34012KT 10SM FEW039 FEW055 24/17 A2989 RMK AO2 SLP122 T02390167"]
["PHNL","2019-02-07T19:55:00",73,61,66.04,10,7,0,29.92,1013.2,10,"M","FEW","M","M","M",2500,"M","M","M","M","M","M","M","M","M","M",73,"PHNL 080553Z 01007KT 10SM FEW025 23/16 A2992 RMK AO2 SLP132 T02280161 10289 20228 53023"]
["PHNL","2019-02-07T20:55:00",73,60.1,63.96,360,6,0,29.94,1013.7,10,"M","FEW","M","M","M",2400,"M","M","M","M","M","M","M","M","M","M",73,"PHNL 080653Z 36006KT 10SM FEW024 23/16 A2994 RMK AO2 SLP137 T02280156"]
["PHNL","2019-02-07T21:55:00",73,60.1,63.96,360,3,0,29.95,1014.1,10,"M","FEW","M","M","M",2600,"M","M","M","M","M","M","M","M","M","M",73,"PHNL 080753Z 36003KT 10SM FEW026 23/16 A2995 RMK AO2 SLP141 T02280156"]
["PHNL","2019-02-07T22:55:00",71.1,61,70.42,320,5,0,29.95,1014.1,10,"M","FEW","M","M","M",2600,"M","M","M","M","M","M","M","M","M","M",71.1,"PHNL 080853Z 32005KT 10SM FEW026 22/16 A2995 RMK AO2 SLP141 T02170161 51009"]
["PHNL","2019-02-07T23:55:00",69.1,61,75.4,290,5,0,29.94,1013.9,10,"M","FEW","FEW","M","M",2500,5000,"M","M","M","M","M","M","M","M","M",69.1,"PHNL 080953Z 29005KT 10SM FEW025 FEW050 21/16 A2994 RMK AO2 SLP139 T02060161 402890200"]
["PHNL","2019-02-08T00:55:00",71.1,62.1,73.22,350,4,0,29.93,1013.5,10,"M","FEW","M","M","M",2500,"M","M","M","M","M","M","M","M","M","M",71.1,"PHNL 081053Z 35004KT 10SM FEW025 22/17 A2993 RMK AO2 SLP135 T02170167"]
["PHNL","2019-02-08T01:55:00",70,62.1,76.01,330,3,0,29.92,1013.2,10,"M","FEW","FEW","M","M",2600,4800,"M","M","M","M","M","M","M","M","M",70,"PHNL 081153Z 33003KT 10SM FEW026 FEW048 21/17 A2992 RMK AO2 SLP132 70002 T02110167 10228 20206 58010"]
["PHNL","2019-02-08T02:55:00",70,63,78.46,310,3,0,29.92,1013,10,"M","FEW","FEW","M","M",2700,3600,"M","M","M","M","M","M","M","M","M",70,"PHNL 081253Z 31003KT 10SM FEW027 FEW036 21/17 A2992 RMK AO2 SLP130 T02110172"]
["PHNL","2019-02-08T03:55:00",69.1,63,80.92,310,4,0,29.91,1012.8,10,"M","FEW","FEW","M","M",2500,3900,"M","M","M","M","M","M","M","M","M",69.1,"PHNL 081353Z 31004KT 10SM FEW025 FEW039 21/17 A2991 RMK AO2 SLP128 T02060172"]
["PHNL","2019-02-08T04:55:00",69.1,63,80.92,330,4,0,29.92,1013,10,"M","FEW","FEW","M","M",2500,4000,"M","M","M","M","M","M","M","M","M",69.1,"PHNL 081453Z 33004KT 10SM FEW025 FEW040 21/17 A2992 RMK AO2 SLP130 T02060172 55002"]
["PHNL","2019-02-08T05:55:00",69.1,61,75.4,310,6,0,29.92,1013.2,10,"M","FEW","FEW","M","M",2400,4200,"M","M","M","M","M","M","M","M","M",69.1,"PHNL 081553Z 31006KT 10SM FEW024 FEW042 21/16 A2992 RMK AO2 SLP132 T02060161"]
["PHNL","2019-02-08T06:55:00",69.1,61,75.4,320,7,0,29.95,1014.1,10,"M","FEW","FEW","M","M",2500,4000,"M","M","M","M","M","M","M","M","M",69.1,"PHNL 081653Z 32007KT 10SM FEW025 FEW040 21/16 A2995 RMK AO2 SLP141 T02060161"]
["PHNL","2019-02-08T07:55:00",71.1,61,70.42,320,6,0,29.97,1014.9,10,"M","FEW","FEW","M","M",3000,4500,"M","M","M","M","M","M","M","M","M",71.1,"PHNL 081753Z 32006KT 10SM FEW030 FEW045 22/16 A2997 RMK AO2 SLP149 T02170161 10217 20200 53020"]
["PHNL","2019-02-08T08:55:00",75,59,57.5,340,11,0,29.99,1015.6,10,20,"FEW","FEW","M","M",2500,4000,"M","M","M","M","M","M","M","M","M",75,"PHNL 081853Z 34011G20KT 10SM FEW025 FEW040 24/15 A2999 RMK AO2 SLP156 T02390150"]
["PHNL","2019-02-08T09:55:00",78.1,60.1,53.95,350,13,0,29.99,1015.6,10,19,"FEW","FEW","M","M",2500,4000,"M","M","M","M","M","M","M","M","M",78.1,"PHNL 081953Z 35013G19KT 10SM FEW025 FEW040 26/16 A2999 RMK AO2 SLP156 T02560156"]
["PHNL","2019-02-08T10:55:00",81,59,47.17,350,9,0,29.99,1015.3,10,"M","FEW","SCT","M","M",3000,4400,"M","M","M","M","M","M","M","M","M",81.4,"PHNL 082053Z 35009KT 10SM FEW030 SCT044 27/15 A2999 RMK AO2 SLP153 T02720150 50004"]
["PHNL","2019-02-08T11:55:00",81,57.9,45.34,360,10,0,29.97,1014.8,10,"M","FEW","SCT","SCT","M",2500,4500,5500,"M","M","M","M","M","M","M","M",81.2,"PHNL 082153Z 36010KT 10SM FEW025 SCT045 SCT055 27/14 A2997 RMK AO2 SLP148 T02720144"]
["PHNL","2019-02-08T12:55:00",80.1,57.9,46.7,20,12,0,29.95,1014.2,10,"M","FEW","SCT","SCT","M",2600,4500,5500,"M","M","M","M","M","M","M","M",80.58,"PHNL 082253Z 02012KT 10SM FEW026 SCT045 SCT055 27/14 A2995 RMK AO2 SLP142 T02670144"]
["PHNL","2019-02-08T13:55:00",79,57.9,48.41,30,11,"T",29.92,1013.2,10,17,"FEW","SCT","SCT","M",3000,4300,6000,"M","M","M","M","M","M","M","M",79,"PHNL 082353Z 03011G17KT 10SM FEW030 SCT043 SCT060 26/14 A2992 RMK AO2 RAB20E29 SLP132 P0000 60000 T02610144 10283 20217 58021"]
["PHNL","2019-02-08T14:55:00",81,55,40.83,20,13,0,29.91,1012.7,10,"M","FEW","FEW","SCT","M",3000,4500,6000,"M","M","M","M","M","M","M","M",80.73,"PHNL 090053Z 02013KT 10SM FEW030 FEW045 SCT060 27/13 A2991 RMK AO2 SLP127 T02720128"]
["PHNL","2019-02-08T15:55:00",79,55.9,45.04,350,12,0,29.91,1012.9,10,"M","FEW","FEW","SCT","M",2700,3800,5500,"M","M","M","M","M","M","M","M",79,"PHNL 090153Z 35012KT 10SM FEW027 FEW038 SCT055 26/13 A2991 RMK AO2 SLP129 T02610133"]
["PHNL","2019-02-08T16:55:00",78.1,57,48.28,350,10,0,29.92,1013.2,10,18,"FEW","FEW","SCT","M",2700,3800,5500,"M","M","M","M","M","M","M","M",78.1,"PHNL 090253Z 35010G18KT 10SM FEW027 FEW038 SCT055 26/14 A2992 RMK AO2 SLP132 T02560139 55000"]
["PHNL","2019-02-08T17:55:00",77,57.9,51.72,360,14,0,29.94,1013.9,10,18,"FEW","FEW","SCT","M",2500,3800,6000,"M","M","M","M","M","M","M","M",77,"PHNL 090353Z 36014G18KT 10SM FEW025 FEW038 SCT060 25/14 A2994 RMK AO2 SLP139 VCSH NE AND NW T02500144"]
["PHNL","2019-02-08T18:55:00",73.9,60.1,62.05,340,8,"T",29.96,1014.4,10,"M","FEW","FEW","SCT","M",2500,3500,6000,"M","M","M","M","M","M","M","M",73.9,"PHNL 090453Z 34008KT 10SM FEW025 FEW035 SCT060 23/16 A2996 RMK AO2 RAB0355E05 SLP144 P0000 T02330156"]
["PHNL","2019-02-08T19:55:00",73,59,61.5,350,5,0,29.98,1015.1,10,"M","FEW","FEW","SCT","M",2400,3500,6000,"M","M","M","M","M","M","M","M",73,"PHNL 090553Z 35005KT 10SM FEW024 FEW035 SCT060 23/15 A2998 RMK AO2 SLP151 60000 T02280150 10283 20228 52019"]
["PHNL","2019-02-08T20:55:00",72,60.1,66.16,360,5,0,29.99,1015.6,10,"M","FEW","FEW","SCT","M",2400,3500,6000,"M","M","M","M","M","M","M","M",72,"PHNL 090653Z 36005KT 10SM FEW024 FEW035 SCT060 22/16 A2999 RMK AO2 SLP156 T02220156"]
["PHNL","2019-02-08T21:55:00",73,60.1,63.96,350,5,0,30.01,1016.1,10,"M","FEW","FEW","BKN","M",2400,3500,6000,"M","M","M","M","M","M","M","M",73,"PHNL 090753Z 35005KT 10SM FEW024 FEW035 BKN060 23/16 A3001 RMK AO2 SLP161 T02280156"]
["PHNL","2019-02-08T22:55:00",72,60.1,66.16,20,6,0,30.01,1016,10,"M","FEW","FEW","SCT","M",2400,3500,6500,"M","M","M","M","M","M","M","M",72,"PHNL 090853Z 02006KT 10SM FEW024 FEW035 SCT065 22/16 A3001 RMK AO2 SLP160 VCSH NE T02220156 50009"]
["PHNL","2019-02-08T23:55:00",71.1,60.1,68.21,"M",5,"T",30.01,1016.1,10,"M","FEW","FEW","SCT","M",2200,3500,6500,"M","M","M","M","M","M","M","M",71.1,"PHNL 090953Z VRB05KT 10SM FEW022 FEW035 SCT065 22/16 A3001 RMK AO2 RAB24E34 SLP161 P0000 T02170156 402830200"]
["PHNL","2019-02-09T00:55:00",71.1,59,65.58,10,12,0,30.01,1016,10,17,"FEW","FEW","BKN","M",2200,3800,6000,"M","M","M","M","M","M","M","M",71.1,"PHNL 091053Z 01012G17KT 10SM FEW022 FEW038 BKN060 22/15 A3001 RMK AO2 SLP160 VCSH NE T02170150"]
["PHNL","2019-02-09T01:55:00",70,59,68.09,340,4,0,29.99,1015.5,10,"M","FEW","FEW","SCT","M",2400,5000,6000,"M","M","M","M","M","M","M","M",70,"PHNL 091153Z 34004KT 10SM FEW024 FEW050 SCT060 21/15 A2999 RMK AO2 SLP155 60000 T02110150 10233 20211 58005"]
["PHNL","2019-02-09T02:55:00",69.1,57.9,67.5,340,8,0,29.98,1015.3,10,"M","FEW","SCT","M","M",2400,4700,"M","M","M","M","M","M","M","M","M",69.1,"PHNL 091253Z 34008KT 10SM FEW024 SCT047 21/14 A2998 RMK AO2 SLP153 T02060144"]
["PHNL","2019-02-09T03:55:00",69.1,57.9,67.5,330,9,0,29.98,1015.3,10,"M","FEW","FEW","M","M",2200,4300,"M","M","M","M","M","M","M","M","M",69.1,"PHNL 091353Z 33009KT 10SM FEW022 FEW043 21/14 A2998 RMK AO2 SLP153 T02060144"]
["PHNL","2019-02-09T04:55:00",68,57,67.86,340,12,0,29.99,1015.4,10,"M","FEW","SCT","M","M",2300,6000,"M","M","M","M","M","M","M","M","M",68,"PHNL 091453Z 34012KT 10SM FEW023 SCT060 20/14 A2999 RMK AO2 SLP154 VCSH N-NE T02000139 55001"]
["PHNL","2019-02-09T05:55:00",68,55,63.12,350,7,0,30,1016,10,"M","FEW","BKN","M","M",2200,6500,"M","M","M","M","M","M","M","M","M",68,"PHNL 091553Z 35007KT 10SM FEW022 BKN065 20/13 A3000 RMK AO2 SLP160 VCSH NE-E T02000128"]
["PHNL","2019-02-09T06:55:00",68,54,60.86,320,7,0,30.02,1016.6,10,"M","FEW","SCT","M","M",3500,6500,"M","M","M","M","M","M","M","M","M",68,"PHNL 091653Z 32007KT 10SM FEW035 SCT065 20/12 A3002 RMK AO2 SLP166 T02000122"]
["PHNL","2019-02-09T07:55:00",69.1,53.1,56.7,330,5,0,30.04,1017,10,"M","FEW","M","M","M",4000,"M","M","M","M","M","M","M","M","M","M",69.1,"PHNL 091753Z 33005KT 10SM FEW040 21/12 A3004 RMK AO2 SLP170 T02060117 10211 20194 51016"]
["PHNL","2019-02-09T08:55:00",71.1,51.1,49.2,360,8,0,30.04,1017.3,10,"M","FEW","M","M","M",3000,"M","M","M","M","M","M","M","M","M","M",71.1,"PHNL 091853Z 36008KT 10SM FEW030 22/11 A3004 RMK AO2 SLP173 T02170106"]
["PHNL","2019-02-09T09:55:00",72,54,53.09,350,9,"T",30.05,1017.5,10,17,"SCT","M","M","M",4500,"M","M","M",{"$f":"-RA","v":{"$error":"#NAME?"}},"M","M","M","M","M","M",72,"PHNL 091953Z 35009G17KT 10SM -RA SCT045 22/12 A3005 RMK AO2 RAB30 SLP175 P0000 T02220122"]
["PHNL","2019-02-09T10:55:00",73,52,47.69,320,19,"T",30.05,1017.4,10,26,"FEW","SCT","M","M",4000,5000,"M","M",{"$f":"-RA","v":{"$error":"#NAME?"}},"M","M","M",26,320,"2019-02-09T20:43:00",73,"PHNL 092053Z 32019G26KT 10SM -RA FEW040 SCT050 23/11 A3005 RMK AO2 PK WND 32026/2043 SLP174 P0000 60000 T02280111 50004"]
["PHNL","2019-02-09T11:55:00",73.9,48,39.87,330,20,"T",30.03,1016.9,10,29,"BKN","M","M","M",6000,"M","M","M","M","M","M","M",32,310,"2019-02-09T21:23:00",72.86,"PHNL 092153Z 33020G29KT 10SM BKN060 23/09 A3003 RMK AO2 PK WND 31032/2123 RAE2058 SLP169 P0000 T02330089"]
["PHNL","2019-02-09T12:55:00",75,46,35.64,330,26,0,30,1015.8,10,34,"SCT","M","M","M",5000,"M","M","M","M","M","M","M",34,310,"2019-02-09T22:52:00",73.88,"PHNL 092253Z 33026G34KT 10SM SCT050 24/08 A3000 RMK AO2 PK WND 31034/2252 SLP158 T02390078"]
["PHNL","2019-02-09T13:55:00",75.9,44.1,32.17,340,22,0,29.96,1014.6,10,28,"SCT","M","M","M",4500,"M","M","M","M","M","M","M",37,330,"2019-02-09T23:08:00",74.7,"PHNL 092353Z 34022G28KT 10SM SCT045 24/07 A2996 RMK AO2 PK WND 33037/2308 SLP146 60000 T02440067 10250 20206 58028"]
["PHNL","2019-02-09T14:55:00",75,46.9,36.87,320,25,0,29.93,1013.5,10,31,"SCT","M","M","M",4500,"M","M","M","M","M","M","M","M","M","M",73.93,"PHNL 100053Z 32025G31KT 10SM SCT045 24/08 A2993 RMK AO2 PK WND 33034/0039 SLP135 T02390083"]
["PHNL","2019-02-09T15:55:00",73,46.9,39.43,320,20,0,29.92,1013.3,10,31,"FEW","SCT","BKN","M",2600,5500,7000,"M","M","M","M","M","M","M","M",71.85,"PHNL 100153Z 32020G31KT 10SM FEW026 SCT055 BKN070 23/08 A2992 RMK AO2 PK WND 33033/0054 SLP133 T02280083"]
["PHNL","2019-02-09T16:55:00",71.1,48,43.83,310,19,0,29.91,1012.9,10,25,"FEW","FEW","SCT","M",2400,4700,6000,"M","M","M","M","M","M","M","M",69.97,"PHNL 100253Z 31019G25KT 10SM FEW024 FEW047 SCT060 22/09 A2991 RMK AO2 PK WND 32034/0155 SLP129 T02170089 56017"]
["PHNL","2019-02-09T17:55:00",69.1,42.1,37.5,320,16,0,29.92,1013,10,24,"FEW","FEW","M","M",2800,4500,"M","M","M","M","M","M","M","M","M",69.1,"PHNL 100353Z 32016G24KT 10SM FEW028 FEW045 21/06 A2992 RMK AO2 PK WND 34029/0334 SLP130 T02060056"]
["PHNL","2019-02-09T18:55:00",66.9,44.1,43.67,310,16,0,29.91,1012.8,10,"M","FEW","SCT","BKN","M",2800,5000,6500,"M","M","M","M","M","M","M","M",66.9,"PHNL 100453Z 31016KT 10SM FEW028 SCT050 BKN065 19/07 A2991 RMK AO2 SLP128 T01940067"]
["PHNL","2019-02-09T19:55:00",66.9,46,46.94,310,11,0,29.92,1013.3,10,"M","FEW","SCT","BKN","M",2600,5000,7000,"M","M","M","M","M","M","M","M",66.9,"PHNL 100553Z 31011KT 10SM FEW026 SCT050 BKN070 19/08 A2992 RMK AO2 SLP133 T01940078 10250 20194 53003"]
["PHNL","2019-02-09T20:55:00",66.9,44.1,43.67,310,8,0,29.93,1013.4,10,"M","FEW","SCT","M","M",3300,6500,"M","M","M","M","M","M","M","M","M",66.9,"PHNL 100653Z 31008KT 10SM FEW033 SCT065 19/07 A2993 RMK AO2 SLP134 T01940067"]
["PHNL","2019-02-09T21:55:00",63,50,62.49,330,13,"T",29.93,1013.5,10,"M","SCT","SCT","OVC","M",3100,6000,7000,"M",{"$f":"-RA","v":{"$error":"#NAME?"}},"M","M","M","M","M","M",63,"PHNL 100753Z 33013KT 10SM -RA SCT031 SCT060 OVC070 17/10 A2993 RMK AO2 PK WND 34027/0741 RAB34 SLP135 P0000 T01720100"]
["PHNL","2019-02-09T22:55:00",64,52,64.97,330,9,"T",29.9,1012.6,10,"M","FEW","BKN","M","M",4800,9500,"M","M","M","M","M","M","M","M","M",64,"PHNL 100853Z 33009KT 10SM FEW048 BKN095 18/11 A2990 RMK AO2 RAE0757 SLP126 P0000 60000 T01780111 58007"]
["PHNL","2019-02-09T23:55:00",64,46.9,53.72,270,8,0,29.88,1011.7,10,"M","FEW","SCT","BKN","M",2400,4800,9000,"M","M","M","M","M","M","M","M",64,"PHNL 100953Z 27008KT 10SM FEW024 SCT048 BKN090 18/08 A2988 RMK AO2 SLP117 T01780083 402500172"]
["PHNL","2019-02-10T00:55:00",63,50,62.49,340,6,"T",29.85,1010.6,10,"M","FEW","SCT","BKN","M",2300,4500,7000,"M","M","M","M","M","M","M","M",63,"PHNL 101053Z 34006KT 10SM FEW023 SCT045 BKN070 17/10 A2985 RMK AO2 RAB0958E17 SLP106 P0000 T01720100"]
["PHNL","2019-02-10T01:55:00",64,50,60.34,320,11,0,29.82,1009.8,10,"M","FEW","SCT","BKN","M",2500,5500,9000,"M","M","M","M","M","M","M","M",64,"PHNL 101153Z 32011KT 10SM FEW025 SCT055 BKN090 18/10 A2982 RMK AO2 SLP098 60000 T01780100 10200 20161 56028"]
["PHNL","2019-02-10T02:55:00",64,50,60.34,290,8,0,29.79,1008.8,10,"M","FEW","SCT","M","M",2500,8000,"M","M","M","M","M","M","M","M","M",64,"PHNL 101253Z 29008KT 10SM FEW025 SCT080 18/10 A2979 RMK AO2 SLP088 T01780100"]
["PHNL","2019-02-10T03:55:00",64,48.9,57.91,320,3,0,29.77,1008.1,10,"M","FEW","SCT","BKN","M",2600,5000,7500,"M","M","M","M","M","M","M","M",64,"PHNL 101353Z 32003KT 10SM FEW026 SCT050 BKN075 18/09 A2977 RMK AO2 SLP081 T01780094"]
["PHNL","2019-02-10T04:55:00",66,48.9,54.01,290,6,"T",29.73,1006.8,10,"M","FEW","SCT","BKN","M",6000,7500,9000,"M",{"$f":"-RA","v":{"$error":"#NAME?"}},"M","M","M","M","M","M",66,"PHNL 101453Z 29006KT 10SM -RA FEW060 SCT075 BKN090 19/09 A2973 RMK AO2 RAB53 SLP068 P0000 60000 T01890094 58030"]
["PHNL","2019-02-10T05:55:00",62.1,53.1,72.33,280,7,0.01,29.73,1006.6,10,"M","FEW","SCT","SCT","M",4300,8000,9000,"M","M","M","M","M","M","M","M",62.1,"PHNL 101553Z 28007KT 10SM FEW043 SCT080 SCT090 17/12 A2973 RMK AO2 RAE50 SLP066 P0001 T01670117"]
["PHNL","2019-02-10T06:55:00",64,54,69.92,290,4,"T",29.71,1006.2,10,"M","FEW","SCT","BKN","M",4200,5000,6000,"M","M","M","M","M","M","M","M",64,"PHNL 101653Z 29004KT 10SM FEW042 SCT050 BKN060 18/12 A2971 RMK AO2 RAB10E20 SLP062 P0000 T01780122"]
["PHNL","2019-02-10T07:55:00",69.1,55,60.78,250,20,0.01,29.7,1005.5,10,25,"SCT","BKN","M","M",4800,6000,"M","M","M","M","M","M","M","M","M",69.1,"PHNL 101753Z 25020G25KT 10SM SCT048 BKN060 21/13 A2970 RMK AO2 RAB03E14 SLP055 P0001 60002 T02060128 10206 20161 58013"]
["PHNL","2019-02-10T08:55:00",64.9,57.9,78.05,270,8,0.04,29.71,1005.9,10,"M","FEW","BKN","M","M",2900,6000,"M","M","M","M","M","M","M","M","M",64.9,"PHNL 101853Z 27008KT 10SM FEW029 BKN060 18/14 A2971 RMK AO2 PK WND 27035/1805 RAB03E50 SLP059 P0004 T01830144"]
["PHNL","2019-02-10T09:55:00",69.1,57.9,67.5,260,15,0.03,29.7,1005.7,10,27,"FEW","BKN","M","M",4500,6000,"M","M","M","M","M","M","M","M","M",69.1,"PHNL 101953Z 26015G27KT 10SM FEW045 BKN060 21/14 A2970 RMK AO2 PK WND 26028/1905 RAB1859E39 SLP057 P0003 T02060144"]
["PHNL","2019-02-10T10:55:00",68,55.9,65.22,270,20,"T",29.69,1005.4,7,37,"SCT","BKN","M","M",4500,6000,"M","M",{"$f":"-RA","v":{"$error":"#NAME?"}},"M","M","M","M","M","M",68,"PHNL 102053Z 27020G37KT 7SM -RA SCT045 BKN060 20/13 A2969 RMK AO2 PK WND 27037/2046 RAB48 SLP054 P0000 60007 T02000133 58002"]
["PHNL","2019-02-10T11:55:00",73,54,51.33,270,28,"T",29.65,1004.1,10,42,"FEW","BKN","M","M",4000,5500,"M","M","M","M","M","M","M","M","M",73,"PHNL 102153Z 27028G42KT 10SM FEW040 BKN055 23/12 A2965 RMK AO2 PK WND 28042/2147 RAE45 SLP041 P0000 T02280122"]
["PHNL","2019-02-10T12:55:00",73.9,52,46.27,280,27,0,29.64,1003.5,10,39,"FEW","SCT","M","M",4500,5500,"M","M","M","M","M","M","M","M","M",73.9,"PHNL 102253Z 28027G39KT 10SM FEW045 SCT055 23/11 A2964 RMK AO2 PK WND 28042/2156 SLP035 T02330111"]
["PHNL","2019-02-10T13:55:00",75,50,41.41,300,26,0,29.63,1003.4,10,41,"FEW","SCT","M","M",4000,5500,"M","M","M","M","M","M","M","M","M",75,"PHNL 102353Z 30026G41KT 10SM FEW040 SCT055 24/10 A2963 RMK AO2 PK WND 28041/2348 SLP034 60007 T02390100 10244 20178 56019"]
["PHNL","2019-02-10T14:55:00",75,54,47.99,290,23,0,29.61,1002.8,10,40,"FEW","BKN","M","M",4000,5500,"M","M","M","M","M","M",40,280,"2019-02-11T00:50:00",75,"PHNL 110053Z 29023G40KT 10SM FEW040 BKN055 24/12 A2961 RMK AO2 PK WND 28040/0050 SLP028 T02390122"]
["PHNL","2019-02-10T15:55:00",73,54,51.33,290,17,"T",29.62,1003,10,32,"FEW","SCT","BKN","M",2600,4600,6500,"M","M","M","M","M",37,270,"2019-02-11T01:00:00",73,"PHNL 110153Z 29017G32KT 10SM FEW026 SCT046 BKN065 23/12 A2962 RMK AO2 PK WND 27037/0100 RAB02E16 SLP030 VCSH NE-E-SE SHRA DSNT NW-W P0000 T02280122"]
["PHNL","2019-02-10T16:55:00",70,55.9,60.89,270,22,"T",29.64,1003.6,10,28,"SCT","BKN","BKN","M",3600,5500,9500,"M","M","M","M","M",32,270,"2019-02-11T02:06:00",70,"PHNL 110253Z 27022G28KT 10SM SCT036 BKN055 BKN095 21/13 A2964 RMK AO2 PK WND 27032/0206 RAB0158E48 SLP036 P0000 60000 T02110133 53002"]
["PHNL","2019-02-10T17:55:00",66,55.9,69.88,280,13,"T",29.66,1004.4,10,"M","SCT","BKN","BKN","M",2600,5500,7000,"M",{"$f":"-RA","v":{"$error":"#NAME?"}},"M","M","M","M","M","M",66,"PHNL 110353Z 28013KT 10SM -RA SCT026 BKN055 BKN070 19/13 A2966 RMK AO2 RAB0255E23B45 SLP044 P0000 T01890133"]
["PHNL","2019-02-10T18:55:00",66.9,55,65.56,320,15,"T",29.69,1005.4,9,"M","SCT","BKN","BKN","M",3200,5000,7000,"M",{"$f":"-RA","v":{"$error":"#NAME?"}},"M","M","M","M","M","M",66.9,"PHNL 110453Z 32015KT 9SM -RA SCT032 BKN050 BKN070 19/13 A2969 RMK AO2 RAE0354B50 SLP054 P0000 T01940128"]
["PHNL","2019-02-10T19:55:00",66,55,67.64,300,10,0.01,29.72,1006.3,10,"M","FEW","FEW","SCT","M",2800,5500,9500,"M",{"$f":"-RA","v":{"$error":"#NAME?"}},"M","M","M","M","M","M",66,"PHNL 110553Z 30010KT 10SM -RA FEW028 FEW055 SCT095 19/13 A2972 RMK AO2 RAE06B46 SLP063 P0001 60001 T01890128 10244 20183 53027"]
["PHNL","2019-02-10T20:55:00",64,57,77.97,310,9,"T",29.75,1007.2,10,22,"FEW","SCT","BKN","M",2700,9000,11000,"M","M","M","M","M","M","M","M",64,"PHNL 110653Z 31009G22KT 10SM FEW027 SCT090 BKN110 18/14 A2975 RMK AO2 RAE23B39E53 SLP072 P0000 T01780139"]
["PHNL","2019-02-10T21:55:00",64,57.9,80.54,310,9,"T",29.77,1008.1,10,"M","FEW","BKN","BKN","M",3600,5000,7000,"M",{"$f":"-RA","v":{"$error":"#NAME?"}},"M","M","M","M","M","M",64,"PHNL 110753Z 31009KT 10SM -RA FEW036 BKN050 BKN070 18/14 A2977 RMK AO2 RAB03 SLP081 P0000 T01780144"]
["PHNL","2019-02-10T22:55:00",63,57.9,83.42,320,10,0.01,29.77,1007.9,10,16,"FEW","BKN","OVC","M",3500,5000,6000,"M",{"$f":"-RA","v":{"$error":"#NAME?"}},"M","M","M","M","M","M",63,"PHNL 110853Z 32010G16KT 10SM -RA FEW035 BKN050 OVC060 17/14 A2977 RMK AO2 RAE0757B17 SLP079 P0001 60001 T01720144 50016"]
["PHNL","2019-02-10T23:55:00",64.9,55.9,72.61,340,11,"T",29.77,1007.9,10,20,"FEW","SCT","M","M",3200,6000,"M","M","M","M","M","M","M","M","M",64.9,"PHNL 110953Z 34011G20KT 10SM FEW032 SCT060 18/13 A2977 RMK AO2 RAE0859 SLP079 P0000 T01830133 402440161"]
["PHNL","2019-02-11T00:55:00",66,55.9,69.88,340,13,0,29.76,1007.7,10,22,"FEW","SCT","M","M",3100,6000,"M","M","M","M","M","M","M","M","M",66,"PHNL 111053Z 34013G22KT 10SM FEW031 SCT060 19/13 A2976 RMK AO2 SLP077 T01890133"]
["PHNL","2019-02-11T01:55:00",64.9,55,70.28,330,8,0,29.75,1007.5,10,"M","FEW","SCT","M","M",3000,6500,"M","M","M","M","M","M","M","M","M",64.9,"PHNL 111153Z 33008KT 10SM FEW030 SCT065 18/13 A2975 RMK AO2 SLP075 60001 70011 T01830128 10189 20172 58005"]
["PHNL","2019-02-11T02:55:00",64,55,72.52,0,0,0,29.75,1007.3,10,"M","FEW","FEW","FEW","M",2000,4400,7500,"M","M","M","M","M","M","M","M",64,"PHNL 111253Z 00000KT 10SM FEW020 FEW044 FEW075 18/13 A2975 RMK AO2 SLP073 T01780128"]
["PHNL","2019-02-11T03:55:00",63,55.9,77.61,280,4,0,29.75,1007.4,10,"M","FEW","SCT","M","M",3200,6000,"M","M","M","M","M","M","M","M","M",63,"PHNL 111353Z 28004KT 10SM FEW032 SCT060 17/13 A2975 RMK AO2 SLP074 T01720133"]
["PHNL","2019-02-11T04:55:00",63,55.9,77.61,330,8,0,29.75,1007.4,10,"M","FEW","SCT","M","M",3200,5500,"M","M","M","M","M","M","M","M","M",63,"PHNL 111453Z 33008KT 10SM FEW032 SCT055 17/13 A2975 RMK AO2 SLP074 T01720133 56001"]
["PHNL","2019-02-11T05:55:00",63,55.9,77.61,320,4,0,29.77,1007.9,10,"M","FEW","SCT","M","M",2900,6000,"M","M","M","M","M","M","M","M","M",63,"PHNL 111553Z 32004KT 10SM FEW029 SCT060 17/13 A2977 RMK AO2 SLP079 T01720133"]
["PHNL","2019-02-11T06:55:00",62.1,55,77.53,310,5,0,29.79,1008.8,10,"M","FEW","FEW","M","M",2500,4000,"M","M","M","M","M","M","M","M","M",62.1,"PHNL 111653Z 31005KT 10SM FEW025 FEW040 17/13 A2979 RMK AO2 SLP088 T01670128"]
["PHNL","2019-02-11T11:55:00",77,53.1,43.44,340,11,0,29.8,1009.2,10,20,"FEW","FEW","SCT","M",4700,5500,6000,"M","M","M","M","M","M","M","M",77,"PHNL 112153Z 34011G20KT 300V360 10SM FEW047 FEW055 SCT060 25/12 A2980 RMK AO2 SLP092 VCSH N-NE T02500117"]
["PHNL","2019-02-11T16:55:00",72,63,73.31,320,9,"T",29.76,1007.7,10,"M","FEW","SCT","SCT","M",2700,4800,6000,"M","M","M","M","M","M","M","M",72,"PHNL 120253Z 32009KT 10SM FEW027 SCT048 SCT060 22/17 A2976 RMK AO2 RAB12E30 SLP077 VCSH NE-E P0000 60000 T02220172 53005"]
["PHNL","2019-02-12T01:55:00",66,57.9,75.12,350,6,0,29.79,1008.6,10,"M","FEW","FEW","SCT","M",3000,5000,7000,"M","M","M","M","M","M","M","M",66,"PHNL 121153Z 35006KT 10SM FEW030 FEW050 SCT070 19/14 A2979 RMK AO2 SLP086 T01890144 10206 20178 58010"]
["PHNL","2019-02-12T07:55:00",66,59,78.14,310,3,0,29.84,1010.5,10,"M","FEW","FEW","M","M",2500,4000,"M","M","M","M","M","M","M","M","M",66,"PHNL 121753Z 31003KT 10SM FEW025 FEW040 19/15 A2984 RMK AO2 SLP105 T01890150 10194 20167 53019"]
["PHNL","2019-02-12T18:55:00",72,55.9,56.89,20,6,0,29.83,1010,10,"M","FEW","FEW","M","M",2900,4200,"M","M","M","M","M","M","M","M","M",72,"PHNL 130453Z 02006KT 10SM FEW029 FEW042 22/13 A2983 RMK AO2 SLP100 T02220133"]
["PHNL","2019-02-13T03:55:00",63,62.1,96.88,0,0,0.08,29.85,1010.7,8,"M","FEW","BKN","OVC","M",2000,4200,7500,"M","RA","M","M","M","M","M","M",63,"PHNL 131353Z 00000KT 8SM RA FEW020 BKN042 OVC075 17/17 A2985 RMK AO2 SLP107 P0008 T01720167"]
["PHNL","2019-02-13T06:55:00",62.1,61,96.18,0,0,0.16,29.89,1012.2,10,"M","FEW","SCT","BKN","M",2500,3500,4500,"M","M","M","M","M","M","M","M",62.1,"PHNL 131653Z 00000KT 10SM FEW025 SCT035 BKN045 17/16 A2989 RMK AO2 RAE45 SLP122 VCSH NE P0016 T01670161"]
["PHNL","2019-02-13T12:55:00",72,59,63.61,20,14,"T",29.9,1012.4,10,24,"FEW","SCT","BKN","M",2500,4300,6500,"M",{"$f":"-RA","v":{"$error":"#NAME?"}},"M","M","M","M","M","M",72,"PHNL 132253Z 02014G24KT 10SM -RA FEW025 SCT043 BKN065 22/15 A2990 RMK AO2 RAB49 SLP124 P0000 T02220150"]
["PHNL","2019-02-13T21:55:00",68,55.9,65.22,20,10,0,29.96,1014.3,10,"M","FEW","FEW","M","M",2400,3400,"M","M","M","M","M","M","M","M","M",68,"PHNL 140753Z 02010KT 10SM FEW024 FEW034 20/13 A2996 RMK AO2 SLP143 T02000133"]
["PHNL","2019-02-14T05:55:00",63,54,72.42,330,6,0,29.94,1013.7,10,"M","FEW","BKN","M","M",3000,8000,"M","M","M","M","M","M","M","M","M",63,"PHNL 141553Z 33006KT 10SM FEW030 BKN080 17/12 A2994 RMK AO2 SLP137 OCNL LTGIC DSNT NE CB DSNT NE T01720122"]
["PHNL","2019-02-14T13:55:00",75.9,53.1,45.06,50,21,"T",29.92,1013,10,29,"FEW","FEW","SCT","M",2500,6000,12000,"M","M","M","M","M",29,30,"2019-02-14T23:47:00",75.9,"PHNL 142353Z 05021G29KT 10SM FEW025 FEW060 SCT120 24/12 A2992 RMK AO2 PK WND 03029/2347 RAB00E09 SLP130 P0000 60000 T02440117 10244 20161 58033"]
["PHNL","2019-02-14T22:55:00",66.9,57.9,72.81,350,5,0.01,30.02,1016.3,10,17,"FEW","SCT","BKN","M",2200,4000,6000,"M","M","M","M","M","M","M","M",66.9,"PHNL 150853Z 35005G17KT 10SM FEW022 SCT040 BKN060 19/14 A3002 RMK AO2 RAB27E44 SLP163 VCSH NE P0001 60005 T01940144 51014 $"]
["PHNL","2019-02-15T07:55:00",68,57.9,70.1,30,11,0.01,29.99,1015.6,10,"M","FEW","SCT","BKN","M",2500,3500,5500,"M","M","M","M","M","M","M","M",68,"PHNL 151753Z 03011KT 10SM FEW025 SCT035 BKN055 20/14 A2999 RMK AO2 RAB1654E52 SLP156 P0001 60002 T02000144 10200 20189 53010 $"]
["PHNL","2019-02-15T12:55:00",73.9,62.1,66.61,20,12,0.01,29.97,1014.8,10,18,"FEW","SCT","BKN","M",2500,3700,7000,"M","M","M","M","M",26,360,"2019-02-15T22:00:00",73.9,"PHNL 152253Z 02012G18KT 10SM FEW025 SCT037 BKN070 23/17 A2997 RMK AO2 PK WND 36026/2200 RAB01E44 SLP148 VCSH NW P0001 T02330167"]
["PHNL","2019-02-16T00:55:00",66.9,64.9,93.29,340,4,0,29.99,1015.6,10,"M","FEW","SCT","BKN","M",2800,3600,4300,"M","M","M","M","M","M","M","M",66.9,"PHNL 161053Z 34004KT 10SM FEW028 SCT036 BKN043 19/18 A2999 RMK AO2 SLP156 T01940183"]
["PHNL","2019-02-16T01:55:00",66,64,93.26,320,5,0,29.99,1015.4,10,"M","FEW","BKN","BKN","M",2300,4800,11000,"M","M","M","M","M","M","M","M",66,"PHNL 161153Z 32005KT 10SM FEW023 BKN048 BKN110 19/18 A2999 RMK AO2 SLP154 60009 70014 T01890178 10217 20189 56003"]
["PHNL","2019-02-16T15:55:00",71.1,64.9,80.78,180,5,0.03,29.95,1014.3,10,"M","FEW","BKN","BKN","M",2200,3500,6500,"M",{"$f":"-RA","v":{"$error":"#NAME?"}},"M","M","M","M","M","M",71.1,"PHNL 170153Z 18005KT 10SM -RA FEW022 BKN035 BKN065 22/18 A2995 RMK AO2 RAB22 SLP143 P0003 T02170183"]
["PHNL","2019-02-16T17:55:00",73.9,62.1,66.61,330,11,0,29.97,1014.9,10,"M","FEW","FEW","SCT","M",2400,3800,5500,"M","M","M","M","M","M","M","M",73.9,"PHNL 170353Z 33011KT 10SM FEW024 FEW038 SCT055 23/17 A2997 RMK AO2 WSHFT 0246 SLP149 T02330167"]
["PHNL","2019-02-17T02:55:00",64.9,62.1,90.64,290,3,"T",29.96,1014.6,10,"M","FEW","SCT","SCT","M",3600,12000,14000,"M","M","M","M","M","M","M","M",64.9,"PHNL 171253Z 29003KT 10SM FEW036 SCT120 SCT140 18/17 A2996 RMK AO2 RAE06 SLP146 P0000 T01830167"]
["PHNL","2019-02-17T11:55:00",77,61,57.77,30,12,0,29.99,1015.6,10,"M","SCT","BKN","BKN","M",3500,4600,5500,"M","M","M","M","M","M","M","M",77,"PHNL 172153Z 03012KT 10SM SCT035 BKN046 BKN055 25/16 A2999 RMK AO2 SLP156 VCSH NW-N-E T02500161"]
["PHNL","2019-02-17T17:55:00",73,61,66.04,10,7,0,29.94,1013.7,10,"M","FEW","SCT","SCT","M",2000,3500,8000,"M","M","M","M","M","M","M","M",73,"PHNL 180353Z 01007KT 10SM FEW020 SCT035 SCT080 23/16 A2994 RMK AO2 SLP137 VCSH NW T02280161"]
["PHNL","2019-02-18T02:55:00",66,61,83.91,330,8,0,29.93,1013.5,10,"M","SCT","SCT","BKN","M",2600,4800,7500,"M","M","M","M","M","M","M","M",66,"PHNL 181253Z 33008KT 10SM SCT026 SCT048 BKN075 19/16 A2993 RMK AO2 SLP135 T01890161"]
["PHNL","2019-02-18T10:55:00",75.9,61,59.92,90,4,0,29.97,1014.6,10,"M","FEW","FEW","SCT","SCT",3800,5000,10000,15000,"M","M","M","M","M","M","M",75.9,"PHNL 182053Z 09004KT 10SM FEW038 FEW050 SCT100 SCT150 24/16 A2997 RMK AO2 SLP146 T02440161 50001"]
["PHNL","2019-02-18T11:55:00",78.1,62.1,57.92,210,6,0,29.95,1014,10,"M","FEW","SCT","BKN","BKN",3900,5500,9500,24000,"M","M","M","M","M","M","M",78.1,"PHNL 182153Z 21006KT 10SM FEW039 SCT055 BKN095 BKN240 26/17 A2995 RMK AO2 SLP140 T02560167"]
["PHNL","2019-02-18T20:55:00",73,61,66.04,90,6,0,29.95,1014.2,10,"M","FEW","FEW","SCT","M",2400,3800,11000,"M","M","M","M","M","M","M","M",73,"PHNL 190653Z 09006KT 10SM FEW024 FEW038 SCT110 23/16 A2995 RMK AO2 SLP142 T02280161"]
["PHNL","2019-02-19T05:55:00",66.9,64.9,93.29,350,3,0.07,29.91,1012.9,10,"M","FEW","SCT","BKN","M",2200,3500,10000,"M",{"$f":"-RA","v":{"$error":"#NAME?"}},"M","M","M","M","M","M",66.9,"PHNL 191553Z 35003KT 10SM -RA FEW022 SCT035 BKN100 19/18 A2991 RMK AO2 SLP129 P0007 T01940183"]
["PHNL","2019-02-19T11:55:00",70,66,87.14,100,10,0.06,29.91,1012.8,10,"M","FEW","SCT","OVC","M",2200,3500,10000,"M",{"$f":"-RA","v":{"$error":"#NAME?"}},"M","M","M","M","M","M",70,"PHNL 192153Z 10010KT 10SM -RA FEW022 SCT035 OVC100 21/19 A2991 RMK AO2 PRESFR SLP128 P0006 T02110189"]
["PHNL","2019-02-19T21:55:00",66.9,63,87.28,0,0,0,29.95,1014.1,10,"M","FEW","SCT","M","M",4000,22000,"M","M","M","M","M","M","M","M","M",66.9,"PHNL 200753Z 00000KT 10SM FEW040 SCT220 19/17 A2995 RMK AO2 SLP141 T01940172"]
["PHNL","2019-02-20T06:55:00",64,62.1,93.54,310,3,0,29.92,1013.1,10,"M","CLR","M","M","M","M","M","M","M","M","M","M","M","M","M","M",64,"PHNL 201653Z 31003KT 10SM CLR 18/17 A2992 RMK AO2 SLP131 T01780167 $"]
["PHNL","2019-02-20T13:55:00",78.1,68,71.14,200,10,0,29.93,1013.6,10,"M","FEW","FEW","M","M",2500,3500,"M","M","M","M","M","M","M","M","M",78.1,"PHNL 202353Z 20010KT 10SM FEW025 FEW035 26/20 A2993 RMK AO2 SLP136 T02560200 10256 20178 56015"]
["PHNL","2019-02-20T23:55:00",68,62.1,81.41,360,4,0,29.99,1015.6,10,"M","FEW","M","M","M",2500,"M","M","M","M","M","M","M","M","M","M",68,"PHNL 210953Z 36004KT 10SM FEW025 20/17 A2999 RMK AO2 SLP156 T02000167 402560167"]
["PHNL","2019-02-21T00:55:00",66.9,63,87.28,0,0,0,29.98,1015.3,10,"M","CLR","M","M","M","M","M","M","M","M","M","M","M","M","M","M",66.9,"PHNL 211053Z 00000KT 10SM CLR 19/17 A2998 RMK AO2 SLP153 T01940172"]
["PHNL","2019-02-21T12:55:00",78.1,64.9,63.9,180,9,0,29.95,1014.1,10,"M","FEW","FEW","SCT","M",2500,4500,8500,"M","M","M","M","M","M","M","M",78.1,"PHNL 212253Z 18009KT 10SM FEW025 FEW045 SCT085 26/18 A2995 RMK AO2 SLP141 T02560183"]
["PHNL","2019-02-21T17:55:00",75.9,64,66.6,130,6,0,29.94,1013.7,10,"M","FEW","BKN","BKN","M",2200,4400,8500,"M","M","M","M","M","M","M","M",75.9,"PHNL 220353Z 13006KT 10SM FEW022 BKN044 BKN085 24/18 A2994 RMK AO2 SLP137 T02440178"]
["PHNL","2019-02-22T02:55:00",68,61,78.3,330,3,0,29.93,1013.4,10,"M","FEW","M","M","M",7500,"M","M","M","M","M","M","M","M","M","M",68,"PHNL 221253Z 33003KT 10SM FEW075 20/16 A2993 RMK AO2 SLP134 T02000161"]
["PHNL","2019-02-22T11:55:00",79,63,58.04,170,9,0,29.97,1014.8,10,"M","FEW","FEW","SCT","M",2500,4500,10000,"M","M","M","M","M","M","M","M",80.54,"PHNL 222153Z 17009KT 10SM FEW025 FEW045 SCT100 26/17 A2997 RMK AO2 SLP148 T02610172"]
["PHNL","2019-02-22T19:55:00",73.9,64.9,73.49,0,0,0,29.97,1015,10,"M","FEW","FEW","M","M",2000,3500,"M","M","M","M","M","M","M","M","M",73.9,"PHNL 230553Z 00000KT 10SM FEW020 FEW035 23/18 A2997 RMK AO2 SLP150 T02330183 10267 20228 51016"]
["PHNL","2019-02-23T04:55:00",66,62.1,87.24,0,0,0,29.97,1014.7,10,"M","FEW","M","M","M",2300,"M","M","M","M","M","M","M","M","M","M",66,"PHNL 231453Z 00000KT 10SM FEW023 19/17 A2997 RMK AO2 SLP147 T01890167 55001"]
["PHNL","2019-02-23T13:55:00",82,64.9,56.24,200,8,0,29.94,1013.8,10,"M","FEW","FEW","SCT","M",2500,4700,6000,"M","M","M","M","M","M","M","M",83.76,"PHNL 232353Z 20008KT 10SM FEW025 FEW047 SCT060 28/18 A2994 RMK AO2 SLP138 T02780183 10278 20211 56024"]
["PHNL","2019-02-23T19:55:00",75.9,64,66.6,"M",3,0,30.02,1016.4,10,"M","FEW","BKN","M","M",2300,3600,"M","M","M","M","M","M","M","M","M",75.9,"PHNL 240553Z VRB03KT 10SM FEW023 BKN036 24/18 A3002 RMK AO2 SLP164 T02440178 10278 20239 53024"]
["PHNL","2019-02-23T22:55:00",72,64,75.92,10,5,0,30.04,1017.1,10,"M","FEW","FEW","M","M",2300,3500,"M","M","M","M","M","M","M","M","M",72,"PHNL 240853Z 01005KT 10SM FEW023 FEW035 22/18 A3004 RMK AO2 SLP171 T02220178 50007"]
["PHNL","2019-02-24T07:55:00",71.1,64,78.28,"M",4,0,30.02,1016.5,10,"M","FEW","FEW","FEW","M",3000,4000,5500,"M","M","M","M","M","M","M","M",71.1,"PHNL 241753Z VRB04KT 10SM FEW030 FEW040 FEW055 22/18 A3002 RMK AO2 SLP165 T02170178 10217 20200 53015"]
["PHNL","2019-02-24T15:55:00",81,60.1,49.06,50,10,0,29.95,1014.3,10,18,"FEW","FEW","M","M",2600,3900,"M","M","M","M","M","M","M","M","M",81.62,"PHNL 250153Z 05010G18KT 10SM FEW026 FEW039 27/16 A2995 RMK AO2 SLP143 T02720156"]
["PHNL","2019-02-25T00:55:00",70,61,73.11,330,6,0,30.03,1016.7,10,"M","FEW","FEW","M","M",2400,3500,"M","M","M","M","M","M","M","M","M",70,"PHNL 251053Z 33006KT 10SM FEW024 FEW035 21/16 A3003 RMK AO2 SLP167 T02110161"]
["PHNL","2019-02-25T07:55:00",69.1,64.9,86.48,330,5,"T",30.03,1016.9,10,"M","FEW","SCT","BKN","M",2500,4000,5000,"M","M","M","M","M","M","M","M",69.1,"PHNL 251753Z 33005KT 10SM FEW025 SCT040 BKN050 21/18 A3003 RMK AO2 RAE1656 SLP169 VCSH W-N P0000 60004 T02060183 10206 20189 52018"]
["PHNL","2019-02-25T12:55:00",78.1,63,59.78,40,11,0,29.99,1015.4,10,"M","FEW","SCT","BKN","M",2400,3600,4400,"M","M","M","M","M","M","M","M",78.1,"PHNL 252253Z 04011KT 10SM FEW024 SCT036 BKN044 26/17 A2999 RMK AO2 SLP154 VCSH NE T02560172"]
["PHNL","2019-02-25T23:55:00",71.1,63,75.58,340,6,0,30.02,1016.6,10,"M","SCT","BKN","M","M",2700,3600,"M","M","M","M","M","M","M","M","M",71.1,"PHNL 260953Z 34006KT 10SM SCT027 BKN036 22/17 A3002 RMK AO2 SLP166 T02170172 402670189"]
["PHNL","2019-02-26T00:35:00",70,64,81.27,350,5,"T",30.02,"M",9,"M","BKN","BKN","BKN","M",2500,3300,5500,"M",{"$f":"-RA","v":{"$error":"#NAME?"}},"M","M","M","M","M","M",70,"PHNL 261031Z 35005KT 9SM -RA BKN025 BKN033 BKN055 21/18 A3002 RMK AO2 RAB23 P0000 T02110178"]
["PHNL","2019-02-26T06:55:00",66.9,61,81.33,350,7,0,30.02,1016.7,10,"M","FEW","BKN","M","M",2000,4700,"M","M","M","M","M","M","M","M","M",66.9,"PHNL 261653Z 35007KT 10SM FEW020 BKN047 19/16 A3002 RMK AO2 SLP167 T01940161"]
["PHNL","2019-02-26T16:55:00",78.1,59,51.88,30,10,0,29.96,1014.6,10,"M","FEW","FEW","FEW","M",2600,3600,6500,"M","M","M","M","M","M","M","M",78.1,"PHNL 270253Z 03010KT 10SM FEW026 FEW036 FEW065 26/15 A2996 RMK AO2 SLP146 T02560150 55007"]
["PHNL","2019-02-26T23:55:00",70,59,68.09,330,8,0,30.07,1018,10,"M","FEW","FEW","SCT","M",2500,4500,6500,"M","M","M","M","M","M","M","M",70,"PHNL 270953Z 33008KT 10SM FEW025 FEW045 SCT065 21/15 A3007 RMK AO2 SLP180 T02110150 402720183"]
["PHNL","2019-02-27T08:55:00",73,57,57.23,340,7,0,30.1,1019.4,10,"M","FEW","SCT","M","M",2700,5000,"M","M","M","M","M","M","M","M","M",73,"PHNL 271853Z 34007KT 10SM FEW027 SCT050 23/14 A3010 RMK AO2 SLP194 T02280139"]
["PHNL","2019-02-27T15:55:00",75,55.9,51.43,360,11,0,30.02,1016.6,10,17,"FEW","SCT","SCT","M",2300,4300,5500,"M","M","M","M","M","M","M","M",75,"PHNL 280153Z 36011G17KT 10SM FEW023 SCT043 SCT055 24/13 A3002 RMK AO2 SLP166 VCSH N-NE-E T02390133 $"]
["PHNL","2019-02-28T01:55:00",64.9,51.1,60.9,320,8,0,30.09,1019,10,"M","FEW","BKN","M","M",2500,4300,"M","M","M","M","M","M","M","M","M",64.9,"PHNL 281153Z 32008KT 10SM FEW025 BKN043 18/11 A3009 RMK AO2 SLP190 T01830106 10211 20178 58008 $"]
["PHNL","2019-02-28T10:55:00",73.9,53.1,48.18,20,9,0,30.1,1019.2,10,17,"FEW","SCT","BKN","M",2500,4500,5500,"M","M","M","M","M","M","M","M",73.9,"PHNL 282053Z 02009G17KT 10SM FEW025 SCT045 BKN055 23/12 A3010 RMK AO2 SLP192 T02330117 50001"]
["PHNL","2019-02-28T11:55:00",73.9,53.1,48.18,330,7,0,30.08,1018.6,10,"M","FEW","SCT","BKN","M",2500,4500,5500,"M","M","M","M","M","M","M","M",73.9,"PHNL 282153Z 33007KT 10SM FEW025 SCT045 BKN055 23/12 A3008 RMK AO2 SLP186 T02330117"]
["PHNL","2019-02-28T19:55:00",68,53.1,58.88,20,4,0,30.09,1018.8,10,"M","FEW","FEW","M","M",2400,3600,"M","M","M","M","M","M","M","M","M",68,"PHNL 010553Z 02004KT 10SM FEW024 FEW036 20/12 A3009 RMK AO2 SLP188 T02000117 10256 20200 53021"]
["PHNL","2019-03-01T04:55:00",66,54,65.21,330,4,0,30.03,1016.9,10,"M","FEW","BKN","M","M",2400,5000,"M","M","M","M","M","M","M","M","M",66,"PHNL 011453Z 33004KT 10SM FEW024 BKN050 19/12 A3003 RMK AO2 SLP169 T01890122 56010"]
["PHNL","2019-03-01T10:55:00",75,53.1,46.44,340,6,0,30.11,1019.4,10,"M","FEW","BKN","M","M",2700,5000,"M","M","M","M","M","M","M","M","M",75,"PHNL 012053Z 34006KT 10SM FEW027 BKN050 24/12 A3011 RMK AO2 SLP194 T02390117 50008"]
["PHNL","2019-03-01T21:55:00",70,57,63.37,360,4,0,30.1,1019.2,10,"M","FEW","BKN","M","M",3400,4200,"M","M","M","M","M","M","M","M","M",70,"PHNL 020753Z 36004KT 10SM FEW034 BKN042 21/14 A3010 RMK AO2 SLP192 T02110139"]
["PHNL","2019-03-02T04:55:00",64,59,83.78,320,7,0,30.07,1018.1,10,"M","FEW","FEW","FEW","M",2400,2800,5000,"M","M","M","M","M","M","M","M",64,"PHNL 021453Z 32007KT 10SM FEW024 FEW028 FEW050 18/15 A3007 RMK AO2 SLP181 T01780150 55004"]
["PHNL","2019-03-02T13:55:00",79,59,50.36,80,15,0,30.05,1017.6,10,"M","FEW","SCT","SCT","M",4000,5000,6000,"M","M","M","M","M","M","M","M",79,"PHNL 022353Z 08015KT 10SM FEW040 SCT050 SCT060 26/15 A3005 RMK AO2 SLP176 VCSH NE-E T02610150 10272 20183 58026"]
["PHNL","2019-03-02T16:55:00",78.1,57.9,49.87,30,13,0,30.06,1017.7,10,21,"FEW","FEW","SCT","M",2600,4300,5500,"M","M","M","M","M","M","M","M",78.1,"PHNL 030253Z 03013G21KT 10SM FEW026 FEW043 SCT055 26/14 A3006 RMK AO2 SLP177 T02560144 53001"]
["PHNL","2019-03-02T22:55:00",71.1,59,65.58,0,0,0,30.16,1021.3,10,"M","FEW","FEW","SCT","M",2600,3700,4800,"M","M","M","M","M","M","M","M",71.1,"PHNL 030853Z 00000KT 10SM FEW026 FEW037 SCT048 22/15 A3016 RMK AO2 SLP213 T02170150 51012"]
["PHNL","2019-03-03T07:55:00",64.9,59,81.19,330,6,0,30.18,1022,10,"M","FEW","FEW","M","M",2800,3000,"M","M","M","M","M","M","M","M","M",64.9,"PHNL 031753Z 33006KT 10SM FEW028 FEW030 18/15 A3018 RMK AO2 SLP220 T01830150 10194 20167 53019"]
["PHNL","2019-03-03T15:55:00",77,57,50.07,40,13,0,30.1,1019.3,10,22,"FEW","FEW","SCT","M",2600,3900,4800,"M","M","M","M","M",26,30,"2019-03-04T01:29:00",77,"PHNL 040153Z 04013G22KT 10SM FEW026 FEW039 SCT048 25/14 A3010 RMK AO2 PK WND 03026/0129 SLP193 T02500139"]
["PHNL","2019-03-04T00:55:00",70,54,56.82,40,4,0,30.17,1021.6,10,"M","FEW","SCT","BKN","M",2700,4300,5000,"M","M","M","M","M","M","M","M",70,"PHNL 041053Z 04004KT 10SM FEW027 SCT043 BKN050 21/12 A3017 RMK AO2 SLP216 T02110122"]
["PHNL","2019-03-04T09:55:00",75,54,47.99,30,13,0,30.19,1022.1,10,"M","FEW","FEW","M","M",2800,5000,"M","M","M","M","M","M","M","M","M",75,"PHNL 041953Z 03013KT 10SM FEW028 FEW050 24/12 A3019 RMK AO2 SLP221 T02390122"]
["PHNL","2019-03-04T14:55:00",75.9,54,46.57,40,12,0,30.06,1017.7,10,23,"FEW","SCT","SCT","BKN",3100,4400,6500,25000,"M","M","M","M","M","M","M",75.9,"PHNL 050053Z 04012G23KT 10SM FEW031 SCT044 SCT065 BKN250 24/12 A3006 RMK AO2 SLP177 T02440122"]
["PHNL","2019-03-05T02:55:00",64,62.1,93.54,0,0,"T",30.1,1019.3,10,"M","FEW","SCT","OVC","M",2400,3100,4000,"M",{"$f":"-RA","v":{"$error":"#NAME?"}},"M","M","M","M","M","M",64,"PHNL 051253Z 00000KT 10SM -RA FEW024 SCT031 OVC040 18/17 A3010 RMK AO2 RAB11 SLP193 P0000 T01780167"]
["PHNL","2019-03-05T11:55:00",78.1,55.9,46.4,60,16,0,30.1,1019.1,10,25,"FEW","SCT","BKN","BKN",4300,5500,6500,25000,"M","M","M","M","M","M","M",78.1,"PHNL 052153Z 06016G25KT 10SM FEW043 SCT055 BKN065 BKN250 26/13 A3010 RMK AO2 SLP191 VCSH N-E SHRA DSNT NW T02560133"]
["PHNL","2019-03-05T17:55:00",70,60.1,70.81,60,9,"T",30.07,1018.1,10,"M","SCT","SCT","BKN","OVC",2300,4800,6500,13000,{"$f":"-RA","v":{"$error":"#NAME?"}},"M","M","M","M","M","M",70,"PHNL 060353Z 06009KT 10SM -RA SCT023 SCT048 BKN065 OVC130 21/16 A3007 RMK AO2 RAB0255 SLP181 P0000 T02110156"]
["PHNL","2019-03-05T20:55:00",66,59,78.14,40,6,"T",30.09,1018.8,10,16,"SCT","BKN","BKN","M",3300,4800,6000,"M","M","M","M","M","M","M","M",66,"PHNL 060653Z 04006G16KT 10SM SCT033 BKN048 BKN060 19/15 A3009 RMK AO2 RAB22E40 SLP188 P0000 T01890150"]
["PHNL","2019-03-06T05:55:00",64.9,61,87.18,50,8,0,30.03,1016.8,10,"M","FEW","SCT","BKN","M",2500,4100,5000,"M","M","M","M","M","M","M","M",64.9,"PHNL 061553Z 05008KT 10SM FEW025 SCT041 BKN050 18/16 A3003 RMK AO2 SLP168 VCSH NE T01830161"]
["PHNL","2019-03-06T14:55:00",73.9,62.1,66.61,50,13,"T",30.05,1017.4,8,23,"FEW","BKN","OVC","M",2200,4500,5500,"M",{"$f":"-RA","v":{"$error":"#NAME?"}},"M","M","M","M","M","M",73.9,"PHNL 070053Z 05013G23KT 8SM -RA FEW022 BKN045 OVC055 23/17 A3005 RMK AO2 RAB01 SLP174 P0000 T02330167"]
["PHNL","2019-03-07T01:55:00",70,59,68.09,30,8,0,30.12,1019.9,10,"M","FEW","SCT","BKN","M",2600,4300,5500,"M","M","M","M","M","M","M","M",70,"PHNL 071153Z 03008KT 10SM FEW026 SCT043 BKN055 21/15 A3012 RMK AO2 SLP199 VCSH N-NE-E 60000 70001 T02110150 10222 20200 58006 $"]
["PHNL","2019-03-07T07:55:00",73,57,57.23,60,8,0,30.13,1020.3,10,"M","FEW","SCT","M","M",2500,4200,"M","M","M","M","M","M","M","M","M",73,"PHNL 071753Z 06008KT 10SM FEW025 SCT042 23/14 A3013 RMK AO2 SLP203 60000 T02280139 10228 20206 53013"]
["PHNL","2019-03-07T16:55:00",78.1,59,51.88,70,17,0,30.08,1018.6,10,23,"FEW","FEW","SCT","M",2500,3800,5500,"M","M","M","M","M","M","M","M",78.1,"PHNL 080253Z 07017G23KT 10SM FEW025 FEW038 SCT055 26/15 A3008 RMK AO2 SLP186 T02560150 55005"]
["PHNL","2019-03-08T00:55:00",73,59,61.5,50,14,0,30.17,1021.5,10,19,"FEW","SCT","BKN","M",3200,4100,5000,"M","M","M","M","M","M","M","M",73,"PHNL 081053Z 05014G19KT 10SM FEW032 SCT041 BKN050 23/15 A3017 RMK AO2 SLP215 T02280150"]
["PHNL","2019-03-08T01:55:00",73,57.9,59.12,40,12,0,30.15,1020.8,10,"M","FEW","BKN","OVC","M",2800,4200,5500,"M","M","M","M","M","M","M","M",73,"PHNL 081153Z 04012KT 10SM FEW028 BKN042 OVC055 23/14 A3015 RMK AO2 SLP208 60000 T02280144 10233 20228 58013"]
["PHNL","2019-03-08T10:55:00",79,55.9,45.04,50,18,0,30.18,1021.8,10,27,"FEW","SCT","M","M",2500,4400,"M","M","M","M","M","M",28,60,"2019-03-08T20:11:00",79,"PHNL 082053Z 05018G27KT 10SM FEW025 SCT044 26/13 A3018 RMK AO2 PK WND 06028/2011 SLP218 T02610133 50004"]
["PHNL","2019-03-08T23:55:00",73,57.9,59.12,40,8,0,30.16,1021.2,10,"M","FEW","SCT","BKN","M",2200,4000,5000,"M","M","M","M","M","M","M","M",73,"PHNL 090953Z 04008KT 10SM FEW022 SCT040 BKN050 23/14 A3016 RMK AO2 SLP212 VCSH NE T02280144 402720222"]
["PHNL","2019-03-09T03:55:00",73,57.9,59.12,60,11,0,30.12,1019.9,10,"M","FEW","SCT","BKN","M",2400,4300,5500,"M","M","M","M","M","M","M","M",73,"PHNL 091353Z 06011KT 10SM FEW024 SCT043 BKN055 23/14 A3012 RMK AO2 SLP199 T02280144"]
["PHNL","2019-03-09T12:55:00",80.1,62.1,54.23,60,16,"T",30.12,1019.9,10,26,"FEW","BKN","M","M",3000,6000,"M","M","M","M","M","M",26,40,"2019-03-09T22:53:00",81.31,"PHNL 092253Z 06016G26KT 10SM FEW030 BKN060 27/17 A3012 RMK AO2 PK WND 04026/2253 RAB17E27 SLP199 P0000 T02670167"]
["PHNL","2019-03-09T19:55:00",75,63,66.27,70,14,0,30.11,1019.4,10,21,"FEW","FEW","SCT","M",2200,3400,4400,"M","M","M","M","M","M","M","M",75,"PHNL 100553Z 07014G21KT 10SM FEW022 FEW034 SCT044 24/17 A3011 RMK AO2 SLP194 T02390172 10278 20239 51012"]
["PHNL","2019-03-10T05:55:00",73,62.1,68.66,60,14,0,30.11,1019.6,10,"M","FEW","M","M","M",2600,"M","M","M","M","M","M","M","M","M","M",73,"PHNL 101553Z 06014KT 10SM FEW026 23/17 A3011 RMK AO2 SLP196 T02280167"]
["PHNL","2019-03-10T14:55:00",80.1,64.9,59.83,50,17,0,30.06,1017.7,10,25,"FEW","BKN","BKN","M",2200,3500,5000,"M","M","M","M","M",26,70,"2019-03-11T00:36:00",81.91,"PHNL 110053Z 05017G25KT 10SM FEW022 BKN035 BKN050 27/18 A3006 RMK AO2 PK WND 07026/0036 SLP177 VCSH N T02670183"]
["PHNL","2019-03-10T15:55:00",78.1,64,61.92,60,19,0,30.06,1017.8,10,26,"FEW","BKN","BKN","M",2000,3500,5000,"M","M","M","M","M",28,50,"2019-03-11T01:05:00",78.1,"PHNL 110153Z 06019G26KT 10SM FEW020 BKN035 BKN050 26/18 A3006 RMK AO2 PK WND 05028/0105 SLP178 VCSH NW-N-E T02560178"]
["PHNL","2019-03-11T03:55:00",73,60.1,63.96,70,13,0,30.09,1018.9,10,"M","FEW","FEW","BKN","M",2500,3600,4400,"M","M","M","M","M","M","M","M",73,"PHNL 111353Z 07013KT 10SM FEW025 FEW036 BKN044 23/16 A3009 RMK AO2 SLP189 T02280156"]
["PHNL","2019-03-11T08:55:00",77,62.1,60.06,60,12,0,30.15,1020.8,10,"M","FEW","SCT","BKN","M",2500,5000,6000,"M","M","M","M","M","M","M","M",77,"PHNL 111853Z 06012KT 10SM FEW025 SCT050 BKN060 25/17 A3015 RMK AO2 SLP208 T02500167"]
["PHNL","2019-03-11T17:55:00",78.1,61,55.71,40,13,0,30.08,1018.4,10,"M","FEW","FEW","SCT","M",2400,3800,6000,"M","M","M","M","M","M","M","M",78.1,"PHNL 120353Z 04013KT 10SM FEW024 FEW038 SCT060 26/16 A3008 RMK AO2 SLP184 T02560161"]
["PHNL","2019-03-12T02:55:00",71.1,62.1,73.22,50,6,0,30.06,1017.9,10,"M","FEW","FEW","SCT","M",2900,4100,4900,"M","M","M","M","M","M","M","M",71.1,"PHNL 121253Z 05006KT 10SM FEW029 FEW041 SCT049 22/17 A3006 RMK AO2 SLP179 T02170167"]
["PHNL","2019-03-12T10:55:00",75.9,64,66.6,40,12,"T",30.11,1019.4,10,"M","FEW","SCT","BKN","M",2700,5000,7000,"M","M","M","M","M","M","M","M",75.9,"PHNL 122053Z 04012KT 10SM FEW027 SCT050 BKN070 24/18 A3011 RMK AO2 RAB04E17 SLP194 VCSH NW-N-E P0000 60001 T02440178 50005"]
["PHNL","2019-03-12T19:55:00",73.9,63,68.76,40,12,0,30.05,1017.6,10,"M","FEW","FEW","SCT","M",2200,3800,6000,"M","M","M","M","M","M","M","M",73.9,"PHNL 130553Z 04012KT 10SM FEW022 FEW038 SCT060 23/17 A3005 RMK AO2 SLP176 T02330172 10283 20233 53015"]
["PHNL","2019-03-13T01:55:00",69.1,64,83.81,40,4,"T",30.07,1018.3,10,"M","FEW","FEW","SCT","M",2500,4200,5000,"M","M","M","M","M","M","M","M",69.1,"PHNL 131153Z 04004KT 10SM FEW025 FEW042 SCT050 21/18 A3007 RMK AO2 RAE1056B32E48 SLP183 P0000 60000 70001 T02060178 10233 20206 58008"]
["PHNL","2019-03-13T04:55:00",66.9,66,96.93,340,5,"T",30.04,1017.3,10,"M","FEW","BKN","M","M",2800,4100,"M","M","M","M","M","M","M","M","M",66.9,"PHNL 131453Z 34005KT 10SM FEW028 BKN041 19/19 A3004 RMK AO2 RAE36 SLP173 P0000 60002 T01940189 56011"]
["PHNL","2019-03-13T13:55:00",82.9,64,52.93,40,15,0,30.02,1016.4,10,21,"FEW","SCT","M","M",2500,4000,"M","M","M","M","M","M","M","M","M",84.32,"PHNL 132353Z 04015G21KT 10SM FEW025 SCT040 28/18 A3002 RMK AO2 SLP164 T02830178 10283 20211 58022"]
["PHNL","2019-03-13T22:55:00",73.9,64,71.21,50,9,0,30.08,1018.7,10,"M","FEW","SCT","M","M",2300,3500,"M","M","M","M","M","M","M","M","M",73.9,"PHNL 140853Z 05009KT 10SM FEW023 SCT035 23/18 A3008 RMK AO2 SLP187 T02330178 53009"]
["PHNL","2019-03-14T06:55:00",66.9,62.1,84.56,0,0,0,30.05,1017.5,10,"M","FEW","FEW","M","M",2400,3200,"M","M","M","M","M","M","M","M","M",66.9,"PHNL 141653Z 00000KT 10SM FEW024 FEW032 19/17 A3005 RMK AO2 SLP175 T01940167"]
["PHNL","2019-03-14T15:55:00",82,64,54.5,50,10,0,29.97,1014.9,10,"M","FEW","FEW","SCT","M",2400,4000,5500,"M","M","M","M","M","M","M","M",83.47,"PHNL 150153Z 05010KT 10SM FEW024 FEW040 SCT055 28/18 A2997 RMK AO2 SLP149 VCSH NE T02780178"]
["PHNL","2019-03-15T00:55:00",73,62.1,68.66,20,4,0,30.08,1018.6,10,"M","FEW","FEW","M","M",2300,5000,"M","M","M","M","M","M","M","M","M",73,"PHNL 151053Z 02004KT 10SM FEW023 FEW050 23/17 A3008 RMK AO2 SLP186 T02280167"]
["PHNL","2019-03-15T05:55:00",66.9,62.1,84.56,"M",3,0,30.06,1017.7,10,"M","FEW","M","M","M",2400,"M","M","M","M","M","M","M","M","M","M",66.9,"PHNL 151553Z VRB03KT 10SM FEW024 19/17 A3006 RMK AO2 SLP177 T01940167"]
["PHNL","2019-03-15T18:53:00",78.1,64,61.92,240,8,0,30,1015.8,10,"M","FEW","SCT","BKN","M",2600,3900,4700,"M","M","M","M","M","M","M","M",78.1,"PHNL 160353Z 24008KT 10SM FEW026 SCT039 BKN047 26/18 A3000 RMK AO2 SLP158 T02560178"]
["PHNL","2019-03-15T19:53:00",77,61,57.77,10,3,0,30.02,1016.4,10,"M","FEW","SCT","BKN","M",2600,4100,5000,"M","M","M","M","M","M","M","M",77,"PHNL 160453Z 01003KT 10SM FEW026 SCT041 BKN050 25/16 A3002 RMK AO2 SLP164 T02500161"]
["PHNL","2019-03-16T04:55:00",64,61,89.97,340,4,0,30,1015.8,10,"M","FEW","M","M","M",2400,"M","M","M","M","M","M","M","M","M","M",64,"PHNL 161453Z 34004KT 10SM FEW024 18/16 A3000 RMK AO2 SLP158 T01780161 55007"]
["PHNL","2019-03-16T11:55:00",81,62.1,52.66,210,11,0,30.01,1016.2,10,"M","FEW","FEW","M","M",4500,5500,"M","M","M","M","M","M","M","M","M",82.06,"PHNL 162153Z 21011KT 10SM FEW045 FEW055 27/17 A3001 RMK AO2 SLP162 T02720167"]
["PHNL","2019-03-16T20:55:00",73.9,64,71.21,320,7,0,29.97,1015,10,"M","FEW","M","M","M",3500,"M","M","M","M","M","M","M","M","M","M",73.9,"PHNL 170653Z 32007KT 10SM FEW035 23/18 A2997 RMK AO2 SLP150 T02330178"]
["PHNL","2019-03-17T02:20:00",70,64.9,83.86,320,5,"T",29.96,"M",10,"M","FEW","SCT","BKN","M",2200,3000,4500,"M","M","M","M","M","M","M","M",70,"PHNL 171218Z 32005KT 10SM FEW022 SCT030 BKN045 21/18 A2996 RMK AO2 RAE03 CIG 027 RWY04R P0000 T02110183"]
["PHNL","2019-03-17T11:55:00",79,55,43.59,350,9,0,30.01,1016.3,10,20,"FEW","BKN","M","M",4500,6000,"M","M","M","M","M","M","M","M","M",79,"PHNL 172153Z 35009G20KT 10SM FEW045 BKN060 26/13 A3001 RMK AO2 SLP163 T02610128"]
["PHNL","2019-03-17T20:55:00",70,52,52.8,360,5,0,30.06,1017.9,10,"M","FEW","M","M","M",3500,"M","M","M","M","M","M","M","M","M","M",70,"PHNL 180653Z 36005KT 10SM FEW035 21/11 A3006 RMK AO2 SLP179 T02110111"]
["PHNL","2019-03-18T05:55:00",64.9,55.9,72.61,320,4,0,30.04,1017,10,"M","FEW","M","M","M",3500,"M","M","M","M","M","M","M","M","M","M",64.9,"PHNL 181553Z 32004KT 10SM FEW035 18/13 A3004 RMK AO2 SLP170 T01830133"]
["PHNL","2019-03-18T06:55:00",64,55.9,74.93,320,4,0,30.06,1017.8,10,"M","FEW","M","M","M",3500,"M","M","M","M","M","M","M","M","M","M",64,"PHNL 181653Z 32004KT 10SM FEW035 18/13 A3006 RMK AO2 SLP178 T01780133"]
["PHNL","2019-03-18T14:55:00",79,54,42.03,60,13,0,30.02,1016.4,10,22,"FEW","SCT","BKN","M",3500,4700,5500,"M","M","M","M","M","M","M","M",79,"PHNL 190053Z 06013G22KT 10SM FEW035 SCT047 BKN055 26/12 A3002 RMK AO2 SLP164 T02610122"]
["PHNL","2019-03-18T23:55:00",73,55.9,55,70,8,0,30.09,1018.8,10,"M","FEW","BKN","M","M",3500,4500,"M","M","M","M","M","M","M","M","M",73,"PHNL 190953Z 07008KT 10SM FEW035 BKN045 23/13 A3009 RMK AO2 SLP188 T02280133 402780172"]
["PHNL","2019-03-19T05:55:00",71.1,57,61.03,50,3,0,30.04,1017.1,10,"M","FEW","FEW","SCT","M",2800,4000,5500,"M","M","M","M","M","M","M","M",71.1,"PHNL 191553Z 05003KT 10SM FEW028 FEW040 SCT055 22/14 A3004 RMK AO2 SLP171 T02170139"]
["PHNL","2019-03-19T16:55:00",79,60.1,52.38,110,4,0,29.97,1014.7,10,"M","FEW","SCT","BKN","M",2800,4100,5500,"M","M","M","M","M","M","M","M",80.14,"PHNL 200253Z 11004KT 10SM FEW028 SCT041 BKN055 26/16 A2997 RMK AO2 SLP147 T02610156 55007"]
["PHNL","2019-03-20T01:55:00",69.1,63,80.92,290,4,0,30.06,1017.7,10,"M","BKN","M","M","M",6000,"M","M","M","M","M","M","M","M","M","M",69.1,"PHNL 201153Z 29004KT 10SM BKN060 21/17 A3006 RMK AO2 SLP177 T02060172 10244 20206 58008"]
["PHNL","2019-03-20T04:55:00",64,62.1,93.54,300,4,0,30.02,1016.6,10,"M","FEW","M","M","M",6000,"M","M","M","M","M","M","M","M","M","M",64,"PHNL 201453Z 30004KT 10SM FEW060 18/17 A3002 RMK AO2 SLP166 T01780167 56012"]
["PHNL","2019-03-20T18:55:00",75.9,63,64.31,170,6,0,30.02,1016.6,10,"M","FEW","SCT","M","M",2600,6000,"M","M","M","M","M","M","M","M","M",75.9,"PHNL 210453Z 17006KT 10SM FEW026 SCT060 24/17 A3002 RMK AO2 SLP166 T02440172"]
["PHNL","2019-03-20T19:55:00",75.9,62.1,62.3,70,4,0,30.03,1016.7,10,"M","FEW","FEW","M","M",2500,4000,"M","M","M","M","M","M","M","M","M",75.9,"PHNL 210553Z 07004KT 10SM FEW025 FEW040 24/17 A3003 RMK AO2 SLP167 T02440167 10278 20244 51005"]
["PHNL","2019-03-21T03:15:00",70,62.1,76.01,0,0,0,30.06,"M",10,"M","FEW","OVC","M","M",800,6000,"M","M","M","M","M","M","M","M","M",70,"PHNL 211311Z 00000KT 10SM FEW008 OVC060 21/17 A3006 RMK AO2 T02110167"]
["PHNL","2019-03-21T11:55:00",84,57,39.83,50,12,0,30.11,1019.4,10,"M","FEW","SCT","M","M",2500,3500,"M","M","M","M","M","M","M","M","M",84,"PHNL 212153Z 05012KT 10SM FEW025 SCT035 29/14 A3011 RMK AO2 SLP194 T02890139"]
["PHNL","2019-03-21T22:55:00",73.9,60.1,62.05,80,5,0,30.13,1020.3,10,"M","FEW","M","M","M",2400,"M","M","M","M","M","M","M","M","M","M",73.9,"PHNL 220853Z 08005KT 10SM FEW024 23/16 A3013 RMK AO2 SLP203 T02330156 51009"]
["PHNL","2019-03-22T07:55:00",73.9,62.1,66.61,90,6,0,30.11,1019.5,10,"M","FEW","SCT","M","M",2500,6000,"M","M","M","M","M","M","M","M","M",73.9,"PHNL 221753Z 09006KT 10SM FEW025 SCT060 23/17 A3011 RMK AO2 SLP195 T02330167 10244 20222 53015"]
["PHNL","2019-03-22T16:55:00",80.1,60.1,50.52,40,8,0,30.06,1017.8,10,"M","FEW","FEW","M","M",2400,4200,"M","M","M","M","M","M","M","M","M",80.94,"PHNL 230253Z 04008KT 10SM FEW024 FEW042 27/16 A3006 RMK AO2 SLP178 T02670156 56007"]
["PHNL","2019-03-23T00:55:00",73,63,70.87,60,11,"T",30.12,1019.9,10,"M","FEW","SCT","M","M",2200,4600,"M","M","M","M","M","M","M","M","M",73,"PHNL 231053Z 06011KT 10SM FEW022 SCT046 23/17 A3012 RMK AO2 RAE06 SLP199 P0000 T02280172"]
["PHNL","2019-03-23T09:55:00",73,64.9,75.75,70,8,"T",30.16,1021.2,10,"M","FEW","SCT","BKN","M",2400,3600,5000,"M",{"$f":"-RA","v":{"$error":"#NAME?"}},"M","M","M","M","M","M",73,"PHNL 231953Z 07008KT 10SM -RA FEW024 SCT036 BKN050 23/18 A3016 RMK AO2 RAB45 SLP212 P0000 T02280183"]
["PHNL","2019-03-23T15:55:00",81,59,47.17,50,12,0,30.06,1018,10,17,"FEW","SCT","SCT","BKN",3100,4500,5500,25000,"M","M","M","M","M","M","M",81.4,"PHNL 240153Z 05012G17KT 10SM FEW031 SCT045 SCT055 BKN250 27/15 A3006 RMK AO2 SLP180 T02720150"]
["PHNL","2019-03-23T17:55:00",78.1,59,51.88,40,15,0,30.06,1018,10,"M","FEW","SCT","SCT","BKN",2600,4300,7000,25000,"M","M","M","M","M","M","M",78.1,"PHNL 240353Z 04015KT 10SM FEW026 SCT043 SCT070 BKN250 26/15 A3006 RMK AO2 SLP180 T02560150"]
["PHNL","2019-03-24T02:55:00",73.9,62.1,66.61,40,7,0,30.1,1019,10,"M","FEW","BKN","M","M",2400,5000,"M","M","M","M","M","M","M","M","M",73.9,"PHNL 241253Z 04007KT 10SM FEW024 BKN050 23/17 A3010 RMK AO2 SLP190 T02330167"]
["PHNL","2019-03-24T13:55:00",82.9,62.1,49.51,60,10,0,30.07,1018.3,10,18,"FEW","FEW","BKN","M",2500,5000,25000,"M","M","M","M","M","M","M","M",83.7,"PHNL 242353Z 06010G18KT 10SM FEW025 FEW050 BKN250 28/17 A3007 RMK AO2 SLP183 T02830167 10289 20250 58019"]
["PHNL","2019-03-24T19:55:00",77,63,62,60,14,0,30.1,1019.1,10,"M","FEW","M","M","M",3600,"M","M","M","M","M","M","M","M","M","M",77,"PHNL 250553Z 06014KT 10SM FEW036 25/17 A3010 RMK AO2 SLP191 T02500172 10294 20250 53008"]
["PHNL","2019-03-25T04:55:00",72,63,73.31,70,7,0,30.08,1018.5,10,"M","FEW","M","M","M",2300,"M","M","M","M","M","M","M","M","M","M",72,"PHNL 251453Z 07007KT 10SM FEW023 22/17 A3008 RMK AO2 SLP185 T02220172 56010"]
["PHNL","2019-03-25T12:53:00",80.6,64.4,57.84,70,12,0,30.09,"M",10,"M","SCT","SCT","BKN","BKN",2300,4300,6500,13000,"M","M","M","M","M","M","M",82.27,"PHNL 252251Z 07012KT 10SM SCT023 SCT043 BKN065 BKN130 27/18 A3009 RMK AO2"]
["PHNL","2019-03-25T20:55:00",73.9,62.1,66.61,70,9,0,30.09,1019,10,"M","FEW","M","M","M",2400,"M","M","M","M","M","M","M","M","M","M",73.9,"PHNL 260653Z 07009KT 10SM FEW024 23/17 A3009 RMK AO2 SLP190 T02330167"]
["PHNL","2019-03-25T21:55:00",73.9,62.1,66.61,60,9,0,30.1,1019.2,10,"M","FEW","M","M","M",2400,"M","M","M","M","M","M","M","M","M","M",73.9,"PHNL 260753Z 06009KT 10SM FEW024 23/17 A3010 RMK AO2 SLP192 T02330167"]
["PHNL","2019-03-26T06:55:00",70,62.1,76.01,60,7,0,30.06,1017.8,10,"M","FEW","FEW","M","M",2500,3500,"M","M","M","M","M","M","M","M","M",70,"PHNL 261653Z 06007KT 10SM FEW025 FEW035 21/17 A3006 RMK AO2 SLP178 T02110167"]
["PHNL","2019-03-26T16:55:00",81,59,47.17,50,12,0,29.97,1014.9,10,"M","FEW","BKN","BKN","M",2700,5500,7000,"M","M","M","M","M","M","M","M",81.4,"PHNL 270253Z 05012KT 10SM FEW027 BKN055 BKN070 27/15 A2997 RMK AO2 SLP149 T02720150 55005"]
["PHNL","2019-03-26T23:55:00",72,60.1,66.16,10,4,0,30.02,1016.7,10,"M","FEW","M","M","M",2800,"M","M","M","M","M","M","M","M","M","M",72,"PHNL 270953Z 01004KT 10SM FEW028 22/16 A3002 RMK AO2 SLP167 T02220156 402940206"]
["PHNL","2019-03-27T09:00:00",75,63,66.27,110,6,0,29.98,1015,10,"M","FEW","FEW","M","M",2500,4500,"M","M","M","M","M","M","M","M","M",75,"PHNL 271853Z 11006KT 10SM FEW025 FEW045 24/17 A2998 RMK AO2 SLP150 T02390172 PNO $"]
["PHNL","2019-03-27T15:55:00",81,66,60.37,230,13,0,29.88,1011.7,10,"M","FEW","FEW","SCT","M",2500,4000,20000,"M","M","M","M","M","M","M","M",83.11,"PHNL 280153Z 23013KT 10SM FEW025 FEW040 SCT200 27/19 A2988 RMK AO2 SLP117 T02720189"]
["PHNL","2019-03-28T01:55:00",68,63,84.03,0,0,0,29.93,1013.3,10,"M","FEW","M","M","M",3000,"M","M","M","M","M","M","M","M","M","M",68,"PHNL 281153Z 00000KT 10SM FEW030 20/17 A2993 RMK AO2 SLP133 7//// T02000172 10244 20200 58012"]
["PHNL","2019-03-28T10:55:00",80.1,64.9,59.83,220,10,0,29.95,1014.3,10,"M","FEW","SCT","M","M",2500,3500,"M","M","M","M","M","M","M","M","M",81.91,"PHNL 282053Z 22010KT 10SM FEW025 SCT035 27/18 A2995 RMK AO2 SLP143 T02670183 50004"]
["PHNL","2019-03-28T14:55:00",82,64,54.5,220,14,0,29.88,1011.7,10,"M","FEW","FEW","M","M",3000,4500,"M","M","M","M","M","M","M","M","M",83.47,"PHNL 290053Z 22014KT 10SM FEW030 FEW045 28/18 A2988 RMK AO2 SLP117 T02780178"]
["PHNL","2019-03-28T19:00:00",78.1,63,59.78,10,8,0,29.91,1012.9,10,"M","FEW","SCT","M","M",2000,5000,"M","M","M","M","M","M","M","M","M",78.1,"PHNL 290453Z 01008KT 10SM FEW020 SCT050 26/17 A2991 RMK AO2 SLP129 T02560172"]
["PHNL","2019-03-29T03:55:00",68,64,87.03,350,3,0,29.94,1013.7,10,"M","FEW","BKN","M","M",2500,4800,"M","M","M","M","M","M","M","M","M",68,"PHNL 291353Z 35003KT 10SM FEW025 BKN048 20/18 A2994 RMK AO2 SLP137 T02000178"]
["PHNL","2019-03-29T12:55:00",80.1,64,57.98,200,9,0,29.98,1015.2,10,"M","FEW","FEW","SCT","M",2400,5000,7000,"M","M","M","M","M","M","M","M",81.71,"PHNL 292253Z 20009KT 10SM FEW024 FEW050 SCT070 27/18 A2998 RMK AO2 SLP152 T02670178"]
["PHNL","2019-03-29T18:55:00",75,62.1,64.2,30,7,0,29.97,1014.9,10,"M","FEW","SCT","BKN","M",2400,3500,4600,"M","M","M","M","M","M","M","M",75,"PHNL 300453Z 03007KT 10SM FEW024 SCT035 BKN046 24/17 A2997 RMK AO2 SLP149 T02390167"]
["PHNL","2019-03-30T05:55:00",66,60.1,81.27,340,7,0,29.95,1014.2,10,"M","FEW","M","M","M",2500,"M","M","M","M","M","M","M","M","M","M",66,"PHNL 301553Z 34007KT 10SM FEW025 19/16 A2995 RMK AO2 SLP142 T01890156"]
["PHNL","2019-03-30T14:55:00",80.1,63,55.98,210,9,0,29.93,1013.3,10,"M","FEW","FEW","M","M",2800,4900,"M","M","M","M","M","M","M","M","M",81.5,"PHNL 310053Z 21009KT 10SM FEW028 FEW049 27/17 A2993 RMK AO2 SLP133 VCSH NE T02670172"]
["PHNL","2019-03-30T17:55:00",78.1,63,59.78,210,6,0,29.92,1013.2,10,"M","FEW","FEW","M","M",2500,4200,"M","M","M","M","M","M","M","M","M",78.1,"PHNL 310353Z 21006KT 10SM FEW025 FEW042 26/17 A2992 RMK AO2 SLP132 T02560172"]
["PHNL","2019-03-30T23:55:00",71.1,61,70.42,330,3,0,29.99,1015.6,10,"M","FEW","M","M","M",2500,"M","M","M","M","M","M","M","M","M","M",71.1,"PHNL 310953Z 33003KT 10SM FEW025 22/16 A2999 RMK AO2 SLP156 T02170161 402720189"]
["PHNL","2019-03-31T08:55:00",71.1,64,78.28,0,0,0,30,1015.8,10,"M","SCT","BKN","M","M",4200,6000,"M","M","M","M","M","M","M","M","M",71.1,"PHNL 311853Z 00000KT 10SM SCT042 BKN060 22/18 A3000 RMK AO2 SLP158 T02170178"]
["PHNL","2019-03-31T16:55:00",80.1,66,62.17,210,8,0,29.93,1013.3,10,"M","CLR","M","M","M","M","M","M","M","M","M","M","M","M","M","M",82.17,"PHNL 010253Z 21008KT 10SM CLR 27/19 A2993 RMK AO2 SLP133 T02670189 53000"]
["PHNL","2019-04-01T01:55:00",68,62.1,81.41,10,3,0,29.99,1015.4,10,"M","FEW","M","M","M",2400,"M","M","M","M","M","M","M","M","M","M",68,"PHNL 011153Z 01003KT 10SM FEW024 20/17 A2999 RMK AO2 SLP154 T02000167 10244 20200 58012"]
["PHNL","2019-04-01T10:55:00",81,64.9,58.1,200,10,0,30.05,1017.7,10,"M","FEW","SCT","SCT","M",2500,3500,15000,"M","M","M","M","M","M","M","M",82.79,"PHNL 012053Z 20010KT 10SM FEW025 SCT035 SCT150 27/18 A3005 RMK AO2 SLP177 T02720183 50007"]
["PHNL","2019-04-01T15:55:00",80.1,64,57.98,210,8,0,30,1015.8,10,"M","FEW","SCT","SCT","M",2700,4300,12000,"M","M","M","M","M","M","M","M",81.71,"PHNL 020153Z 21008KT 10SM FEW027 SCT043 SCT120 27/18 A3000 RMK AO2 SLP158 T02670178"]
["PHNL","2019-04-02T03:55:00",69.1,63,80.92,320,4,0,30.05,1017.6,10,"M","FEW","M","M","M",2500,"M","M","M","M","M","M","M","M","M","M",69.1,"PHNL 021353Z 32004KT 10SM FEW025 21/17 A3005 RMK AO2 SLP176 T02060172"]
["PHNL","2019-04-02T12:55:00",84.9,63,47.91,40,15,0,30.08,1018.7,10,"M","CLR","M","M","M","M","M","M","M","M","M","M","M","M","M","M",85.83,"PHNL 022253Z 04015KT 10SM CLR 29/17 A3008 RMK AO2 SLP187 T02940172"]
["PHNL","2019-04-02T13:55:00",84,64,51.08,40,17,0,30.08,1018.4,10,24,"FEW","FEW","M","M",2400,4000,"M","M","M","M","M","M","M","M","M",85.36,"PHNL 022353Z 04017G24KT 10SM FEW024 FEW040 29/18 A3008 RMK AO2 SLP184 T02890178 10300 20228 56016"]
["PHNL","2019-04-03T03:55:00",72,61,68.31,0,0,0,30.11,1019.6,10,"M","FEW","M","M","M",2600,"M","M","M","M","M","M","M","M","M","M",72,"PHNL 031353Z 00000KT 10SM FEW026 22/16 A3011 RMK AO2 SLP196 T02220161"]
["PHNL","2019-04-03T06:55:00",68,62.1,81.41,360,3,0,30.15,1021,10,"M","FEW","M","M","M",2500,"M","M","M","M","M","M","M","M","M","M",68,"PHNL 031653Z 36003KT 10SM FEW025 20/17 A3015 RMK AO2 SLP210 T02000167"]
["PHNL","2019-04-03T14:55:00",84.9,61,44.65,50,16,0,30.1,1019.2,10,"M","FEW","FEW","M","M",2500,4500,"M","M","M","M","M","M","M","M","M",85.12,"PHNL 040053Z 05016KT 10SM FEW025 FEW045 29/16 A3010 RMK AO2 SLP192 T02940161"]
["PHNL","2019-04-04T01:55:00",73,61,66.04,60,7,0,30.15,1020.9,10,"M","CLR","M","M","M","M","M","M","M","M","M","M","M","M","M","M",73,"PHNL 041153Z 06007KT 10SM CLR 23/16 A3015 RMK AO2 SLP209 T02280161 10239 20222 58017"]
["PHNL","2019-04-04T07:55:00",77,61,57.77,10,6,0,30.18,1021.8,10,"M","FEW","FEW","M","M",2500,3500,"M","M","M","M","M","M","M","M","M",77,"PHNL 041753Z 01006KT 10SM FEW025 FEW035 25/16 A3018 RMK AO2 SLP218 T02500161 10250 20211 53013"]
["PHNL","2019-04-04T16:55:00",84,61,45.96,30,7,0,30.05,1017.6,10,"M","FEW","FEW","M","M",2500,5000,"M","M","M","M","M","M","M","M","M",84.32,"PHNL 050253Z 03007KT 10SM FEW025 FEW050 29/16 A3005 RMK AO2 SLP176 T02890161 56018"]
["PHNL","2019-04-05T00:55:00",70,62.1,76.01,290,3,0,30.11,1019.4,10,"M","FEW","M","M","M",2500,"M","M","M","M","M","M","M","M","M","M",70,"PHNL 051053Z 29003KT 10SM FEW025 21/17 A3011 RMK AO2 SLP194 T02110167"]
["PHNL","2019-04-05T01:55:00",70,63,78.46,320,5,0,30.1,1019.1,10,"M","FEW","M","M","M",2500,"M","M","M","M","M","M","M","M","M","M",70,"PHNL 051153Z 32005KT 10SM FEW025 21/17 A3010 RMK AO2 SLP191 T02110172 10244 20211 58009"]
["PHNL","2019-04-05T10:55:00",81,60.1,49.06,210,11,0,30.12,1019.9,10,"M","FEW","FEW","M","M",3000,4000,"M","M","M","M","M","M","M","M","M",81.62,"PHNL 052053Z 21011KT 10SM FEW030 FEW040 27/16 A3012 RMK AO2 SLP199 T02720156 50001"]
["PHNL","2019-04-05T23:55:00",72,61,68.31,340,4,0,30.05,1017.4,10,"M","FEW","M","M","M",2500,"M","M","M","M","M","M","M","M","M","M",72,"PHNL 060953Z 34004KT 10SM FEW025 22/16 A3005 RMK AO2 SLP174 T02220161 402940183"]
["PHNL","2019-04-06T03:55:00",66,61,83.91,350,3,0,30,1015.9,10,"M","FEW","M","M","M",2500,"M","M","M","M","M","M","M","M","M","M",66,"PHNL 061353Z 35003KT 10SM FEW025 19/16 A3000 RMK AO2 SLP159 T01890161"]
["PHNL","2019-04-06T12:55:00",82,66,58.43,190,14,0,30,1015.8,10,"M","FEW","FEW","M","M",4000,5000,"M","M","M","M","M","M","M","M","M",84.15,"PHNL 062253Z 19014KT 10SM FEW040 FEW050 28/19 A3000 RMK AO2 SLP158 T02780189"]
["PHNL","2019-04-06T21:55:00",75.9,64,66.6,10,3,0,30.08,1018.7,10,"M","FEW","M","M","M",3300,"M","M","M","M","M","M","M","M","M","M",75.9,"PHNL 070753Z 01003KT 10SM FEW033 24/18 A3008 RMK AO2 SLP187 T02440178"]
["PHNL","2019-04-07T04:55:00",66.9,64,90.4,320,3,0,30.05,1017.5,10,"M","FEW","M","M","M",300,"M","M","M","M","M","M","M","M","M","M",66.9,"PHNL 071453Z 32003KT 10SM FEW003 19/18 A3005 RMK AO2 SLP175 T01940178 55006"]
["PHNL","2019-04-07T14:55:00",82.9,64,52.93,180,7,0,30.04,1017.1,10,"M","FEW","FEW","SCT","SCT",2500,5000,6000,14000,"M","M","M","M","M","M","M",84.32,"PHNL 080053Z 18007KT 10SM FEW025 FEW050 SCT060 SCT140 BKN250 28/18 A3004 RMK AO2 SLP171 T02830178"]
["PHNL","2019-04-07T15:55:00",81,63,54.36,190,7,0,30.03,1016.9,10,"M","FEW","FEW","FEW","M",2500,3700,6000,"M","M","M","M","M","M","M","M",82.28,"PHNL 080153Z 19007KT 10SM FEW025 FEW037 FEW060 27/17 A3003 RMK AO2 SLP169 T02720172"]
["PHNL","2019-04-08T03:55:00",70,62.1,76.01,330,3,0,30.09,1018.9,10,"M","FEW","M","M","M",2500,"M","M","M","M","M","M","M","M","M","M",70,"PHNL 081353Z 33003KT 10SM FEW025 21/17 A3009 RMK AO2 SLP189 T02110167"]
["PHNL","2019-04-08T08:55:00",75,64,68.64,150,5,0,30.14,1020.5,10,"M","FEW","SCT","M","M",2200,15000,"M","M","M","M","M","M","M","M","M",75,"PHNL 081853Z 15005KT 10SM FEW022 SCT150 24/18 A3014 RMK AO2 SLP205 T02390178"]
["PHNL","2019-04-08T17:55:00",80.1,66,62.17,250,5,0,30.07,1018.2,10,"M","FEW","SCT","BKN","M",1900,4100,5500,"M","M","M","M","M","M","M","M",82.17,"PHNL 090353Z 25005KT 10SM FEW019 SCT041 BKN055 27/19 A3007 RMK AO2 SLP182 T02670189"]
["PHNL","2019-04-09T02:55:00",72,64.9,78.35,40,12,0,30.09,1018.9,10,"M","FEW","M","M","M",2200,"M","M","M","M","M","M","M","M","M","M",72,"PHNL 091253Z 04012KT 10SM FEW022 22/18 A3009 RMK AO2 SLP189 VCSH NE T02220183"]
["PHNL","2019-04-09T10:55:00",84.9,64,49.62,60,11,0,30.15,1020.9,10,18,"FEW","SCT","M","M",2500,4700,"M","M","M","M","M","M","M","M","M",86.23,"PHNL 092053Z 06011G18KT 10SM FEW025 SCT047 29/18 A3015 RMK AO2 SLP209 T02940178 50001"]
["PHNL","2019-04-09T19:55:00",78.1,64.9,63.9,60,14,0,30.1,1019.3,10,21,"FEW","FEW","SCT","M",2000,3800,4900,"M","M","M","M","M","M","M","M",78.1,"PHNL 100553Z 06014G21KT 10SM FEW020 FEW038 SCT049 26/18 A3010 RMK AO2 SLP193 T02560183 10311 20256 52009"]
["PHNL","2019-04-10T04:55:00",77,64,64.21,80,12,0,30.08,1018.7,10,"M","FEW","SCT","BKN","M",2200,3500,4500,"M","M","M","M","M","M","M","M",77,"PHNL 101453Z 08012KT 10SM FEW022 SCT035 BKN045 25/18 A3008 RMK AO2 SLP187 VCSH NE T02500178 55002"]
["PHNL","2019-04-10T10:55:00",84,64.9,52.71,50,16,"T",30.13,1020.4,10,27,"FEW","SCT","BKN","M",2500,4800,5500,"M","M","M","M","M",27,60,"2019-04-10T20:46:00",85.72,"PHNL 102053Z 05016G27KT 10SM FEW025 SCT048 BKN055 29/18 A3013 RMK AO2 PK WND 06027/2046 RAE22 SLP204 P0000 60000 T02890183 50004"]
["PHNL","2019-04-10T13:55:00",84.9,64,49.62,60,18,0,30.06,1017.9,10,24,"FEW","FEW","SCT","M",2600,3600,4700,"M","M","M","M","M",26,60,"2019-04-10T23:03:00",86.23,"PHNL 102353Z 06018G24KT 10SM FEW026 FEW036 SCT047 29/18 A3006 RMK AO2 PK WND 06026/2303 SLP179 VCSH NW 60000 T02940178 10300 20256 58024"]
["PHNL","2019-04-10T22:55:00",77,64.9,66.27,70,12,"T",30.14,1020.7,10,"M","SCT","BKN","BKN","M",2600,4500,6000,"M","M","M","M","M","M","M","M",77,"PHNL 110853Z 07012KT 10SM SCT026 BKN045 BKN060 25/18 A3014 RMK AO2 RAE10 SLP207 P0000 60000 T02500183 50013"]
["PHNL","2019-04-11T06:55:00",73.9,63,68.76,50,11,0,30.07,1018.3,10,19,"FEW","SCT","M","M",2200,3500,"M","M","M","M","M","M",26,60,"2019-04-11T16:03:00",73.9,"PHNL 111653Z 05011G19KT 10SM FEW022 SCT035 23/17 A3007 RMK AO2 PK WND 06026/1603 SLP183 VCSH NE T02330172"]
["PHNL","2019-04-11T15:55:00",82.9,64.9,54.62,60,19,0,30.02,1016.7,10,25,"FEW","SCT","SCT","M",2500,4300,5000,"M","M","M","M","M",27,50,"2019-04-12T01:33:00",84.64,"PHNL 120153Z 06019G25KT 10SM FEW025 SCT043 SCT050 28/18 A3002 RMK AO2 PK WND 05027/0133 SLP167 VCSH N-NE T02830183 $"]
["PHNL","2019-04-12T00:55:00",75.9,63,64.31,70,13,0,30.08,1018.6,10,"M","FEW","FEW","BKN","M",2500,3300,12000,"M","M","M","M","M",26,50,"2019-04-12T10:23:00",75.9,"PHNL 121053Z 07013KT 10SM FEW025 FEW033 BKN120 24/17 A3008 RMK AO2 PK WND 05026/1023 SLP186 T02440172 $"]
["PHNL","2019-04-12T05:55:00",75.9,64,66.6,60,14,0,30.07,1018.2,10,20,"FEW","SCT","M","M",2000,3400,"M","M","M","M","M","M",27,60,"2019-04-12T15:06:00",75.9,"PHNL 121553Z 06014G20KT 10SM FEW020 SCT034 24/18 A3007 RMK AO2 PK WND 06027/1506 SLP182 VCSH N-NE T02440178 $"]
["PHNL","2019-04-12T17:55:00",79,64,60.11,40,16,0,30.04,1017.3,10,23,"FEW","SCT","BKN","M",2300,4700,5500,"M","M","M","M","M",27,40,"2019-04-13T03:25:00",80.69,"PHNL 130353Z 04016G23KT 10SM FEW023 SCT047TCU BKN055 26/18 A3004 RMK AO2 PK WND 04027/0325 SLP173 VCSH N-NE-E-SE TCU E T02610178 $"]
["PHNL","2019-04-12T18:55:00",77,64,64.21,50,12,"T",30.06,1017.9,10,20,"SCT","BKN","BKN","M",2900,4000,5500,"M",{"$f":"-RA","v":{"$error":"#NAME?"}},"M","M","M",26,50,"2019-04-13T04:04:00",77,"PHNL 130453Z 05012G20KT 10SM -RA SCT029 BKN040 BKN055 25/18 A3006 RMK AO2 PK WND 05026/0404 RAB49 SLP179 P0000 T02500178 $"]
["PHNL","2019-04-13T03:55:00",71.1,64.9,80.78,70,12,0,30.06,1017.8,10,25,"FEW","SCT","BKN","M",2200,6500,11000,"M","M","M","M","M","M","M","M",71.1,"PHNL 131353Z 07012G25KT 10SM FEW022 SCT065 BKN110 22/18 A3006 RMK AO2 SLP178 VCSH NE T02170183 $"]
["PHNL","2019-04-13T10:55:00",77,64.9,66.27,90,19,0,30.13,1020.4,10,26,"SCT","BKN","BKN","M",3600,4400,5500,"M","M","M","M","M",31,70,"2019-04-13T20:40:00",77,"PHNL 132053Z 09019G26KT 10SM SCT036 BKN044 BKN055 25/18 A3013 RMK AO2 PK WND 07031/2040 SLP204 VCSH NW-N-E-SE T02500183 50003 $"]
["PHNL","2019-04-13T19:55:00",77,62.1,60.06,50,10,0,30.12,1019.9,10,"M","SCT","BKN","BKN","M",3300,6500,8000,"M","M","M","M","M","M","M","M",77,"PHNL 140553Z 05010KT 10SM SCT033 BKN065 BKN080 25/17 A3012 RMK AO2 SLP199 T02500167 10289 20250 51019 $"]
["PHNL","2019-04-14T04:55:00",73.9,61,64.07,50,7,0,30.1,1019.2,10,15,"FEW","FEW","SCT","M",2300,4200,6000,"M","M","M","M","M","M","M","M",73.9,"PHNL 141453Z 05007G15KT 10SM FEW023 FEW042 SCT060 23/16 A3010 RMK AO2 SLP192 T02330161 56006 $"]
["PHNL","2019-04-14T11:55:00",82,60.1,47.49,60,19,0,30.12,1019.8,10,28,"FEW","SCT","M","M",3000,6000,"M","M","M","M","M","M",30,60,"2019-04-14T21:05:00",82.4,"PHNL 142153Z 06019G28KT 10SM FEW030 SCT060 28/16 A3012 RMK AO2 PK WND 06030/2105 SLP198 T02780156 $"]
["PHNL","2019-04-14T21:55:00",75,61,61.75,50,12,0,30.14,1020.7,10,20,"SCT","BKN","BKN","M",3200,5000,6000,"M","M","M","M","M","M","M","M",75,"PHNL 150753Z 05012G20KT 10SM SCT032 BKN050 BKN060 24/16 A3014 RMK AO2 SLP207 T02390161 $"]
["PHNL","2019-04-15T06:55:00",73.9,59,59.66,50,11,0,30.09,1018.8,10,"M","FEW","FEW","M","M",2500,4500,"M","M","M","M","M","M","M","M","M",73.9,"PHNL 151653Z 05011KT 10SM FEW025 FEW045 23/15 A3009 RMK AO2 SLP188 T02330150 $"]
["PHNL","2019-04-15T07:55:00",77,57,50.07,50,9,0,30.09,1019,10,"M","FEW","FEW","M","M",2500,4500,"M","M","M","M","M","M","M","M","M",77,"PHNL 151753Z 05009KT 10SM FEW025 FEW045 25/14 A3009 RMK AO2 SLP190 T02500139 10250 20222 53008 $"]
["PHNL","2019-04-15T15:55:00",82,57.9,43.89,40,17,0,30.02,1016.5,10,25,"FEW","FEW","M","M",3400,5500,"M","M","M","M","M","M",26,40,"2019-04-16T01:37:00",81.92,"PHNL 160153Z 04017G25KT 10SM FEW034 FEW055 28/14 A3002 RMK AO2 PK WND 04026/0137 SLP165 T02780144 $"]
["PHNL","2019-04-16T00:55:00",73,63,70.87,30,5,0,30.07,1018.3,10,"M","SCT","M","M","M",4800,"M","M","M","M","M","M","M","M","M","M",73,"PHNL 161053Z 03005KT 10SM SCT048 23/17 A3007 RMK AO2 SLP183 T02280172 $"]
["PHNL","2019-04-16T06:55:00",66.9,64,90.4,10,4,0,30.06,1017.7,10,"M","FEW","FEW","M","M",2500,3500,"M","M","M","M","M","M","M","M","M",66.9,"PHNL 161653Z 01004KT 10SM FEW025 FEW035 19/18 A3006 RMK AO2 SLP177 T01940178 $"]
["PHNL","2019-04-16T17:55:00",81,66,60.37,60,12,0,30.02,1016.6,10,"M","FEW","SCT","BKN","M",2400,4200,5500,"M","M","M","M","M","M","M","M",83.11,"PHNL 170353Z 06012KT 10SM FEW024 SCT042 BKN055 27/19 A3002 RMK AO2 SLP166 VCSH NE-E T02720189"]
["PHNL","2019-04-17T02:55:00",66.9,66.9,100,50,5,"T",30.04,1017.3,8,"M","FEW","FEW","BKN","M",3000,4000,6000,"M",{"$f":"-RA","v":{"$error":"#NAME?"}},"M","M","M","M","M","M",66.9,"PHNL 171253Z 05005KT 8SM -RA FEW030 FEW040 BKN060 19/19 A3004 RMK AO2 RAB53 SLP173 P0000 T01940194"]
["PHNL","2019-04-17T05:55:00",73,66,78.7,90,6,0,30.05,1017.6,10,"M","FEW","BKN","M","M",2500,5000,"M","M","M","M","M","M","M","M","M",73,"PHNL 171553Z 09006KT 10SM FEW025 BKN050 23/19 A3005 RMK AO2 SLP176 T02280189 $"]
["PHNL","2019-04-17T19:55:00",75,64,68.64,70,9,0,30.07,1018.2,10,"M","FEW","FEW","M","M",2400,3800,"M","M","M","M","M","M","M","M","M",75,"PHNL 180553Z 07009KT 10SM FEW024 FEW038 24/18 A3007 RMK AO2 SLP182 T02390178 10272 20239 53020"]
["PHNL","2019-04-17T20:55:00",75,64,68.64,10,5,0,30.1,1019.2,10,"M","FEW","FEW","M","M",2400,3500,"M","M","M","M","M","M","M","M","M",75,"PHNL 180653Z 01005KT 10SM FEW024 FEW035 24/18 A3010 RMK AO2 SLP192 T02390178"]
["PHNL","2019-04-18T05:55:00",69.1,64.9,86.48,60,7,0,30.06,1017.8,10,"M","FEW","FEW","M","M",2200,6500,"M","M","M","M","M","M","M","M","M",69.1,"PHNL 181553Z 06007KT 10SM FEW022 FEW065 21/18 A3006 RMK AO2 SLP178 T02060183"]
["PHNL","2019-04-18T13:55:00",80.1,63,55.98,80,7,0,30.07,1018.1,10,"M","FEW","SCT","SCT","M",2500,4100,6500,"M","M","M","M","M","M","M","M",81.5,"PHNL 182353Z 08007KT 10SM FEW025 SCT041 SCT065 27/17 A3007 RMK AO2 SLP181 T02670172 10283 20228 58012 $"]
["PHNL","2019-04-18T22:55:00",73.9,64,71.21,50,7,0,30.12,1019.8,10,"M","FEW","FEW","M","M",2400,3500,"M","M","M","M","M","M","M","M","M",73.9,"PHNL 190853Z 05007KT 10SM FEW024 FEW035 23/18 A3012 RMK AO2 SLP198 T02330178 51014 $"]
["PHNL","2019-04-19T07:55:00",75,64,68.64,50,11,0,30.11,1019.5,10,"M","FEW","SCT","M","M",2500,5000,"M","M","M","M","M","M","M","M","M",75,"PHNL 191753Z 05011KT 10SM FEW025 SCT050 24/18 A3011 RMK AO2 SLP195 T02390178 10239 20228 53018 VISNO RWY04R $"]
["PHNL","2019-04-19T12:55:00",84.9,61,44.65,50,13,0,30.1,1019.2,10,22,"FEW","SCT","M","M",2500,4600,"M","M","M","M","M","M","M","M","M",85.12,"PHNL 192253Z 05013G22KT 10SM FEW025 SCT046 29/16 A3010 RMK AO2 SLP192 T02940161 VISNO RWY04R $"]
["PHNL","2019-04-20T00:55:00",75.9,64,66.6,60,13,0,30.13,1020.3,10,"M","FEW","SCT","M","M",2500,5000,"M","M","M","M","M","M","M","M","M",75.9,"PHNL 201053Z 06013KT 10SM FEW025 SCT050 24/18 A3013 RMK AO2 SLP203 T02440178 VISNO RWY04R $"]
["PHNL","2019-04-20T09:55:00",82,64.9,56.24,50,13,0,30.16,1021.3,10,21,"FEW","FEW","M","M",2600,5000,"M","M","M","M","M","M","M","M","M",83.76,"PHNL 201953Z 05013G21KT 10SM FEW026 FEW050 28/18 A3016 RMK AO2 SLP213 VCSH N-E T02780183 VISNO RWY04R $"]
["PHNL","2019-04-20T15:55:00",82.9,66.9,58.55,60,14,0,30.07,1018.4,10,21,"FEW","BKN","BKN","M",2500,4000,5500,"M","M","M","M","M",26,70,"2019-04-21T00:58:00",85.45,"PHNL 210153Z 06014G21KT 10SM FEW025 BKN040 BKN055 28/19 A3007 RMK AO2 PK WND 07026/0058 SLP184 T02830194 VISNO RWY04R $"]
["PHNL","2019-04-20T18:55:00",79,64.9,62.03,50,13,0,30.12,1019.8,10,21,"FEW","FEW","SCT","SCT",2000,4000,5500,20000,"M","M","M","M","M","M","M",80.83,"PHNL 210453Z 05013G21KT 10SM FEW020 FEW040 SCT055 SCT200 26/18 A3012 RMK AO2 SLP198 T02610183 VISNO RWY04R $"]
["PHNL","2019-04-21T03:55:00",72,66,81.41,70,12,0,30.13,1020.3,10,20,"SCT","BKN","M","M",2500,4900,"M","M","M","M","M","M","M","M","M",72,"PHNL 211353Z 07012G20KT 10SM SCT025 BKN049 22/19 A3013 RMK AO2 SLP203 T02220189 VISNO RWY04R $"]
["PHNL","2019-04-21T14:55:00",84.9,62.1,46.42,60,12,0,30.12,1019.8,10,20,"FEW","FEW","SCT","M",2700,4000,5500,"M","M","M","M","M","M","M","M",85.49,"PHNL 220053Z 06012G20KT 10SM FEW027 FEW040 SCT055 29/17 A3012 RMK AO2 SLP198 T02940167 VISNO RWY04R $"]
["PHNL","2019-04-21T20:55:00",78.1,64.9,63.9,70,12,0,30.16,1021.2,10,"M","FEW","FEW","M","M",2400,3500,"M","M","M","M","M","M","M","M","M",78.1,"PHNL 220653Z 07012KT 10SM FEW024 FEW035 26/18 A3016 RMK AO2 SLP212 T02560183 VISNO RWY04R $"]
["PHNL","2019-04-22T05:55:00",73.9,64.9,73.49,70,10,0,30.14,1020.4,10,"M","FEW","FEW","M","M",2200,4200,"M","M","M","M","M","M","M","M","M",73.9,"PHNL 221553Z 07010KT 10SM FEW022 FEW042 23/18 A3014 RMK AO2 SLP204 T02330183 VISNO RWY04R $"]
["PHNL","2019-04-22T14:55:00",86,64,47.91,70,16,0,30.1,1019.3,10,"M","FEW","FEW","SCT","M",2400,3800,5000,"M","M","M","M","M","M","M","M",87.31,"PHNL 230053Z 07016KT 10SM FEW024 FEW038 SCT050 30/18 A3010 RMK AO2 SLP193 T03000178 VISNO RWY04R $"]
["PHNL","2019-04-22T22:55:00",77,64,64.21,70,12,0,30.13,1020.2,10,18,"FEW","SCT","M","M",2800,5500,"M","M","M","M","M","M","M","M","M",77,"PHNL 230853Z 07012G18KT 10SM FEW028 SCT055 25/18 A3013 RMK AO2 SLP202 T02500178 50003 VISNO RWY04R $"]
["PHNL","2019-04-22T23:55:00",77,64,64.21,60,10,0,30.12,1019.9,10,"M","FEW","SCT","M","M",2500,5500,"M","M","M","M","M","M","M","M","M",77,"PHNL 230953Z 06010KT 10SM FEW025 SCT055 25/18 A3012 RMK AO2 SLP199 T02500178 403000233 VISNO RWY04R $"]
["PHNL","2019-04-23T08:55:00",81,62.1,52.66,70,16,0,30.12,1019.9,10,"M","FEW","FEW","M","M",2500,5000,"M","M","M","M","M","M","M","M","M",82.06,"PHNL 231853Z 07016KT 10SM FEW025 FEW050 27/17 A3012 RMK AO2 SLP199 T02720167 VISNO RWY04R $"]
["PHNL","2019-04-23T21:55:00",75.9,62.1,62.3,40,6,0,30.1,1019.4,10,"M","FEW","SCT","M","M",2400,3700,"M","M","M","M","M","M","M","M","M",75.9,"PHNL 240753Z 04006KT 10SM FEW024 SCT037 24/17 A3010 RMK AO2 SLP194 T02440167 VISNO RWY04R $"]
["PHNL","2019-04-24T01:55:00",75,63,66.27,30,5,0,30.07,1018.2,10,"M","FEW","SCT","M","M",2300,3600,"M","M","M","M","M","M","M","M","M",75,"PHNL 241153Z 03005KT 10SM FEW023 SCT036 24/17 A3007 RMK AO2 SLP182 T02390172 10250 20233 58013 VISNO RWY04R $"]
["PHNL","2019-04-24T10:55:00",82.9,63,51.1,30,14,0,30.06,1017.9,10,21,"FEW","SCT","M","M",2500,3800,"M","M","M","M","M","M","M","M","M",83.98,"PHNL 242053Z 03014G21KT 10SM FEW025 SCT038 28/17 A3006 RMK AO2 SLP179 T02830172 58007 VISNO RWY04R $"]
["PHNL","2019-04-24T17:55:00",80.1,64,57.98,50,12,0,29.99,1015.6,10,"M","FEW","SCT","M","M",2500,4000,"M","M","M","M","M","M","M","M","M",81.71,"PHNL 250353Z 05012KT 10SM FEW025 SCT040 27/18 A2999 RMK AO2 SLP156 T02670178 $"]
["PHNL","2019-04-25T03:55:00",73,62.1,68.66,50,5,0,30,1015.7,10,"M","CLR","M","M","M","M","M","M","M","M","M","M","M","M","M","M",73,"PHNL 251353Z 05005KT 10SM CLR 23/17 A3000 RMK AO2 SLP157 T02280167 $"]
["PHNL","2019-04-25T12:55:00",86,61,43.1,100,11,0,29.98,1015.3,10,17,"FEW","SCT","M","M",2500,4700,"M","M","M","M","M","M","M","M","M",86.12,"PHNL 252253Z 10011G17KT 10SM FEW025 SCT047 30/16 A2998 RMK AO2 SLP153 T03000161 $"]
["PHNL","2019-04-25T13:55:00",87.1,64,46.26,120,11,0,29.96,1014.5,10,18,"FEW","SCT","M","M",2500,4500,"M","M","M","M","M","M","M","M","M",88.42,"PHNL 252353Z 12011G18KT 10SM FEW025 SCT045 31/18 A2996 RMK AO2 SLP145 T03060178 10306 20250 56024 $"]
["PHNL","2019-04-26T01:55:00",73,64.9,75.75,70,11,0,29.99,1015.4,10,"M","FEW","FEW","M","M",2200,4000,"M","M","M","M","M","M","M","M","M",73,"PHNL 261153Z 07011KT 10SM FEW022 FEW040 23/18 A2999 RMK AO2 SLP154 T02280183 10256 20228 58008 $"]
["PHNL","2019-04-26T06:55:00",70,66,87.14,340,4,0,30.01,1016.1,10,"M","FEW","M","M","M",2500,"M","M","M","M","M","M","M","M","M","M",70,"PHNL 261653Z 34004KT 10SM FEW025 21/19 A3001 RMK AO2 SLP161 T02110189 $"]
["PHNL","2019-04-26T15:55:00",81,68,64.69,140,16,"T",29.92,1013.1,10,"M","FEW","SCT","BKN","M",2400,3400,4500,"M","M","M","M","M","M","M","M",83.76,"PHNL 270153Z 14016KT 10SM FEW024 SCT034 BKN045 27/20 A2992 RMK AO2 RAB46E53 SLP131 P0000 T02720200"]
["PHNL","2019-04-27T00:55:00",71.1,68,89.94,290,3,0,29.99,1015.3,10,"M","FEW","BKN","BKN","M",2900,4200,6000,"M","M","M","M","M","M","M","M",72.14,"PHNL 271053Z 29003KT 10SM FEW029 BKN042 BKN060 22/20 A2999 RMK AO2 SLP153 T02170200"]
["PHNL","2019-04-27T08:55:00",75,66.9,75.92,10,3,0,29.99,1015.5,10,"M","FEW","SCT","BKN","M",5000,6000,8000,"M","M","M","M","M","M","M","M",75,"PHNL 271853Z 01003KT 10SM FEW050 SCT060 BKN080 24/19 A2999 RMK AO2 SLP155 T02390194 $"]
["PHNL","2019-04-27T17:55:00",73,68,84.34,10,7,0,29.92,1013.3,10,"M","FEW","BKN","OVC","M",3500,9000,10000,"M","M","M","M","M","M","M","M",73,"PHNL 280353Z 01007KT 10SM FEW035 BKN090 OVC100 23/20 A2992 RMK AO2 CIG 060 RWY04R SLP133 T02280200 $"]
["PHNL","2019-04-27T23:55:00",71.1,68,89.94,0,0,0,29.98,1015.1,10,"M","FEW","SCT","BKN","M",2500,4000,8000,"M","M","M","M","M","M","M","M",72.14,"PHNL 280953Z 00000KT 10SM FEW025 SCT040 BKN080 22/20 A2998 RMK AO2 SLP151 T02170200 402610194 $"]
["PHNL","2019-04-28T02:55:00",70,66.9,89.9,80,5,"T",29.93,1013.3,10,"M","FEW","FEW","BKN","M",2400,4000,8000,"M","M","M","M","M","M","M","M",70,"PHNL 281253Z 08005KT 10SM FEW024 FEW040 BKN080 21/19 A2993 RMK AO2 RAB07E16 SLP133 P0000 T02110194 $"]
["PHNL","2019-04-28T10:55:00",75.9,69.1,79.47,210,6,0,29.96,1014.6,10,"M","FEW","SCT","M","M",2600,11000,"M","M","M","M","M","M","M","M","M",76.93,"PHNL 282053Z 21006KT 10SM FEW026 SCT110 24/21 A2996 RMK AO2 SLP146 60004 T02440206 58002 $"]
["PHNL","2019-04-28T18:55:00",72,68,87.24,340,7,0,29.92,1013.2,10,"M","FEW","SCT","BKN","M",2600,4200,8000,"M","M","M","M","M","M","M","M",73,"PHNL 290453Z 34007KT 10SM FEW026 SCT042 BKN080 22/20 A2992 RMK AO2 SLP132 T02220200 $"]
["PHNL","2019-04-29T03:55:00",66.9,66.9,100,350,4,0,29.92,1013.2,10,"M","FEW","FEW","SCT","M",2500,7000,10000,"M","M","M","M","M","M","M","M",66.9,"PHNL 291353Z 35004KT 10SM FEW025 FEW070 SCT100 19/19 A2992 RMK AO2 SLP132 T01940194 $"]
["PHNL","2019-04-29T11:55:00",80.1,64.9,59.83,100,8,0,29.98,1015.1,10,"M","FEW","SCT","BKN","M",2400,5000,6500,"M","M","M","M","M","M","M","M",81.91,"PHNL 292153Z 10008KT 10SM FEW024 SCT050 BKN065 27/18 A2998 RMK AO2 SLP151 T02670183"]
["PHNL","2019-04-29T19:55:00",75,64.9,70.83,30,4,0,29.99,1015.4,10,"M","FEW","FEW","M","M",2200,3800,"M","M","M","M","M","M","M","M","M",75,"PHNL 300553Z 03004KT 10SM FEW022 FEW038 24/18 A2999 RMK AO2 SLP154 T02390183 10272 20233 53017"]
["PHNL","2019-04-30T00:55:00",70,64.9,83.86,10,5,0,30.01,1016,10,"M","FEW","FEW","M","M",2200,5500,"M","M","M","M","M","M","M","M","M",70,"PHNL 301053Z 01005KT 10SM FEW022 FEW055 21/18 A3001 RMK AO2 SLP160 T02110183"]
["PHNL","2019-04-30T12:55:00",84,64.9,52.71,30,16,0,30.03,1016.9,10,"M","FEW","M","M","M",4400,"M","M","M","M","M","M","M","M","M","M",85.72,"PHNL 302253Z 03016KT 10SM FEW044 29/18 A3003 RMK AO2 SLP169 T02890183"]
["PHNL","2019-04-30T13:55:00",84.9,64,49.62,50,12,0,30.01,1016.3,10,22,"FEW","SCT","M","M",2500,4500,"M","M","M","M","M","M","M","M","M",86.23,"PHNL 302353Z 05012G22KT 10SM FEW025 SCT045 29/18 A3001 RMK AO2 SLP163 T02940178 10294 20233 58016"]
["PHNL","2019-04-30T23:55:00",75.9,64.9,68.73,60,4,0,30.08,1018.5,10,"M","FEW","BKN","M","M",2400,3300,"M","M","M","M","M","M","M","M","M",75.9,"PHNL 010953Z 06004KT 10SM FEW024 BKN033 24/18 A3008 RMK AO2 SLP185 T02440183 402940194"]
["PHNL","2019-05-01T06:55:00",72,66,81.41,20,7,0,30.05,1017.4,10,"M","FEW","SCT","BKN","M",2400,3400,5500,"M","M","M","M","M","M","M","M",72,"PHNL 011653Z 02007KT 10SM FEW024 SCT034 BKN055 22/19 A3005 RMK AO2 SLP174 T02220189"]
["PHNL","2019-05-01T15:55:00",82.9,64,52.93,70,14,0,29.98,1015,10,"M","FEW","SCT","M","M",2500,4000,"M","M","M","M","M","M","M","M","M",84.32,"PHNL 020153Z 07014KT 10SM FEW025 SCT040 28/18 A2998 RMK AO2 SLP150 T02830178"]
["PHNL","2019-05-01T22:55:00",77,66,68.85,60,10,0,30.04,1017.2,10,"M","FEW","SCT","M","M",2400,3500,"M","M","M","M","M","M","M","M","M",77,"PHNL 020853Z 06010KT 10SM FEW024 SCT035 25/19 A3004 RMK AO2 SLP172 T02500189 50008"]
["PHNL","2019-05-02T08:55:00",77,66,68.85,80,7,0,30.01,1016,10,"M","FEW","SCT","M","M",2500,3700,"M","M","M","M","M","M","M","M","M",77,"PHNL 021853Z 08007KT 10SM FEW025 SCT037 25/19 A3001 RMK AO2 SLP160 T02500189"]
["PHNL","2019-05-02T17:55:00",80.1,66,62.17,40,9,0,29.92,1013.3,10,"M","FEW","SCT","BKN","M",2400,3600,4600,"M","M","M","M","M","M","M","M",82.17,"PHNL 030353Z 04009KT 10SM FEW024 SCT036 BKN046 27/19 A2992 RMK AO2 SLP133 T02670189"]
["PHNL","2019-05-03T01:55:00",73,66.9,81.2,0,0,0,29.94,1013.7,10,"M","FEW","FEW","M","M",2400,6500,"M","M","M","M","M","M","M","M","M",73,"PHNL 031153Z 00000KT 10SM FEW024 FEW065 23/19 A2994 RMK AO2 SLP137 T02280194 10250 20228 58015"]
["PHNL","2019-05-03T02:55:00",72,66,81.41,340,3,0,29.93,1013.5,10,"M","FEW","M","M","M",2400,"M","M","M","M","M","M","M","M","M","M",72,"PHNL 031253Z 34003KT 10SM FEW024 22/19 A2993 RMK AO2 SLP135 T02220189"]
["PHNL","2019-05-03T11:55:00",81,70,69.28,160,10,0,29.95,1014.1,10,"M","FEW","FEW","M","M",2500,9500,"M","M","M","M","M","M","M","M","M",84.5,"PHNL 032153Z 16010KT 10SM FEW025 FEW095 27/21 A2995 RMK AO2 SLP141 T02720211"]
["PHNL","2019-05-03T20:55:00",78.1,69.1,73.88,200,6,0,29.9,1012.3,10,"M","FEW","FEW","M","M",2300,3200,"M","M","M","M","M","M","M","M","M",80.29,"PHNL 040653Z 20006KT 10SM FEW023 FEW032 26/21 A2990 RMK AO2 SLP123 T02560206 $"]
["PHNL","2019-05-04T01:55:00",75.9,69.1,79.47,210,14,0,29.86,1011,10,"M","SCT","BKN","M","M",2400,3100,"M","M","M","M","M","M","M","M","M",76.93,"PHNL 041153Z 21014KT 10SM SCT024 BKN031 24/21 A2986 RMK AO2 SLP110 T02440206 10256 20233 58020 $"]
["PHNL","2019-05-04T09:15:00",71.1,70,96.32,320,13,0.01,29.87,"M",7,"M","FEW","BKN","OVC","M",800,3000,3800,"M",{"$f":"-RA","v":{"$error":"#NAME?"}},"M","M","M","M","M","M",72.44,"PHNL 041911Z 32013KT 7SM -RA FEW008 BKN030 OVC038 22/21 A2987 RMK AO2 P0001 T02170211 $"]
["PHNL","2019-05-04T12:55:00",73,64,73.4,330,12,0,29.84,1010.6,10,"M","FEW","SCT","BKN","M",2000,4000,5000,"M","M","M","M","M","M","M","M",73,"PHNL 042253Z 33012KT 10SM FEW020 SCT040 BKN050 23/18 A2984 RMK AO2 SLP106 T02280178"]
["PHNL","2019-05-04T15:55:00",71.1,64,78.28,340,9,"T",29.79,1008.8,7,"M","SCT","BKN","OVC","M",3500,4600,7500,"M",{"$f":"-RA","v":{"$error":"#NAME?"}},"M","M","M","M","M","M",71.1,"PHNL 050153Z 34009KT 7SM -RA SCT035 BKN046 OVC075 22/18 A2979 RMK AO2 RAB50 SLP088 P0000 T02170178"]
["PHNL","2019-05-05T05:55:00",66,55.9,69.88,360,8,0,29.76,1007.8,10,"M","FEW","BKN","M","M",3500,5500,"M","M","M","M","M","M","M","M","M",66,"PHNL 051553Z 36008KT 10SM FEW035 BKN055 19/13 A2976 RMK AO2 SLP078 T01890133"]
["PHNL","2019-05-05T06:55:00",66.9,54,63.21,330,8,0,29.79,1008.7,10,"M","FEW","SCT","M","M",4600,6000,"M","M","M","M","M","M","M","M","M",66.9,"PHNL 051653Z 33008KT 10SM FEW046 SCT060 19/12 A2979 RMK AO2 SLP087 T01940122"]
["PHNL","2019-05-05T14:55:00",82,50,32.88,320,13,0,29.74,1006.9,10,20,"FEW","FEW","SCT","M",4700,5500,6000,"M","M","M","M","M","M","M","M",80.73,"PHNL 060053Z 32013G20KT 10SM FEW047 FEW055 SCT060 28/10 A2974 RMK AO2 SLP069 T02780100 $"]
["PHNL","2019-05-05T23:55:00",68,55.9,65.22,0,0,0,29.83,1010.2,10,"M","FEW","SCT","M","M",4000,5000,"M","M","M","M","M","M","M","M","M",68,"PHNL 060953Z 00000KT 10SM FEW040 SCT050 20/13 A2983 RMK AO2 SLP102 T02000133 402830183 $"]
["PHNL","2019-05-06T08:55:00",73.9,61,64.07,0,0,0,29.81,1009.3,10,"M","FEW","SCT","M","M",2500,3900,"M","M","M","M","M","M","M","M","M",73.9,"PHNL 061853Z 00000KT 10SM FEW025 SCT039 23/16 A2981 RMK AO2 SLP093 T02330161"]
["PHNL","2019-05-06T13:55:00",77,62.1,60.06,210,9,0,29.79,1008.7,10,"M","SCT","BKN","BKN","M",3100,5000,7000,"M","M","M","M","M","M","M","M",77,"PHNL 062353Z 21009KT 10SM SCT031 BKN050 BKN070 25/17 A2979 RMK AO2 SLP087 T02500167 10261 20222 58007 $"]
["PHNL","2019-05-06T23:55:00",73,62.1,68.66,360,4,0,29.85,1010.7,10,"M","SCT","BKN","M","M",2700,4100,"M","M","M","M","M","M","M","M","M",73,"PHNL 070953Z 36004KT 10SM SCT027 BKN041 23/17 A2985 RMK AO2 CIG 026 RWY04R SLP107 T02280167 402610200 $"]
["PHNL","2019-05-07T08:55:00",78.1,62.1,57.92,70,3,0,29.89,1011.9,10,"M","FEW","BKN","M","M",2500,5000,"M","M","M","M","M","M","M","M","M",78.1,"PHNL 071853Z 07003KT 10SM FEW025 BKN050 26/17 A2989 RMK AO2 SLP119 T02560167"]
["PHNL","2019-05-07T17:55:00",79,64,60.11,150,7,0,29.86,1011.1,10,"M","FEW","SCT","BKN","M",3200,4400,6000,"M","M","M","M","M","M","M","M",80.69,"PHNL 080353Z 15007KT 10SM FEW032 SCT044 BKN060 26/18 A2986 RMK AO2 SLP111 T02610178"]
["PHNL","2019-05-07T23:55:00",75,63,66.27,330,3,0,29.95,1014.1,10,"M","FEW","SCT","M","M",2800,5500,"M","M","M","M","M","M","M","M","M",75,"PHNL 080953Z 33003KT 10SM FEW028 SCT055 24/17 A2995 RMK AO2 SLP141 T02390172 402830217 $"]
["PHNL","2019-05-08T02:55:00",71.1,63,75.58,10,3,0,29.91,1012.8,10,"M","FEW","M","M","M",2800,"M","M","M","M","M","M","M","M","M","M",71.1,"PHNL 081253Z 01003KT 10SM FEW028 22/17 A2991 RMK AO2 SLP128 T02170172 $"]
["PHNL","2019-05-08T11:55:00",82.9,66.9,58.55,170,10,0,30.01,1016.2,10,"M","FEW","SCT","M","M",2500,4000,"M","M","M","M","M","M","M","M","M",85.45,"PHNL 082153Z 17010KT 10SM FEW025 SCT040 28/19 A3001 RMK AO2 SLP162 T02830194 $"]
["PHNL","2019-05-08T22:55:00",73.9,64.9,73.49,340,4,0,30.04,1017.1,10,"M","FEW","M","M","M",2900,"M","M","M","M","M","M","M","M","M","M",73.9,"PHNL 090853Z 34004KT 10SM FEW029 23/18 A3004 RMK AO2 SLP171 T02330183 50005"]
["PHNL","2019-05-09T04:55:00",69.1,64.9,86.48,350,3,0,30,1015.9,10,"M","FEW","M","M","M",3000,"M","M","M","M","M","M","M","M","M","M",69.1,"PHNL 091453Z 35003KT 10SM FEW030 21/18 A3000 RMK AO2 SLP159 T02060183 55002"]
["PHNL","2019-05-09T13:55:00",87.1,62.1,43.27,30,7,0,29.98,1015.1,10,"M","FEW","SCT","M","M",2500,4800,"M","M","M","M","M","M","M","M","M",87.58,"PHNL 092353Z 03007KT 10SM FEW025 SCT048 31/17 A2998 RMK AO2 SLP151 T03060167 10311 20239 56017 $"]
["PHNL","2019-05-09T21:55:00",77,63,62,360,3,0,30.07,1018.1,10,"M","FEW","FEW","M","M",2200,4700,"M","M","M","M","M","M","M","M","M",77,"PHNL 100753Z 36003KT 10SM FEW022 FEW047 25/17 A3007 RMK AO2 SLP181 T02500172 $"]
["PHNL","2019-05-10T06:55:00",73.9,64.9,73.49,"M",3,0,30.03,1016.7,10,"M","FEW","M","M","M",3500,"M","M","M","M","M","M","M","M","M","M",73.9,"PHNL 101653Z VRB03KT 10SM FEW035 23/18 A3003 RMK AO2 SLP167 T02330183"]
["PHNL","2019-05-10T07:55:00",78.1,64.9,63.9,330,4,0,30.03,1016.9,10,"M","FEW","FEW","M","M",2500,3500,"M","M","M","M","M","M","M","M","M",78.1,"PHNL 101753Z 33004KT 10SM FEW025 FEW035 26/18 A3003 RMK AO2 SLP169 T02560183 10256 20222 53008"]
["PHNL","2019-05-10T16:55:00",82,66.9,60.28,230,8,0,29.97,1014.9,10,"M","FEW","SCT","M","M",2200,4500,"M","M","M","M","M","M","M","M","M",84.48,"PHNL 110253Z 23008KT 10SM FEW022 SCT045 28/19 A2997 RMK AO2 SLP149 T02780194 55004 $"]
["PHNL","2019-05-11T02:55:00",73.9,68,81.82,300,4,0,29.99,1015.5,10,"M","FEW","M","M","M",5000,"M","M","M","M","M","M","M","M","M","M",73.9,"PHNL 111253Z 30004KT 10SM FEW050 23/20 A2999 RMK AO2 SLP155 T02330200 $"]
["PHNL","2019-05-11T09:55:00",82.9,66,56.75,0,0,0,30.03,1016.9,10,"M","FEW","SCT","SCT","M",2600,4600,5500,"M","M","M","M","M","M","M","M",85.07,"PHNL 111953Z 00000KT 10SM FEW026 SCT046 SCT055 28/19 A3003 RMK AO2 SLP169 VCSH NE-E T02830189 $"]
["PHNL","2019-05-11T18:55:00",80.1,66,62.17,40,7,0,29.99,1015.4,10,"M","FEW","SCT","M","M",2400,4600,"M","M","M","M","M","M","M","M","M",82.17,"PHNL 120453Z 04007KT 10SM FEW024 SCT046 27/19 A2999 RMK AO2 SLP154 T02670189 $"]
["PHNL","2019-05-12T01:55:00",75,64.9,70.83,0,0,0,30,1016,10,"M","FEW","M","M","M",3200,"M","M","M","M","M","M","M","M","M","M",75,"PHNL 121153Z 00000KT 10SM FEW032 24/18 A3000 RMK AO2 SLP160 T02390183 10261 20239 58013 $"]
["PHNL","2019-05-12T11:55:00",86,66.9,52.99,140,12,0,30.02,1016.6,10,"M","FEW","FEW","SCT","M",2700,4500,5500,"M","M","M","M","M","M","M","M",88.77,"PHNL 122153Z 14012KT 10SM FEW027 FEW045 SCT055 30/19 A3002 RMK AO2 SLP166 T03000194 $"]
["PHNL","2019-05-12T20:55:00",78.1,66,66.39,30,4,0,30.04,1017.2,10,"M","FEW","FEW","M","M",2200,3800,"M","M","M","M","M","M","M","M","M",78.1,"PHNL 130653Z 03004KT 10SM FEW022 FEW038 26/19 A3004 RMK AO2 SLP172 T02560189 $"]
["PHNL","2019-05-13T00:55:00",75,66,73.59,330,5,0,30.05,1017.4,10,"M","FEW","M","M","M",2600,"M","M","M","M","M","M","M","M","M","M",75,"PHNL 131053Z 33005KT 10SM FEW026 24/19 A3005 RMK AO2 SLP174 T02390189 $"]
["PHNL","2019-05-13T05:55:00",73,66,78.7,330,6,0,30.03,1016.7,10,"M","FEW","M","M","M",2400,"M","M","M","M","M","M","M","M","M","M",73,"PHNL 131553Z 33006KT 10SM FEW024 23/19 A3003 RMK AO2 SLP167 T02280189 $"]
["PHNL","2019-05-13T14:55:00",84.9,71.1,63.4,0,0,0,29.98,1015.3,10,"M","FEW","SCT","BKN","M",2200,4500,6000,"M","M","M","M","M","M","M","M",90.16,"PHNL 140053Z 00000KT 10SM FEW022 SCT045 BKN060 29/22 A2998 RMK AO2 SLP153 T02940217 $"]
["PHNL","2019-05-13T23:55:00",79,69.1,71.72,20,4,0,30.07,1018,10,"M","FEW","SCT","M","M",2600,7000,"M","M","M","M","M","M","M","M","M",81.55,"PHNL 140953Z 02004KT 10SM FEW026 SCT070 26/21 A3007 RMK AO2 SLP180 T02610206 403110228 $"]
["PHNL","2019-05-14T07:55:00",73.9,73,97.02,340,8,"T",30.08,1018.6,10,"M","FEW","SCT","BKN","M",2200,3400,4500,"M","M","M","M","M","M","M","M",75.55,"PHNL 141753Z 34008KT 10SM FEW022 SCT034 BKN045 23/23 A3008 RMK AO2 RAB36E53 SLP186 P0000 60000 T02330228 10256 20233 53021"]
["PHNL","2019-05-14T16:55:00",86,68,55.04,30,11,0,30,1015.7,10,17,"FEW","FEW","SCT","M",2300,3500,5000,"M","M","M","M","M","M","M","M",89.41,"PHNL 150253Z 03011G17KT 10SM FEW023 FEW035 SCT050 30/20 A3000 RMK AO2 SLP157 VCSH NE T03000200 56010"]
["PHNL","2019-05-15T01:55:00",79,69.1,71.72,90,7,0,30.04,1017.3,10,"M","BKN","M","M","M",3700,"M","M","M","M","M","M","M","M","M","M",81.55,"PHNL 151153Z 09007KT 10SM BKN037 26/21 A3004 RMK AO2 SLP173 T02610206 10267 20256 58015"]
["PHNL","2019-05-15T04:55:00",75,71.1,87.68,0,0,"T",30.04,1017.2,9,"M","SCT","BKN","OVC","M",2300,3000,3500,"M",{"$f":"-RA","v":{"$error":"#NAME?"}},"M","M","M","M","M","M",76.32,"PHNL 151453Z 00000KT 9SM -RA SCT023 BKN030 OVC035 24/22 A3004 RMK AO2 RAB41 SLP172 P0000 60000 T02390217 55000"]
["PHNL","2019-05-15T08:55:00",75,70,84.46,40,9,0,30.1,1019.4,10,"M","FEW","SCT","SCT","M",1500,3500,5000,"M","M","M","M","M","M","M","M",76.17,"PHNL 151853Z 04009KT 10SM FEW015 SCT035 SCT050 24/21 A3010 RMK AO2 SLP194 VCSH NW-E T02390211"]
["PHNL","2019-05-15T17:55:00",81,68,64.69,40,9,0,30.05,1017.4,10,"M","FEW","SCT","BKN","M",2500,3600,4500,"M","M","M","M","M","M","M","M",83.76,"PHNL 160353Z 04009KT 10SM FEW025 SCT036 BKN045 27/20 A3005 RMK AO2 SLP174 T02720200"]
["PHNL","2019-05-16T01:55:00",78.1,66,66.39,70,10,0,30.04,1017.2,10,"M","FEW","M","M","M",3600,"M","M","M","M","M","M","M","M","M","M",78.1,"PHNL 161153Z 07010KT 10SM FEW036 26/19 A3004 RMK AO2 SLP172 T02560189 10267 20256 58017"]
["PHNL","2019-05-16T10:55:00",87.1,66,49.6,50,14,0,30.1,1019.2,10,"M","FEW","FEW","M","M",2500,4000,"M","M","M","M","M","M","M","M","M",89.44,"PHNL 162053Z 05014KT 10SM FEW025 FEW040 31/19 A3010 RMK AO2 SLP192 T03060189 50001"]
["PHNL","2019-05-16T19:55:00",79,66.9,66.49,50,10,0,30.09,1018.8,10,"M","FEW","FEW","SCT","M",2400,3900,4800,"M","M","M","M","M","M","M","M",81.16,"PHNL 170553Z 05010KT 10SM FEW024 FEW039 SCT048 26/19 A3009 RMK AO2 SLP188 T02610194 10311 20261 53018"]
["PHNL","2019-05-17T00:55:00",78.1,68,71.14,70,11,0,30.08,1018.5,10,"M","FEW","FEW","M","M",2500,5500,"M","M","M","M","M","M","M","M","M",78.1,"PHNL 171053Z 07011KT 10SM FEW025 FEW055 26/20 A3008 RMK AO2 SLP185 T02560200"]
["PHNL","2019-05-17T12:55:00",88,69.1,53.64,50,12,0,30.1,1019.1,10,"M","FEW","SCT","SCT","M",2500,3200,5000,"M","M","M","M","M","M","M","M",92.43,"PHNL 172253Z 05012KT 10SM FEW025 SCT032 SCT050 31/21 A3010 RMK AO2 SLP191 T03110206"]
["PHNL","2019-05-17T21:55:00",79,68,69.07,40,8,0,30.1,1019.3,10,"M","FEW","SCT","SCT","M",2000,3300,4000,"M","M","M","M","M","M","M","M",81.35,"PHNL 180753Z 04008KT 10SM FEW020 SCT033 SCT040 26/20 A3010 RMK AO2 SLP193 T02610200"]
["PHNL","2019-05-17T23:55:00",78.1,69.1,73.88,50,7,0,30.1,1019.3,10,"M","FEW","SCT","BKN","M",2000,3700,4600,"M","M","M","M","M","M","M","M",80.29,"PHNL 180953Z 05007KT 10SM FEW020 SCT037 BKN046 26/21 A3010 RMK AO2 SLP193 VCSH NE T02560206 403170239"]
["PHNL","2019-05-18T05:55:00",73.9,71.1,90.97,0,0,0,30.07,1018.1,10,"M","FEW","BKN","BKN","M",1500,3100,3900,"M","M","M","M","M","M","M","M",75.27,"PHNL 181553Z 00000KT 10SM FEW015 BKN031 BKN039 23/22 A3007 RMK AO2 SLP181 VCSH N-E T02330217"]
["PHNL","2019-05-18T14:55:00",86,68,55.04,40,12,0,30.04,1017.1,10,"M","SCT","BKN","BKN","M",3400,4300,5000,"M","M","M","M","M","M","M","M",89.41,"PHNL 190053Z 04012KT 10SM SCT034 BKN043 BKN050 30/20 A3004 RMK AO2 SLP171 VCSH N-E T03000200"]
["PHNL","2019-05-18T23:55:00",80.1,68,66.62,60,9,0,30.09,1019,10,"M","FEW","SCT","BKN","M",1800,3500,4800,"M","M","M","M","M","M","M","M",82.7,"PHNL 190953Z 06009KT 10SM FEW018 SCT035 BKN048 27/20 A3009 RMK AO2 SLP190 T02670200 403110233"]
["PHNL","2019-05-19T10:55:00",87.1,69.1,55.19,40,11,0,30.08,1018.5,10,"M","FEW","SCT","M","M",2500,6000,"M","M","M","M","M","M","M","M","M",91.38,"PHNL 192053Z 04011KT 10SM FEW025 SCT060 31/21 A3008 RMK AO2 SLP185 T03060206 53001"]
["PHNL","2019-05-19T16:55:00",86,64.9,49.44,50,12,0,30.03,1016.7,10,21,"FEW","SCT","BKN","M",2600,4000,18000,"M","M","M","M","M","M","M","M",87.73,"PHNL 200253Z 05012G21KT 10SM FEW026 SCT040 BKN180 30/18 A3003 RMK AO2 SLP167 T03000183 58006"]
["PHNL","2019-05-20T01:55:00",79,66,64.45,70,7,0,30.06,1018,10,"M","FEW","FEW","OVC","M",2200,3500,25000,"M","M","M","M","M","M","M","M",81.01,"PHNL 201153Z 07007KT 10SM FEW022 FEW035 OVC250 26/19 A3006 RMK AO2 SLP180 T02610189 10272 20261 58009"]
["PHNL","2019-05-20T09:55:00",86,68,55.04,"M",5,0,30.04,1017.2,10,"M","FEW","SCT","M","M",2500,3500,"M","M","M","M","M","M","M","M","M",89.41,"PHNL 201953Z VRB05KT 10SM FEW025 SCT035 30/20 A3004 RMK AO2 SLP172 T03000200"]
["PHNL","2019-05-20T10:55:00",84,70,62.86,150,10,0,30.03,1016.9,10,"M","FEW","SCT","M","M",2500,3600,"M","M","M","M","M","M","M","M","M",88.31,"PHNL 202053Z 15010KT 10SM FEW025 SCT036 29/21 A3003 RMK AO2 SLP169 T02890211 58007"]
["PHNL","2019-05-20T19:55:00",80.1,68,66.62,30,5,0,30.02,1016.5,10,"M","FEW","SCT","BKN","M",2400,3400,5000,"M","M","M","M","M","M","M","M",82.7,"PHNL 210553Z 03005KT 10SM FEW024 SCT034 BKN050 27/20 A3002 RMK AO2 SLP165 60000 T02670200 10300 20267 53016"]
["PHNL","2019-05-21T08:55:00",84.9,68,57.02,330,4,0,30.04,1017.1,10,"M","FEW","SCT","M","M",2500,15000,"M","M","M","M","M","M","M","M","M",88.18,"PHNL 211853Z 33004KT 10SM FEW025 SCT150 29/20 A3004 RMK AO2 SLP171 T02940200"]
["PHNL","2019-05-21T12:55:00",87.1,69.1,55.19,220,11,0,30.03,1016.8,10,"M","FEW","FEW","M","M",2500,4500,"M","M","M","M","M","M","M","M","M",91.38,"PHNL 212253Z 22011KT 10SM FEW025 FEW045 31/21 A3003 RMK AO2 SLP168 T03060206 $"]
["PHNL","2019-05-21T21:55:00",80.1,68,66.62,30,5,0,30.07,1018.1,10,"M","FEW","M","M","M",2300,"M","M","M","M","M","M","M","M","M","M",82.7,"PHNL 220753Z 03005KT 10SM FEW023 27/20 A3007 RMK AO2 SLP181 T02670200 $"]
["PHNL","2019-05-22T07:55:00",82.9,69.1,63.16,60,5,0,30.04,1017,10,"M","FEW","SCT","M","M",2500,4800,"M","M","M","M","M","M","M","M","M",86.48,"PHNL 221753Z 06005KT 10SM FEW025 SCT048 28/21 A3004 RMK AO2 SLP170 T02830206 10283 20244 51013"]
["PHNL","2019-05-22T14:55:00",88,64,44.95,160,10,0,29.98,1015.3,10,"M","FEW","SCT","SCT","M",2500,4300,5500,"M","M","M","M","M","M","M","M",89.34,"PHNL 230053Z 16010KT 10SM FEW025 SCT043 SCT055 31/18 A2998 RMK AO2 SLP153 T03110178"]
["PHNL","2019-05-22T23:55:00",79,68,69.07,310,5,0,30.05,1017.5,10,"M","FEW","FEW","M","M",2400,4000,"M","M","M","M","M","M","M","M","M",81.35,"PHNL 230953Z 31005KT 10SM FEW024 FEW040 26/20 A3005 RMK AO2 SLP175 T02610200 403170244 $"]
["PHNL","2019-05-23T00:55:00",78.1,69.1,73.88,0,0,0,30.03,1016.9,10,"M","FEW","FEW","M","M",2400,6000,"M","M","M","M","M","M","M","M","M",80.29,"PHNL 231053Z 00000KT 10SM FEW024 FEW060 26/21 A3003 RMK AO2 SLP169 T02560206 $"]
["PHNL","2019-05-23T12:55:00",87.1,68,53.15,160,9,0,30.03,1016.7,10,"M","FEW","FEW","M","M",2500,4500,"M","M","M","M","M","M","M","M","M",90.64,"PHNL 232253Z 16009KT 10SM FEW025 FEW045 31/20 A3003 RMK AO2 SLP167 T03060200"]
["PHNL","2019-05-23T17:55:00",82.9,71.1,67.62,160,5,0,30,1015.9,10,"M","SCT","BKN","BKN","M",2600,3600,4900,"M","M","M","M","M","M","M","M",87.57,"PHNL 240353Z 16005KT 10SM SCT026 BKN036 BKN049 28/22 A3000 RMK AO2 SLP159 VCSH N-NE-E T02830217 $"]
["PHNL","2019-05-24T01:55:00",77,66,68.85,360,3,0,30.06,1017.8,10,"M","FEW","M","M","M",2400,"M","M","M","M","M","M","M","M","M","M",77,"PHNL 241153Z 36003KT 10SM FEW024 25/19 A3006 RMK AO2 SLP178 T02500189 10283 20250 58009 $"]
["PHNL","2019-05-24T10:55:00",86,70,58.95,170,9,0,30.09,1018.8,10,"M","FEW","SCT","M","M",2500,4500,"M","M","M","M","M","M","M","M","M",90.73,"PHNL 242053Z 17009KT 10SM FEW025 SCT045 30/21 A3009 RMK AO2 SLP188 T03000211 58001 $"]
["PHNL","2019-05-24T18:55:00",82,66.9,60.28,60,12,0,30.06,1017.7,10,"M","FEW","FEW","SCT","M",2400,5500,8000,"M","M","M","M","M","M","M","M",84.48,"PHNL 250453Z 06012KT 10SM FEW024 FEW055 SCT080 28/19 A3006 RMK AO2 SLP177 T02780194 $"]
["PHNL","2019-05-25T03:55:00",78.1,66.9,68.49,70,8,0,30.04,1017.2,10,"M","FEW","FEW","M","M",2300,4500,"M","M","M","M","M","M","M","M","M",78.1,"PHNL 251353Z 07008KT 10SM FEW023 FEW045 26/19 A3004 RMK AO2 SLP172 T02560194 $"]
["PHNL","2019-05-25T09:55:00",86,66.9,52.99,60,15,0,30.09,1018.8,10,"M","FEW","FEW","SCT","SCT",3600,6500,9000,14000,"M","M","M","M","M","M","M",88.77,"PHNL 251953Z 06015KT 10SM FEW036 FEW065 SCT090 SCT140 BKN210 30/19 A3009 RMK AO2 SLP188 VCSH NE-E T03000194 $"]
["PHNL","2019-05-25T12:55:00",89.1,64,43.42,60,12,0,30.06,1017.8,10,20,"FEW","SCT","SCT","BKN",4600,6000,7000,19000,"M","M","M","M","M","M","M",90.49,"PHNL 252253Z 06012G20KT 10SM FEW046 SCT060 SCT070 BKN190 32/18 A3006 RMK AO2 SLP178 T03170178 $"]
["PHNL","2019-05-25T21:55:00",79,66.9,66.49,70,11,0,30.07,1018.2,10,"M","FEW","M","M","M",2400,"M","M","M","M","M","M","M","M","M","M",81.16,"PHNL 260753Z 07011KT 10SM FEW024 26/19 A3007 RMK AO2 SLP182 T02610194 $"]
["PHNL","2019-05-26T06:55:00",78.1,68,71.14,50,7,0,30.04,1017.1,10,"M","FEW","FEW","BKN","M",2600,5500,18000,"M","M","M","M","M","M","M","M",78.1,"PHNL 261653Z 05007KT 10SM FEW026 FEW055 BKN180 26/20 A3004 RMK AO2 SLP171 T02560200 $"]
["PHNL","2019-05-26T14:55:00",88,64.9,46.39,60,14,0,29.98,1015.2,10,20,"FEW","SCT","BKN","M",2500,4500,18000,"M","M","M","M","M","M","M","M",89.8,"PHNL 270053Z 06014G20KT 10SM FEW025 SCT045 BKN180 31/18 A2998 RMK AO2 SLP152 T03110183 $"]
["PHNL","2019-05-26T23:55:00",77,66,68.85,30,3,0,30.05,1017.4,10,"M","FEW","FEW","M","M",2500,4500,"M","M","M","M","M","M","M","M","M",77,"PHNL 270953Z 03003KT 10SM FEW025 FEW045 25/19 A3005 RMK AO2 SLP174 T02500189 403170233 $"]
["PHNL","2019-05-27T08:55:00",82,66,58.43,140,5,0,30.05,1017.4,10,"M","FEW","FEW","SCT","M",2500,4000,5500,"M","M","M","M","M","M","M","M",84.15,"PHNL 271853Z 14005KT 10SM FEW025 FEW040 SCT055 28/19 A3005 RMK AO2 SLP174 T02780189 $"]
["PHNL","2019-05-27T13:55:00",87.1,66.9,51.17,150,14,0,29.99,1015.5,10,"M","FEW","SCT","BKN","M",3100,4800,6000,"M","M","M","M","M","M","M","M",89.96,"PHNL 272353Z 15014KT 10SM FEW031 SCT048 BKN060 31/19 A2999 RMK AO2 SLP155 T03060194 10311 20261 56012 $"]
["PHNL","2019-05-28T01:55:00",78.1,66.9,68.49,10,3,0,30.01,1016,10,"M","BKN","M","M","M",6500,"M","M","M","M","M","M","M","M","M","M",78.1,"PHNL 281153Z 01003KT 10SM BKN065 26/19 A3001 RMK AO2 SLP160 T02560194 10272 20256 58013 $"]
["PHNL","2019-05-28T02:55:00",78.1,68,71.14,360,3,0,30,1015.8,10,"M","BKN","M","M","M",6500,"M","M","M","M","M","M","M","M","M","M",78.1,"PHNL 281253Z 36003KT 10SM BKN065 26/20 A3000 RMK AO2 SLP158 T02560200 $"]
["PHNL","2019-05-28T12:55:00",87.1,69.1,55.19,170,8,0,30.03,1017,10,"M","FEW","SCT","SCT","M",2500,3500,9500,"M","M","M","M","M","M","M","M",91.38,"PHNL 282253Z 17008KT 10SM FEW025 SCT035 SCT095 31/21 A3003 RMK AO2 SLP170 T03060206 $"]
["PHNL","2019-05-28T18:55:00",78.1,72,81.55,60,5,"T",30.02,1016.5,10,"M","FEW","SCT","BKN","BKN",2600,4600,6000,13000,"M","M","M","M","M","M","M",80.53,"PHNL 290453Z 06005KT 10SM FEW026 SCT046 BKN060 BKN130 26/22 A3002 RMK AO2 RAB01E46 SLP165 P0000 T02560222 $"]
["PHNL","2019-05-29T03:55:00",73,68,84.34,0,0,0,30,1015.8,10,"M","FEW","M","M","M",5000,"M","M","M","M","M","M","M","M","M","M",73,"PHNL 291353Z 00000KT 10SM FEW050 23/20 A3000 RMK AO2 SLP158 T02280200 $"]
["PHNL","2019-05-29T10:55:00",87.1,64.9,47.73,70,9,0,30.04,1017.1,10,"M","FEW","SCT","SCT","M",2500,4200,6000,"M","M","M","M","M","M","M","M",88.86,"PHNL 292053Z 07009KT 10SM FEW025 SCT042 SCT060 31/18 A3004 RMK AO2 SLP171 T03060183 58003 $"]
["PHNL","2019-05-29T20:55:00",79,64.9,62.03,70,5,0,30.04,1017,10,"M","FEW","FEW","M","M",2400,5500,"M","M","M","M","M","M","M","M","M",80.83,"PHNL 300653Z 07005KT 10SM FEW024 FEW055 26/18 A3004 RMK AO2 SLP170 T02610183 $"]
["PHNL","2019-05-30T05:55:00",78.1,66.9,68.49,60,6,0,29.99,1015.6,10,"M","FEW","SCT","M","M",2500,4000,"M","M","M","M","M","M","M","M","M",78.1,"PHNL 301553Z 06006KT 10SM FEW025 SCT040 26/19 A2999 RMK AO2 SLP156 T02560194 $"]
["PHNL","2019-05-30T14:35:00",86,66,51.37,100,15,0,30,"M",10,"M","FEW","SCT","BKN","M",2800,5000,8000,"M","M","M","M","M","M","M","M",88.28,"PHNL 310031Z 10015KT 10SM FEW028 SCT050 BKN080 30/19 A3000 RMK AO2 WSHFT 0011 T03000189"]
["PHNL","2019-05-30T14:55:00",86,64.9,49.44,50,13,0,30,1015.8,10,"M","FEW","SCT","BKN","M",2800,5000,8000,"M","M","M","M","M","M","M","M",87.73,"PHNL 310053Z 05013KT 10SM FEW028 SCT050 BKN080 30/18 A3000 RMK AO2 WSHFT 0011 SLP158 T03000183"]
["PHNL","2019-05-30T22:55:00",79,66,64.45,70,11,0,30.07,1018.2,10,"M","FEW","M","M","M",2400,"M","M","M","M","M","M","M","M","M","M",81.01,"PHNL 310853Z 07011KT 10SM FEW024 26/19 A3007 RMK AO2 SLP182 T02610189 51014"]
["PHNL","2019-05-31T07:55:00",82,68,62.62,"M",4,0,30.07,1018,10,"M","FEW","FEW","M","M",2500,4500,"M","M","M","M","M","M","M","M","M",84.92,"PHNL 311753Z VRB04KT 10SM FEW025 FEW045 28/20 A3007 RMK AO2 SLP180 T02780200 10278 20244 53018"]
["PHNL","2019-05-31T12:55:00",86,66,51.37,80,15,0,30.04,1017.2,10,18,"FEW","SCT","SCT","M",2500,4500,5500,"M","M","M","M","M","M","M","M",88.28,"PHNL 312253Z 08015G18KT 10SM FEW025 SCT045 SCT055 30/19 A3004 RMK AO2 SLP172 T03000189"]
["PHNL","2019-05-31T23:55:00",80.1,68,66.62,60,12,0,30.08,1018.6,10,"M","FEW","M","M","M",2200,"M","M","M","M","M","M","M","M","M","M",82.7,"PHNL 010953Z 06012KT 10SM FEW022 27/20 A3008 RMK AO2 SLP186 T02670200 403220244"]
["PHNL","2019-06-01T08:55:00",82,69.1,65.03,80,10,0,30.06,1018,10,"M","FEW","FEW","SCT","M",2400,4000,6000,"M","M","M","M","M","M","M","M",85.39,"PHNL 011853Z 08010KT 10SM FEW024 FEW040 SCT060 28/21 A3006 RMK AO2 SLP180 VCSH NE T02780206"]
["PHNL","2019-06-01T11:55:00",88,68,51.65,50,17,0.01,30.06,1017.7,10,22,"FEW","SCT","SCT","M",2400,3800,6000,"M","M","M","M","M","M","M","M",91.65,"PHNL 012153Z 05017G22KT 10SM FEW024 SCT038 SCT060 31/20 A3006 RMK AO2 RAE03 SLP177 P0001 T03110200"]
["PHNL","2019-06-02T01:55:00",80.1,66,62.17,60,13,0,30,1015.9,10,"M","SCT","M","M","M",7000,"M","M","M","M","M","M","M","M","M","M",82.17,"PHNL 021153Z 06013KT 10SM SCT070 27/19 A3000 RMK AO2 SLP159 70001 T02670189 10272 20261 58015"]
["PHNL","2019-06-02T02:55:00",79,66.9,66.49,70,11,0,29.99,1015.6,10,17,"FEW","FEW","SCT","M",2400,3700,7000,"M","M","M","M","M","M","M","M",81.16,"PHNL 021253Z 07011G17KT 10SM FEW024 FEW037 SCT070 26/19 A2999 RMK AO2 SLP156 T02610194"]
["PHNL","2019-06-02T10:55:00",88,66,48.2,50,16,0,30.01,1016.3,10,"M","FEW","SCT","M","M",2800,7000,"M","M","M","M","M","M","M","M","M",90.41,"PHNL 022053Z 05016KT 10SM FEW028 SCT070 31/19 A3001 RMK AO2 SLP163 T03110189 58002"]
["PHNL","2019-06-02T19:55:00",80.1,66,62.17,60,13,0,29.98,1015.1,10,"M","FEW","FEW","SCT","M",2400,3500,7000,"M","M","M","M","M","M","M","M",82.17,"PHNL 030553Z 06013KT 10SM FEW024 FEW035 SCT070 27/19 A2998 RMK AO2 SLP151 T02670189 10317 20267 53011"]
["PHNL","2019-06-03T04:55:00",78.1,66,66.39,60,14,0,29.94,1013.8,10,17,"FEW","M","M","M",3400,"M","M","M","M","M","M","M","M","M","M",78.1,"PHNL 031453Z 06014G17KT 10SM FEW034 26/19 A2994 RMK AO2 SLP138 T02560189 55006"]
["PHNL","2019-06-03T13:55:00",86,66,51.37,60,17,0,29.94,1013.7,10,23,"FEW","SCT","BKN","BKN",2200,3400,4500,25000,"M","M","M","M",27,70,"2019-06-03T23:23:00",88.28,"PHNL 032353Z 06017G23KT 10SM FEW022 SCT034 BKN045 BKN250 30/19 A2994 RMK AO2 PK WND 07027/2323 SLP137 VCSH NE T03000189 10311 20278 56014"]
["PHNL","2019-06-03T18:55:00",81,66.9,62.28,60,16,0,29.95,1014.1,10,23,"FEW","SCT","BKN","BKN",2400,3800,6500,25000,"M","M","M","M","M","M","M",83.4,"PHNL 040453Z 06016G23KT 10SM FEW024 SCT038 BKN065 BKN250 27/19 A2995 RMK AO2 SLP141 VCSH E T02720194"]
["PHNL","2019-06-04T06:55:00",77,69.1,76.62,0,0,0,30,1015.8,10,"M","FEW","SCT","M","M",2500,3500,"M","M","M","M","M","M","M","M","M",78,"PHNL 041653Z 00000KT 10SM FEW025 SCT035 25/21 A3000 RMK AO2 SLP158 T02500206"]
["PHNL","2019-06-04T15:55:00",87.1,68,53.15,70,19,0,29.97,1014.9,10,23,"FEW","FEW","SCT","M",2200,3500,10000,"M","M","M","M","M","M","M","M",90.64,"PHNL 050153Z 07019G23KT 10SM FEW022 FEW035 SCT100 31/20 A2997 RMK AO2 SLP149 T03060200"]
["PHNL","2019-06-04T21:55:00",79,69.1,71.72,70,11,0,30.05,1017.5,10,"M","FEW","FEW","M","M",2000,6000,"M","M","M","M","M","M","M","M","M",81.55,"PHNL 050753Z 07011KT 10SM FEW020 FEW060 26/21 A3005 RMK AO2 SLP175 VCSH N-E T02610206"]
["PHNL","2019-06-05T00:55:00",75.9,71.1,85.09,0,0,0,30.04,1017.3,10,"M","SCT","SCT","BKN","M",2700,5500,8000,"M","M","M","M","M","M","M","M",77.19,"PHNL 051053Z 00000KT 10SM SCT027 SCT055 BKN080 24/22 A3004 RMK AO2 SLP173 T02440217"]
["PHNL","2019-06-05T09:55:00",82,68,62.62,60,13,0,30.06,1017.9,10,18,"FEW","SCT","M","M",2400,5500,"M","M","M","M","M","M","M","M","M",84.92,"PHNL 051953Z 06013G18KT 10SM FEW024 SCT055 28/20 A3006 RMK AO2 SLP179 T02780200"]
["PHNL","2019-06-05T20:55:00",80.1,70,71.35,"M","M",0,30.05,1017.4,10,"M","FEW","FEW","SCT","M",2200,5000,20000,"M","M","M","M","M","M","M","M","M","PHNL 060653Z 10SM FEW022 FEW050 SCT200 27/21 A3005 RMK AO2 SLP174 T02670211"]
["PHNL","2019-06-06T02:55:00",75.9,70,81.96,30,3,0,30.02,1016.7,10,"M","FEW","SCT","M","M",5000,9000,"M","M","M","M","M","M","M","M","M",77.04,"PHNL 061253Z 03003KT 10SM FEW050 SCT090 24/21 A3002 RMK AO2 SLP167 T02440211"]
["PHNL","2019-06-06T11:55:00",86,68,55.04,150,9,0,30.04,1017,10,"M","FEW","SCT","M","M",2500,4500,"M","M","M","M","M","M","M","M","M",89.41,"PHNL 062153Z 15009KT 10SM FEW025 SCT045 30/20 A3004 RMK AO2 SLP170 T03000200"]
["PHNL","2019-06-06T20:55:00",81,70,69.28,30,4,0,30.04,1017.3,10,"M","FEW","SCT","BKN","M",2500,3800,5500,"M","M","M","M","M","M","M","M",84.5,"PHNL 070653Z 03004KT 10SM FEW025 SCT038 BKN055 27/21 A3004 RMK AO2 SLP173 T02720211"]
["PHNL","2019-06-07T04:55:00",75.9,66.9,73.68,360,3,0,30.01,1016.2,10,"M","FEW","M","M","M",2500,"M","M","M","M","M","M","M","M","M","M",75.9,"PHNL 071453Z 36003KT 10SM FEW025 24/19 A3001 RMK AO2 SLP162 T02440194 55003"]
["PHNL","2019-06-07T05:55:00",75,66.9,75.92,"M",5,0,30.02,1016.5,10,"M","FEW","FEW","M","M",2200,4000,"M","M","M","M","M","M","M","M","M",75,"PHNL 071553Z VRB05KT 10SM FEW022 FEW040 24/19 A3002 RMK AO2 SLP165 T02390194"]
["PHNL","2019-06-07T14:55:00",89.1,64.9,44.8,50,8,0,29.98,1015.3,10,20,"FEW","SCT","M","M",2900,4400,"M","M","M","M","M","M","M","M","M",90.97,"PHNL 080053Z 05008G20KT 10SM FEW029 SCT044 32/18 A2998 RMK AO2 SLP153 T03170183"]
["PHNL","2019-06-08T03:55:00",77,66.9,71.03,40,4,0,29.96,1014.6,10,"M","FEW","FEW","SCT","M",2000,3500,5500,"M","M","M","M","M","M","M","M",77,"PHNL 081353Z 04004KT 10SM FEW020 FEW035 SCT055 25/19 A2996 RMK AO2 SLP146 T02500194"]
["PHNL","2019-06-08T07:55:00",81,66.9,62.28,70,8,0,30,1015.9,10,"M","FEW","FEW","M","M",2500,4000,"M","M","M","M","M","M","M","M","M",83.4,"PHNL 081753Z 07008KT 10SM FEW025 FEW040 27/19 A3000 RMK AO2 SLP159 VCSH NE-E T02720194 10272 20239 51010"]
["PHNL","2019-06-08T16:55:00",87.1,64,46.26,70,12,0,29.94,1013.9,10,18,"FEW","FEW","M","M",2900,4600,"M","M","M","M","M","M","M","M","M",88.42,"PHNL 090253Z 07012G18KT 10SM FEW029 FEW046 31/18 A2994 RMK AO2 SLP139 T03060178 55005"]
["PHNL","2019-06-08T23:55:00",79,66,64.45,90,6,0,30.02,1016.6,10,"M","FEW","FEW","M","M",2400,3500,"M","M","M","M","M","M","M","M","M",81.01,"PHNL 090953Z 09006KT 10SM FEW024 FEW035 26/19 A3002 RMK AO2 SLP166 T02610189 403220239"]
["PHNL","2019-06-09T09:55:00",82.9,69.1,63.16,170,7,0,30.04,1017.1,10,"M","FEW","BKN","M","M",3000,7000,"M","M","M","M","M","M","M","M","M",86.48,"PHNL 091953Z 17007KT 10SM FEW030 BKN070 28/21 A3004 RMK AO2 SLP171 T02830206"]
["PHNL","2019-06-09T17:55:00",84,68,58.69,10,7,0,29.99,1015.4,10,"M","FEW","SCT","BKN","M",2500,4700,6000,"M","M","M","M","M","M","M","M",87.18,"PHNL 100353Z 01007KT 10SM FEW025 SCT047 BKN060 29/20 A2999 RMK AO2 SLP154 T02890200"]
["PHNL","2019-06-09T21:55:00",77,66,68.85,90,7,0,30.06,1017.7,10,"M","FEW","M","M","M",2500,"M","M","M","M","M","M","M","M","M","M",77,"PHNL 100753Z 09007KT 10SM FEW025 25/19 A3006 RMK AO2 SLP177 T02500189"]
["PHNL","2019-06-10T02:55:00",75,68,78.86,310,5,0,30.03,1016.9,10,"M","FEW","M","M","M",2400,"M","M","M","M","M","M","M","M","M","M",75,"PHNL 101253Z 31005KT 10SM FEW024 24/20 A3003 RMK AO2 SLP169 T02390200"]
["PHNL","2019-06-10T11:55:00",89.1,64.9,44.8,90,10,0,30.03,1017,10,"M","FEW","FEW","SCT","M",2800,4400,5500,"M","M","M","M","M","M","M","M",90.97,"PHNL 102153Z 09010KT 10SM FEW028 FEW044 SCT055 32/18 A3003 RMK AO2 SLP170 T03170183"]
["PHNL","2019-06-10T20:55:00",81,66.9,62.28,60,11,0,30.03,1016.8,10,"M","CLR","M","M","M","M","M","M","M","M","M","M","M","M","M","M",83.4,"PHNL 110653Z 06011KT 10SM CLR 27/19 A3003 RMK AO2 SLP168 T02720194"]
["PHNL","2019-06-11T05:55:00",78.1,66,66.39,70,9,0,30.01,1016.3,10,"M","FEW","M","M","M",2400,"M","M","M","M","M","M","M","M","M","M",78.1,"PHNL 111553Z 07009KT 10SM FEW024 26/19 A3001 RMK AO2 SLP163 T02560189"]
["PHNL","2019-06-11T13:55:00",90,63,40.75,90,9,0,29.99,1015.4,10,"M","FEW","SCT","M","M",2600,4700,"M","M","M","M","M","M","M","M","M",90.93,"PHNL 112353Z 09009KT 10SM FEW026 SCT047 32/17 A2999 RMK AO2 SLP154 T03220172 10322 20283 58013 $"]
["PHNL","2019-06-11T22:55:00",79,66,64.45,50,8,0,30.05,1017.6,10,"M","FEW","FEW","M","M",2400,4000,"M","M","M","M","M","M","M","M","M",81.01,"PHNL 120853Z 05008KT 10SM FEW024 FEW040 26/19 A3005 RMK AO2 SLP176 T02610189 51013 $"]
["PHNL","2019-06-12T04:55:00",77,68,73.78,80,8,0,30.02,1016.4,10,"M","FEW","BKN","M","M",2400,5000,"M","M","M","M","M","M","M","M","M",77,"PHNL 121453Z 08008KT 10SM FEW024 BKN050 25/20 A3002 RMK AO2 SLP164 T02500200 55002 $"]
["PHNL","2019-06-12T07:55:00",80.1,68,66.62,100,6,0,30.04,1017.3,10,"M","FEW","FEW","M","M",2500,4500,"M","M","M","M","M","M","M","M","M",82.7,"PHNL 121753Z 10006KT 10SM FEW025 FEW045 27/20 A3004 RMK AO2 SLP173 60000 T02670200 10267 20233 53009 $"]
["PHNL","2019-06-12T16:55:00",87.1,63,44.66,60,13,0,29.97,1014.8,10,19,"FEW","SCT","M","M",2600,4400,"M","M","M","M","M","M","M","M","M",87.96,"PHNL 130253Z 06013G19KT 10SM FEW026 SCT044 31/17 A2997 RMK AO2 SLP148 T03060172 55006 $"]
["PHNL","2019-06-13T00:55:00",79,66.9,66.49,40,7,0,30.01,1016.3,10,"M","FEW","M","M","M",2400,"M","M","M","M","M","M","M","M","M","M",81.16,"PHNL 131053Z 04007KT 10SM FEW024 26/19 A3001 RMK AO2 SLP163 T02610194 $"]
["PHNL","2019-06-13T09:55:00",86,64,47.91,110,8,0,30.03,1016.9,10,"M","FEW","SCT","M","M",2500,4300,"M","M","M","M","M","M","M","M","M",87.31,"PHNL 131953Z 11008KT 10SM FEW025 SCT043 30/18 A3003 RMK AO2 SLP169 T03000178 $"]
["PHNL","2019-06-13T18:55:00",82,62.1,50.97,70,14,0,29.98,1015.2,10,"M","FEW","FEW","SCT","M",2600,10000,25000,"M","M","M","M","M","M","M","M",82.91,"PHNL 140453Z 07014KT 10SM FEW026 FEW100 SCT250 28/17 A2998 RMK AO2 SLP152 T02780167"]
["PHNL","2019-06-13T23:55:00",80.1,64.9,59.83,70,10,0,30.02,1016.7,10,18,"FEW","M","M","M",2600,"M","M","M","M","M","M","M","M","M","M",81.91,"PHNL 140953Z 07010G18KT 10SM FEW026 27/18 A3002 RMK AO2 SLP167 T02670183 403280244"]
["PHNL","2019-06-14T11:55:00",88,62.1,42.05,60,12,0,30.02,1016.4,10,19,"FEW","SCT","M","M",2500,5000,"M","M","M","M","M","M","M","M","M",88.47,"PHNL 142153Z 06012G19KT 10SM FEW025 SCT050 31/17 A3002 RMK AO2 SLP164 T03110167"]
["PHNL","2019-06-14T20:55:00",80.1,64.9,59.83,60,8,0,30.04,1017,10,"M","FEW","M","M","M",2600,"M","M","M","M","M","M","M","M","M","M",81.91,"PHNL 150653Z 06008KT 10SM FEW026 27/18 A3004 RMK AO2 SLP170 T02670183"]
["PHNL","2019-06-14T21:55:00",80.1,64.9,59.83,40,5,0,30.04,1017.2,10,"M","FEW","M","M","M",2500,"M","M","M","M","M","M","M","M","M","M",81.91,"PHNL 150753Z 04005KT 10SM FEW025 27/18 A3004 RMK AO2 SLP172 T02670183"]
["PHNL","2019-06-15T07:55:00",82,64.9,56.24,50,7,0,30.03,1016.8,10,"M","FEW","FEW","M","M",2800,3800,"M","M","M","M","M","M","M","M","M",83.76,"PHNL 151753Z 05007KT 10SM FEW028 FEW038 28/18 A3003 RMK AO2 SLP168 VCSH E T02780183 10278 20244 51007"]
["PHNL","2019-06-15T14:55:00",88,64.9,46.39,40,17,0,29.97,1014.7,10,"M","FEW","FEW","FEW","M",2600,5000,6000,"M","M","M","M","M","M","M","M",89.8,"PHNL 160053Z 04017KT 10SM FEW026 FEW050 FEW060 31/18 A2997 RMK AO2 SLP147 T03110183"]
["PHNL","2019-06-15T23:55:00",80.1,66.9,64.14,70,9,0,30.02,1016.5,10,"M","FEW","FEW","M","M",2500,4300,"M","M","M","M","M","M","M","M","M",82.4,"PHNL 160953Z 07009KT 10SM FEW025 FEW043 27/19 A3002 RMK AO2 SLP165 T02670194 403280244 $"]
["PHNL","2019-06-16T06:55:00",80.1,66,62.17,60,11,0,29.99,1015.6,10,"M","FEW","FEW","M","M",2600,3800,"M","M","M","M","M","M","M","M","M",82.17,"PHNL 161653Z 06011KT 10SM FEW026 FEW038 27/19 A2999 RMK AO2 SLP156 T02670189 $"]
["PHNL","2019-06-16T16:55:00",87.1,64,46.26,80,17,0,29.93,1013.6,10,21,"FEW","FEW","M","M",2500,4400,"M","M","M","M","M","M","M","M","M",88.42,"PHNL 170253Z 08017G21KT 10SM FEW025 FEW044 31/18 A2993 RMK AO2 SLP136 T03060178 56009 $"]
["PHNL","2019-06-17T01:55:00",77,68,73.78,90,6,0,29.97,1014.8,10,"M","FEW","SCT","M","M",2500,6500,"M","M","M","M","M","M","M","M","M",77,"PHNL 171153Z 09006KT 10SM FEW025 SCT065 25/20 A2997 RMK AO2 SLP148 T02500200 10278 20250 58013 $"]
["PHNL","2019-06-17T09:55:00",84.9,68,57.02,160,8,0,29.98,1015.2,10,"M","FEW","FEW","FEW","M",2500,4800,6500,"M","M","M","M","M","M","M","M",88.18,"PHNL 171953Z 16008KT 10SM FEW025 FEW048 FEW065 29/20 A2998 RMK AO2 SLP152 VCSH NE-E T02940200"]
["PHNL","2019-06-17T10:55:00",86,70,58.95,150,15,0,29.98,1015.3,10,"M","FEW","FEW","SCT","M",2600,5000,6000,"M","M","M","M","M","M","M","M",90.73,"PHNL 172053Z 15015KT 10SM FEW026 FEW050 SCT060 30/21 A2998 RMK AO2 SLP153 VCSH NE-E T03000211 55001"]
["PHNL","2019-06-17T19:55:00",80.1,73.9,81.42,40,3,"T",29.99,1015.4,10,"M","FEW","BKN","BKN","M",2600,4300,5000,"M","M","M","M","M","M","M","M",84.64,"PHNL 180553Z 04003KT 10SM FEW026 BKN043 BKN050 27/23 A2999 RMK AO2 RAB32E50 SLP154 P0000 60000 T02670233 10322 20267 53016"]
["PHNL","2019-06-18T07:55:00",78.1,69.1,73.88,80,13,0,30.02,1016.5,10,"M","FEW","SCT","BKN","M",2500,4700,6000,"M","M","M","M","M","M","M","M",80.29,"PHNL 181753Z 08013KT 10SM FEW025 SCT047 BKN060 26/21 A3002 RMK AO2 SLP165 60001 T02560206 10256 20233 53015 $"]
["PHNL","2019-06-18T11:55:00",89.1,66.9,48.03,60,17,0,30.02,1016.5,10,22,"FEW","FEW","M","M",2500,4800,"M","M","M","M","M","M","M","M","M",92.16,"PHNL 182153Z 06017G22KT 10SM FEW025 FEW048 32/19 A3002 RMK AO2 SLP165 T03170194"]
["PHNL","2019-06-18T20:55:00",82,68,62.62,60,11,0,30.02,1016.4,10,"M","FEW","FEW","SCT","M",2500,3800,4800,"M","M","M","M","M","M","M","M",84.92,"PHNL 190653Z 06011KT 10SM FEW025 FEW038 SCT048 28/20 A3002 RMK AO2 SLP164 T02780200"]
["PHNL","2019-06-19T05:55:00",80.1,68,66.62,50,9,0,30.01,1016.1,10,"M","FEW","SCT","BKN","M",2500,4000,7000,"M","M","M","M","M","M","M","M",82.7,"PHNL 191553Z 05009KT 10SM FEW025 SCT040 BKN070 27/20 A3001 RMK AO2 SLP161 T02670200"]
["PHNL","2019-06-19T08:55:00",86,66.9,52.99,60,13,0,30.01,1016.3,10,17,"FEW","FEW","SCT","M",2500,5000,20000,"M","M","M","M","M","M","M","M",88.77,"PHNL 191853Z 06013G17KT 10SM FEW025 FEW050 SCT200 30/19 A3001 RMK AO2 SLP163 VCSH NE-E T03000194 $"]
["PHNL","2019-06-19T22:55:00",80.1,66,62.17,50,9,0,30.02,1016.6,10,"M","FEW","FEW","M","M",2500,3800,"M","M","M","M","M","M","M","M","M",82.17,"PHNL 200853Z 05009KT 10SM FEW025 FEW038 27/19 A3002 RMK AO2 SLP166 T02670189 51014 $"]
["PHNL","2019-06-19T23:55:00",80.1,66.9,64.14,20,5,0,30,1015.9,10,"M","FEW","SCT","M","M",2500,5000,"M","M","M","M","M","M","M","M","M",82.4,"PHNL 200953Z 02005KT 10SM FEW025 SCT050 27/19 A3000 RMK AO2 SLP159 T02670194 403330261 $"]
["PHNL","2019-06-20T07:55:00",82,66,58.43,70,10,0,29.97,1014.7,10,"M","FEW","FEW","SCT","M",2500,4500,25000,"M","M","M","M","M","M","M","M",84.15,"PHNL 201753Z 07010KT 10SM FEW025 FEW045 SCT250 28/19 A2997 RMK AO2 SLP147 T02780189 10278 20250 53009 $"]
["PHNL","2019-06-20T16:55:00",84,66,54.77,70,12,0,29.87,1011.5,10,20,"FEW","FEW","SCT","SCT",2500,4000,5500,25000,"M","M","M","M","M","M","M",86.2,"PHNL 210253Z 07012G20KT 10SM FEW025 FEW040 SCT055 SCT250 29/19 A2987 RMK AO2 SLP115 T02890189 56013 $"]
["PHNL","2019-06-21T01:55:00",78.1,69.1,73.88,70,4,0,29.9,1012.3,10,"M","FEW","FEW","M","M",3300,6000,"M","M","M","M","M","M","M","M","M",80.29,"PHNL 211153Z 07004KT 10SM FEW033 FEW060 26/21 A2990 RMK AO2 SLP123 T02560206 10272 20250 58012 $"]
["PHNL","2019-06-21T06:55:00",78.1,69.1,73.88,30,3,0,29.92,1013,10,"M","FEW","FEW","SCT","M",2500,5000,6000,"M","M","M","M","M","M","M","M",80.29,"PHNL 211653Z 03003KT 10SM FEW025 FEW050 SCT060 26/21 A2992 RMK AO2 SLP130 VCSH NE-E T02560206 $"]
["PHNL","2019-06-21T17:55:00",78.1,73,84.36,210,3,0.06,29.91,1012.8,10,"M","FEW","SCT","BKN","M",2200,3500,6000,"M","M","M","M","M","M","M","M",80.6,"PHNL 220353Z 21003KT 10SM FEW022 SCT035 BKN060 26/23 A2991 RMK AO2 RAB0256E33 SLP128 VCSH S-W P0006 T02560228"]
["PHNL","2019-06-22T02:55:00",71.1,69.1,93.4,360,4,0,29.97,1014.7,10,"M","FEW","FEW","M","M",2400,3600,"M","M","M","M","M","M","M","M","M",72.3,"PHNL 221253Z 36004KT 10SM FEW024 FEW036 22/21 A2997 RMK AO2 SLP147 T02170206"]
["PHNL","2019-06-22T11:55:00",82,73,74.24,150,9,0,30.02,1016.5,10,"M","FEW","SCT","BKN","M",2500,5000,6500,"M","M","M","M","M","M","M","M",87.39,"PHNL 222153Z 15009KT 10SM FEW025 SCT050 BKN065 28/23 A3002 RMK AO2 SLP165 T02780228"]
["PHNL","2019-06-22T17:55:00",84.9,73,67.61,160,7,0,30.02,1016.4,10,"M","FEW","FEW","SCT","SCT",2500,4000,6500,14000,"M","M","M","M","M","M","M",91.6,"PHNL 230353Z 16007KT 10SM FEW025 FEW040 SCT065 SCT140 29/23 A3002 RMK AO2 SLP164 T02940228"]
["PHNL","2019-06-22T20:55:00",82,73,74.24,140,4,0,30.07,1018.1,10,"M","FEW","SCT","SCT","M",2500,6500,14000,"M","M","M","M","M","M","M","M",87.39,"PHNL 230653Z 14004KT 10SM FEW025 SCT065 SCT140 28/23 A3007 RMK AO2 SLP181 T02780228"]
["PHNL","2019-06-23T04:55:00",77,70,79.02,0,0,0,30.03,1016.9,10,"M","FEW","M","M","M",2500,"M","M","M","M","M","M","M","M","M","M",78.11,"PHNL 231453Z 00000KT 10SM FEW025 25/21 A3003 RMK AO2 SLP169 T02500211 55000"]
["PHNL","2019-06-23T15:55:00",86,73.9,67.27,180,7,0,30.03,1017,10,"M","FEW","SCT","BKN","M",2200,3800,5500,"M","M","M","M","M","M","M","M",93.91,"PHNL 240153Z 18007KT 10SM FEW022 SCT038 BKN055 30/23 A3003 RMK AO2 SLP170 VCSH NE AND NW T03000233 $"]
["PHNL","2019-06-23T21:55:00",82.9,73,72.11,110,7,0,30.06,1017.8,10,"M","FEW","BKN","M","M",1600,2900,"M","M","M","M","M","M","M","M","M",88.75,"PHNL 240753Z 11007KT 10SM FEW016 BKN029 28/23 A3006 RMK AO2 SLP178 T02830228 $"]
["PHNL","2019-06-24T04:15:00",78.1,75,90.21,320,5,0,29.98,"M",10,"M","SCT","BKN","M","M",2500,3500,"M","M","M","M","M","M","M","M","M",80.74,"PHNL 241411Z 32005KT 10SM SCT025 BKN035 26/24 A2998 RMK AO2 T02560239 $"]
["PHNL","2019-06-24T09:55:00",81,75.9,84.53,110,8,"T",30.01,1016.2,5,"M","FEW","SCT","BKN","M",1200,2200,2800,"M",{"$f":"-RA","v":{"$error":"#NAME?"}},"M","M","M","M","M","M",87.33,"PHNL 241953Z 11008KT 5SM -RA FEW012 SCT022 BKN028 27/24 A3001 RMK AO2 VIS 2 1/2 RWY04R RAB45 SLP162 P0000 T02720244 $"]
["PHNL","2019-06-24T18:55:00",78.1,73,84.36,180,5,0,29.94,1013.6,10,"M","FEW","OVC","M","M",2200,4100,"M","M","M","M","M","M","M","M","M",80.6,"PHNL 250453Z 18005KT 10SM FEW022 OVC041 26/23 A2994 RMK AO2 SLP136 T02560228"]
["PHNL","2019-06-24T19:55:00",77,73.9,90.17,150,4,0,29.95,1014,10,"M","FEW","SCT","OVC","M",1800,3500,5000,"M","M","M","M","M","M","M","M",78.64,"PHNL 250553Z 15004KT 10SM FEW018 SCT035 OVC050 25/23 A2995 RMK AO2 SLP140 T02500233 10278 20250 53009"]
["PHNL","2019-06-25T04:00:00",80.1,77,90.29,230,4,"T",29.89,"M",7,"M","BKN","OVC","M","M",700,2500,"M","M",{"$f":"-TSRA","v":{"$error":"#NAME?"}},"M","M","M","M","M","M",85.96,"PHNL 251355Z 23004KT 7SM -TSRA BKN007 OVC025 26/25 A2989 RMK AO2 P0000 T02670250 $"]
["PHNL","2019-06-25T05:55:00",79,72,79.17,0,0,"T",29.88,1011.9,8,"M","FEW","BKN","M","M",500,1500,"M","M","TS","M","M","M","M","M","M",82.12,"PHNL 251553Z 00000KT 8SM TS FEW005 BKN015CB 26/22 A2988 RMK AO2 RAE08 SLP119 OCNL LTGICCC VC SW TS VC SW MOV NE P0000 T02610222 $"]
["PHNL","2019-06-25T11:40:00",79,75.9,90.25,200,9,0.04,29.87,"M",8,"M","FEW","SCT","BKN","M",1000,1700,2500,"M","RA","M","M","M","M","M","M",83,"PHNL 252138Z 20009KT 8SM RA FEW010 SCT017 BKN025 26/24 A2987 RMK AO2 VIS W 2 P0004 T02610244 $"]
["PHNL","2019-06-25T16:55:00",77,75,93.56,80,4,0.11,29.81,1009.5,2,"M","SCT","BKN","OVC","M",800,2000,3300,"M",{"$f":"-RA BR","v":{"$error":"#NAME?"}},"M","M","M","M","M","M",78.8,"PHNL 260253Z 08004KT 2SM -RA BR SCT008 BKN020 OVC033 25/24 A2981 RMK AO2 SLP095 P0011 60017 T02500239 56011"]
["PHNL","2019-06-25T20:40:00",73.9,73,97.02,340,3,1.43,29.88,"M",0.75,"M","FEW","BKN","OVC","M",500,1200,2500,"M",{"$f":"+TSRA BR","v":{"$error":"#NAME?"}},"M","M","M","M","M","M",75.55,"PHNL 260639Z 34003KT 3/4SM +TSRA BR FEW005 BKN012CB OVC025 23/23 A2988 RMK AO2 TSB39 OCNL LTGIC OHD TS OHD MOV NE P0143 T02330228"]
["PHNL","2019-06-26T03:55:00",73,70,90.32,100,5,0.33,29.86,1011.1,6,"M","BKN","OVC","M","M",9000,11000,"M","M",{"$f":"+RA BR","v":{"$error":"#NAME?"}},"M","M","M","M","M","M",74.25,"PHNL 261353Z 10005KT 6SM +RA BR BKN090 OVC110 23/21 A2986 RMK AO2 SLP111 P0033 T02280211 $"]
["PHNL","2019-06-26T11:55:00",81,69.1,67.18,0,0,0,29.89,1012.1,10,"M","FEW","SCT","BKN","OVC",2000,3500,10000,20000,"M","M","M","M","M","M","M",84.16,"PHNL 262153Z 00000KT 10SM FEW020 SCT035 BKN100 OVC200 27/21 A2989 RMK AO2 SLP121 T02720206"]
["PHNL","2019-06-26T15:55:00",81,73.9,79.06,140,4,"T",29.85,1010.7,10,"M","FEW","SCT","BKN","BKN",1500,4000,10000,13000,{"$f":"-RA","v":{"$error":"#NAME?"}},"M","M","M","M","M","M",86.25,"PHNL 270153Z 14004KT 10SM -RA FEW015 SCT040 BKN100 BKN130 27/23 A2985 RMK AO2 RAB53 SLP107 P0000 T02720233"]
["PHNL","2019-06-26T20:55:00",79,75,87.58,90,4,0,29.9,1012.4,10,"M","SCT","BKN","M","M",2200,3300,"M","M","M","M","M","M","M","M","M",82.79,"PHNL 270653Z 09004KT 10SM SCT022 BKN033 26/24 A2990 RMK AO2 SLP124 T02610239"]
["PHNL","2019-06-27T02:50:00",80.6,73.4,78.76,110,6,0,29.86,"M",10,"M","SCT","BKN","OVC","M",1800,2500,4200,"M","M","M","M","M","M","M","M",85.32,"PHNL 271249Z 11006KT 10SM SCT018 BKN025 OVC042 27/23 A2986 RMK AO2 CIG 019 RWY04R"]
["PHNL","2019-06-27T09:55:00",80.1,73.9,81.42,140,14,"T",29.93,1013.4,10,"M","FEW","SCT","BKN","M",1500,2500,3200,"M",{"$f":"-RA","v":{"$error":"#NAME?"}},"M","M","M","M","M","M",84.64,"PHNL 271953Z 14014KT 10SM -RA FEW015 SCT025 BKN032 27/23 A2993 RMK AO2 RAB29 SLP134 P0000 T02670233"]
["PHNL","2019-06-27T16:55:00",84,73.9,71.73,130,15,0,29.88,1011.7,10,19,"FEW","FEW","SCT","BKN",1500,3900,5500,20000,"M","M","M","M","M","M","M",91.04,"PHNL 280253Z 13015G19KT 10SM FEW015 FEW039 SCT055 BKN200 29/23 A2988 RMK AO2 SLP117 T02890233 56008"]
["PHNL","2019-06-28T01:55:00",79,72,79.17,10,3,0,29.95,1014.1,10,"M","FEW","BKN","M","M",2500,4400,"M","M","M","M","M","M","M","M","M",82.12,"PHNL 281153Z 01003KT 10SM FEW025 BKN044 26/22 A2995 RMK AO2 SLP141 60000 T02610222 10278 20256 58014"]
["PHNL","2019-06-28T07:55:00",81,71.1,71.92,"M",3,0,29.99,1015.5,10,"M","FEW","SCT","BKN","M",2000,4000,15000,"M","M","M","M","M","M","M","M",84.95,"PHNL 281753Z VRB03KT 10SM FEW020 SCT040 BKN150 27/22 A2999 RMK AO2 SLP155 T02720217 10272 20256 51013"]
["PHNL","2019-06-28T18:55:00",81,70,69.28,50,11,0,29.96,1014.4,10,"M","FEW","SCT","BKN","M",2400,4000,19000,"M","M","M","M","M","M","M","M",84.5,"PHNL 290453Z 05011KT 10SM FEW024 SCT040 BKN190 27/21 A2996 RMK AO2 SLP144 T02720211"]
["PHNL","2019-06-28T19:55:00",81,69.1,67.18,60,7,0,29.98,1015.3,10,"M","FEW","SCT","BKN","M",2300,3800,5000,"M","M","M","M","M","M","M","M",84.16,"PHNL 290553Z 06007KT 10SM FEW023 SCT038 BKN050 27/21 A2998 RMK AO2 SLP153 60000 T02720206 10294 20272 53017"]
["PHNL","2019-06-29T04:55:00",77,70,79.02,60,4,0,29.95,1014.2,10,"M","FEW","FEW","M","M",2200,5000,"M","M","M","M","M","M","M","M","M",78.11,"PHNL 291453Z 06004KT 10SM FEW022 FEW050 25/21 A2995 RMK AO2 SLP142 T02500211 56006"]
["PHNL","2019-06-29T12:55:00",88,66,48.2,30,11,0,29.96,1014.4,10,"M","FEW","SCT","BKN","M",2500,4000,7000,"M","M","M","M","M","M","M","M",90.41,"PHNL 292253Z 03011KT 10SM FEW025 SCT040 BKN070 31/19 A2996 RMK AO2 SLP144 T03110189"]
["PHNL","2019-06-29T21:55:00",80.1,68,66.62,60,10,0,29.97,1014.9,10,"M","FEW","M","M","M",2500,"M","M","M","M","M","M","M","M","M","M",82.7,"PHNL 300753Z 06010KT 10SM FEW025 27/20 A2997 RMK AO2 SLP149 T02670200"]
["PHNL","2019-06-30T06:55:00",78.1,69.1,73.88,10,3,0,29.95,1014.1,10,"M","FEW","FEW","SCT","M",2500,3800,5500,"M","M","M","M","M","M","M","M",80.29,"PHNL 301653Z 01003KT 10SM FEW025 FEW038 SCT055 26/21 A2995 RMK AO2 SLP141 T02560206"]
["PHNL","2019-06-30T11:55:00",84,72,67.28,150,9,0,29.94,1013.9,10,"M","FEW","SCT","SCT","BKN",2900,4100,6000,18000,"M","M","M","M","M","M","M",89.62,"PHNL 302153Z 15009KT 10SM FEW029 SCT041 SCT060 BKN180 29/22 A2994 RMK AO2 SLP139 VCSH W-NW-N-E T02890222"]
["PHNL","2019-06-30T22:55:00",79,70,73.97,50,4,0,30.01,1016.1,10,"M","FEW","SCT","BKN","M",2400,4000,7000,"M","M","M","M","M","M","M","M",81.72,"PHNL 010853Z 05004KT 10SM FEW024 SCT040 BKN070 26/21 A3001 RMK AO2 SLP161 T02610211 51014"]
["PHNL","2019-07-01T07:55:00",81,70,69.28,10,5,0,30,1015.8,10,"M","FEW","SCT","BKN","M",2300,4000,7000,"M","M","M","M","M","M","M","M",84.5,"PHNL 011753Z 01005KT 10SM FEW023 SCT040 BKN070 27/21 A3000 RMK AO2 SLP158 VCSH NE T02720211 10272 20250 53013"]
["PHNL","2019-07-01T09:55:00",84.9,70,61.06,70,6,0,30,1015.8,10,"M","FEW","SCT","SCT","M",2500,4500,8000,"M","M","M","M","M","M","M","M",89.4,"PHNL 011953Z 07006KT 10SM FEW025 SCT045 SCT080 29/21 A3000 RMK AO2 SLP158 VCSH NE T02940211"]
["PHNL","2019-07-01T16:55:00",87.1,68,53.15,80,14,0,29.94,1013.7,10,"M","FEW","SCT","M","M",2500,4100,"M","M","M","M","M","M","M","M","M",90.64,"PHNL 020253Z 08014KT 10SM FEW025 SCT041 31/20 A2994 RMK AO2 SLP137 T03060200 56007"]
["PHNL","2019-07-02T01:55:00",79,70,73.97,20,4,0,29.99,1015.6,10,"M","FEW","M","M","M",2400,"M","M","M","M","M","M","M","M","M","M",81.72,"PHNL 021153Z 02004KT 10SM FEW024 26/21 A2999 RMK AO2 SLP156 T02610211 10278 20261 58009"]
["PHNL","2019-07-02T08:55:00",82.9,70,65.13,80,7,0,30.02,1016.4,10,"M","FEW","SCT","M","M",2500,4500,"M","M","M","M","M","M","M","M","M",86.95,"PHNL 021853Z 08007KT 10SM FEW025 SCT045 28/21 A3002 RMK AO2 SLP164 T02830211"]
["PHNL","2019-07-02T18:55:00",82.9,66.9,58.55,70,8,0,29.95,1014.2,10,"M","FEW","FEW","FEW","M",2600,3800,5500,"M","M","M","M","M","M","M","M",85.45,"PHNL 030453Z 07008KT 10SM FEW026 FEW038 FEW055 28/19 A2995 RMK AO2 SLP142 T02830194"]
["PHNL","2019-07-03T03:55:00",75.9,68,76.53,330,5,0,29.96,1014.4,10,"M","FEW","M","M","M",2400,"M","M","M","M","M","M","M","M","M","M",75.9,"PHNL 031353Z 33005KT 10SM FEW024 24/20 A2996 RMK AO2 SLP144 T02440200 $"]
["PHNL","2019-07-03T11:55:00",84,69.1,60.95,140,12,0,29.96,1014.4,10,"M","FEW","SCT","SCT","M",2500,4300,5500,"M","M","M","M","M","M","M","M",87.78,"PHNL 032153Z 14012KT 10SM FEW025 SCT043 SCT055 29/21 A2996 RMK AO2 WSHFT 2109 SLP144 T02890206"]
["PHNL","2019-07-03T19:55:00",81,68,64.69,80,10,0,29.94,1013.8,10,"M","FEW","BKN","BKN","M",2600,4800,6500,"M","M","M","M","M","M","M","M",83.76,"PHNL 040553Z 08010KT 10SM FEW026 BKN048 BKN065 27/20 A2994 RMK AO2 SLP138 T02720200 10311 20272 53016"]
["PHNL","2019-07-03T20:55:00",80.1,68,66.62,80,11,0,29.95,1014.2,10,"M","FEW","FEW","SCT","M",2600,4600,6500,"M","M","M","M","M","M","M","M",82.7,"PHNL 040653Z 08011KT 10SM FEW026 FEW046 SCT065 27/20 A2995 RMK AO2 SLP142 T02670200"]
["PHNL","2019-07-04T05:55:00",75,69.1,81.9,0,0,0,29.92,1013,10,"M","FEW","FEW","M","M",2000,6000,"M","M","M","M","M","M","M","M","M",76.05,"PHNL 041553Z 00000KT 10SM FEW020 FEW060 24/21 A2992 RMK AO2 SLP130 T02390206"]
["PHNL","2019-07-04T18:55:00",81,71.1,71.92,30,10,0,29.91,1012.8,10,"M","FEW","SCT","BKN","BKN",2200,4600,6500,15000,"M","M","M","M","M","M","M",84.95,"PHNL 050453Z 03010KT 10SM FEW022 SCT046 BKN065 BKN150 27/22 A2991 RMK AO2 SLP128 VCSH N-NE-E SHRA DSNT NW T02720217"]
["PHNL","2019-07-04T22:55:00",80.1,71.1,74.07,20,4,0,29.95,1014.1,10,"M","FEW","BKN","BKN","M",2500,4900,6500,"M","M","M","M","M","M","M","M",83.64,"PHNL 050853Z 02004KT 10SM FEW025 BKN049 BKN065 27/22 A2995 RMK AO2 SLP141 T02670217 51008"]
["PHNL","2019-07-05T07:55:00",82,71.1,69.62,320,4,0,29.96,1014.4,10,"M","FEW","FEW","SCT","M",2500,5000,7000,"M","M","M","M","M","M","M","M",86.35,"PHNL 051753Z 32004KT 10SM FEW025 FEW050 SCT070 28/22 A2996 RMK AO2 SLP144 T02780217 10278 20250 53012"]
["PHNL","2019-07-05T17:55:00",84,72,67.28,150,8,0,29.95,1014,10,"M","FEW","SCT","BKN","M",2400,3800,5500,"M","M","M","M","M","M","M","M",89.62,"PHNL 060353Z 15008KT 10SM FEW024 SCT038 BKN055 29/22 A2995 RMK AO2 SLP140 T02890222"]
["PHNL","2019-07-06T00:55:00",79,71.1,76.79,360,3,0,30.01,1016.2,10,"M","FEW","SCT","M","M",2600,4600,"M","M","M","M","M","M","M","M","M",81.94,"PHNL 061053Z 36003KT 10SM FEW026 SCT046 26/22 A3001 RMK AO2 SLP162 T02610217"]
["PHNL","2019-07-06T09:55:00",88,66,48.2,60,8,0,30.04,1017.1,10,"M","FEW","FEW","FEW","M",2600,4700,6000,"M","M","M","M","M","M","M","M",90.41,"PHNL 061953Z 06008KT 10SM FEW026 FEW047 FEW060 31/19 A3004 RMK AO2 SLP171 T03110189"]
["PHNL","2019-07-06T10:55:00",89.1,66,46.55,70,10,0,30.04,1017.1,10,"M","FEW","FEW","FEW","M",2500,4900,5500,"M","M","M","M","M","M","M","M",91.6,"PHNL 062053Z 07010KT 10SM FEW025 FEW049 FEW055 32/19 A3004 RMK AO2 SLP171 T03170189 52001"]
["PHNL","2019-07-06T22:55:00",81,69.1,67.18,50,10,0,30.06,1017.7,10,"M","FEW","M","M","M",3300,"M","M","M","M","M","M","M","M","M","M",84.16,"PHNL 070853Z 05010KT 10SM FEW033 27/21 A3006 RMK AO2 SLP177 T02720206 51010"]
["PHNL","2019-07-07T03:55:00",80.1,68,66.62,50,12,0,30,1015.8,10,19,"FEW","SCT","M","M",2300,3800,"M","M","M","M","M","M","M","M","M",82.7,"PHNL 071353Z 05012G19KT 10SM FEW023 SCT038 27/20 A3000 RMK AO2 SLP158 T02670200"]
["PHNL","2019-07-07T12:55:00",89.1,66.9,48.03,40,12,0,30.02,1016.7,10,20,"FEW","SCT","SCT","M",2500,4800,6000,"M","M","M","M","M","M","M","M",92.16,"PHNL 072253Z 04012G20KT 10SM FEW025 SCT048 SCT060 32/19 A3002 RMK AO2 SLP167 T03170194"]
["PHNL","2019-07-07T21:55:00",82,69.1,65.03,60,14,0,30.03,1016.8,10,19,"FEW","FEW","M","M",2900,3600,"M","M","M","M","M","M","M","M","M",85.39,"PHNL 080753Z 06014G19KT 10SM FEW029 FEW036 28/21 A3003 RMK AO2 SLP168 T02780206"]
["PHNL","2019-07-08T05:55:00",80.1,70,71.35,30,6,0,29.98,1015.3,10,"M","FEW","SCT","SCT","M",2300,4000,6000,"M","M","M","M","M","M","M","M",83.28,"PHNL 081553Z 03006KT 10SM FEW023 SCT040 SCT060 27/21 A2998 RMK AO2 SLP153 T02670211"]
["PHNL","2019-07-08T14:55:00",87.1,73.9,64.95,50,13,"T",29.95,1014.1,10,20,"SCT","BKN","M","M",2500,3500,"M","M","M","M","M","M","M","M","M",95.42,"PHNL 090053Z 05013G20KT 10SM SCT025 BKN035 31/23 A2995 RMK AO2 RAE2358 SLP141 P0000 T03060233"]
["PHNL","2019-07-08T19:55:00",82.9,73,72.11,60,16,0,29.97,1014.7,10,21,"FEW","SCT","BKN","M",2400,3600,4900,"M","M","M","M","M","M","M","M",88.75,"PHNL 090553Z 06016G21KT 10SM FEW024 SCT036 BKN049 28/23 A2997 RMK AO2 SLP147 60000 T02830228 10311 20283 51010"]
["PHNL","2019-07-08T22:55:00",82.9,73,72.11,60,8,0,30,1015.8,10,17,"FEW","SCT","M","M",2500,5000,"M","M","M","M","M","M","M","M","M",88.75,"PHNL 090853Z 06008G17KT 10SM FEW025 SCT050 28/23 A3000 RMK AO2 SLP158 T02830228 51010"]
["PHNL","2019-07-09T07:55:00",84.9,72,65.36,60,11,0,30.02,1016.5,10,"M","FEW","BKN","M","M",2400,6000,"M","M","M","M","M","M","M","M","M",90.82,"PHNL 091753Z 06011KT 10SM FEW024 BKN060 29/22 A3002 RMK AO2 SLP165 VCSH NE T02940222 10294 20267 53019"]
["PHNL","2019-07-09T18:55:00",84.9,70,61.06,80,11,0,30.01,1016.2,10,"M","FEW","SCT","M","M",2300,3600,"M","M","M","M","M","M","M","M","M",89.4,"PHNL 100453Z 08011KT 10SM FEW023 SCT036 29/21 A3001 RMK AO2 SLP162 VCSH NE T02940211"]
["PHNL","2019-07-10T00:55:00",80.1,72,76.36,0,0,0,30.04,1017.1,10,"M","FEW","FEW","M","M",2500,4500,"M","M","M","M","M","M","M","M","M",83.94,"PHNL 101053Z 00000KT 10SM FEW025 FEW045 27/22 A3004 RMK AO2 SLP171 T02670222"]
["PHNL","2019-07-10T09:55:00",87.1,68,53.15,50,13,0,30.05,1017.7,10,"M","FEW","FEW","M","M",2500,4500,"M","M","M","M","M","M","M","M","M",90.64,"PHNL 101953Z 05013KT 10SM FEW025 FEW045 31/20 A3005 RMK AO2 SLP177 T03060200"]
["PHNL","2019-07-10T18:55:00",84,66.9,56.51,40,11,0,30.02,1016.4,10,"M","FEW","FEW","M","M",2500,5000,"M","M","M","M","M","M","M","M","M",86.62,"PHNL 110453Z 04011KT 10SM FEW025 FEW050 29/19 A3002 RMK AO2 SLP164 T02890194"]
["PHNL","2019-07-10T23:55:00",81,69.1,67.18,70,7,0,30.05,1017.4,10,"M","FEW","FEW","M","M",2500,4500,"M","M","M","M","M","M","M","M","M",84.16,"PHNL 110953Z 07007KT 10SM FEW025 FEW045 27/21 A3005 RMK AO2 SLP174 T02720206 403280256"]
["PHNL","2019-07-11T11:55:00",89.1,69.1,51.8,80,11,0,30.03,1016.7,10,18,"FEW","SCT","M","M",2500,3900,"M","M","M","M","M","M","M","M","M",93.71,"PHNL 112153Z 08011G18KT 10SM FEW025 SCT039 32/21 A3003 RMK AO2 SLP167 T03170206"]
["PHNL","2019-07-11T12:55:00",89.1,66,46.55,50,10,0,30.01,1016.3,10,19,"FEW","SCT","M","M",2500,4000,"M","M","M","M","M","M","M","M","M",91.6,"PHNL 112253Z 05010G19KT 10SM FEW025 SCT040 32/19 A3001 RMK AO2 SLP163 T03170189"]
["PHNL","2019-07-11T22:55:00",81,69.1,67.18,60,8,0,30.03,1017,10,"M","FEW","FEW","M","M",2400,4500,"M","M","M","M","M","M","M","M","M",84.16,"PHNL 120853Z 06008KT 10SM FEW024 FEW045 27/21 A3003 RMK AO2 SLP170 T02720206 53008"]
["PHNL","2019-07-12T05:55:00",79,66.9,66.49,70,6,0,29.97,1014.8,10,"M","FEW","FEW","M","M",2300,4200,"M","M","M","M","M","M","M","M","M",81.16,"PHNL 121553Z 07006KT 10SM FEW023 FEW042 26/19 A2997 RMK AO2 SLP148 T02610194"]
["PHNL","2019-07-12T14:55:00",89.1,66.9,48.03,70,11,0,29.93,1013.5,10,18,"FEW","FEW","SCT","M",2500,4300,5500,"M","M","M","M","M","M","M","M",92.16,"PHNL 130053Z 07011G18KT 10SM FEW025 FEW043 SCT055 32/19 A2993 RMK AO2 SLP135 T03170194"]
["PHNL","2019-07-12T21:55:00",81,66.9,62.28,60,13,0,29.99,1015.6,10,"M","FEW","FEW","M","M",2400,4000,"M","M","M","M","M","M","M","M","M",83.4,"PHNL 130753Z 06013KT 10SM FEW024 FEW040 27/19 A2999 RMK AO2 SLP156 T02720194"]
["PHNL","2019-07-13T07:55:00",81,69.1,67.18,60,10,0,29.99,1015.5,10,"M","FEW","FEW","FEW","M",2600,4100,5500,"M","M","M","M","M","M","M","M",84.16,"PHNL 131753Z 06010KT 10SM FEW026 FEW041 FEW055 27/21 A2999 RMK AO2 SLP155 VCSH NE-E 60000 T02720206 10272 20256 51011"]
["PHNL","2019-07-13T16:55:00",87.1,66,49.6,60,16,0,29.95,1014,10,"M","FEW","FEW","M","M",2800,5000,"M","M","M","M","M","M","M","M","M",89.44,"PHNL 140253Z 06016KT 10SM FEW028 FEW050 31/19 A2995 RMK AO2 SLP140 T03060189 56008"]
["PHNL","2019-07-13T20:55:00",81,68,64.69,60,10,0,30,1015.8,10,"M","FEW","FEW","M","M",2400,4000,"M","M","M","M","M","M","M","M","M",83.76,"PHNL 140653Z 06010KT 10SM FEW024 FEW040 27/20 A3000 RMK AO2 SLP158 T02720200"]
["PHNL","2019-07-14T01:55:00",80.1,68,66.62,70,10,0,29.99,1015.4,10,"M","FEW","SCT","M","M",2300,4000,"M","M","M","M","M","M","M","M","M",82.7,"PHNL 141153Z 07010KT 10SM FEW023 SCT040 27/20 A2999 RMK AO2 SLP154 T02670200 10278 20267 56012"]
["PHNL","2019-07-14T10:55:00",87.1,64.9,47.73,50,12,0,30.02,1016.6,10,20,"FEW","SCT","M","M",2500,6000,"M","M","M","M","M","M","M","M","M",88.86,"PHNL 142053Z 05012G20KT 10SM FEW025 SCT060 31/18 A3002 RMK AO2 SLP166 T03060183 50002"]
["PHNL","2019-07-14T19:55:00",82,68,62.62,70,12,0,29.99,1015.5,10,19,"FEW","FEW","SCT","M",2400,3800,5500,"M","M","M","M","M","M","M","M",84.92,"PHNL 150553Z 07012G19KT 10SM FEW024 FEW038 SCT055 28/20 A2999 RMK AO2 SLP155 T02780200 10328 20278 53011"]
["PHNL","2019-07-15T01:55:00",80.1,69.1,69.18,60,13,0,29.99,1015.4,10,"M","FEW","SCT","M","M",2500,4200,"M","M","M","M","M","M","M","M","M",83.01,"PHNL 151153Z 06013KT 10SM FEW025 SCT042 27/21 A2999 RMK AO2 SLP154 T02670206 10283 20267 58010"]
["PHNL","2019-07-15T12:55:00",89.1,69.1,51.8,60,11,0,29.98,1015.2,10,18,"FEW","SCT","SCT","M",2400,3700,5000,"M","M","M","M","M","M","M","M",93.71,"PHNL 152253Z 06011G18KT 10SM FEW024 SCT037 SCT050 32/21 A2998 RMK AO2 SLP152 T03170206"]
["PHNL","2019-07-15T21:55:00",82,70,67.06,60,13,0,29.98,1015.1,10,"M","FEW","FEW","M","M",2200,3500,"M","M","M","M","M","M","M","M","M",85.81,"PHNL 160753Z 06013KT 10SM FEW022 FEW035 28/21 A2998 RMK AO2 SLP151 T02780211"]
["PHNL","2019-07-16T00:55:00",81,69.1,67.18,60,9,0,29.96,1014.6,10,"M","FEW","M","M","M",2500,"M","M","M","M","M","M","M","M","M","M",84.16,"PHNL 161053Z 06009KT 10SM FEW025 27/21 A2996 RMK AO2 SLP146 T02720206"]
["PHNL","2019-07-16T14:55:00",89.1,68,49.88,70,18,0,29.95,1014.1,10,27,"FEW","FEW","SCT","M",2500,4000,5000,"M","M","M","M","M",27,80,"2019-07-17T00:52:00",92.9,"PHNL 170053Z 07018G27KT 10SM FEW025 FEW040 SCT050 32/20 A2995 RMK AO2 PK WND 08027/0052 SLP141 T03170200"]
["PHNL","2019-07-16T15:55:00",89.1,68,49.88,70,17,0,29.93,1013.5,10,"M","FEW","FEW","M","M",2400,5000,"M","M","M","M","M","M","M","M","M",92.9,"PHNL 170153Z 07017KT 10SM FEW024 FEW050 32/20 A2993 RMK AO2 SLP135 T03170200"]
["PHNL","2019-07-16T23:55:00",81,71.1,71.92,80,10,0,30,1015.9,10,"M","FEW","SCT","BKN","M",2400,3700,4500,"M","M","M","M","M","M","M","M",84.95,"PHNL 170953Z 08010KT 10SM FEW024 SCT037 BKN045 27/22 A3000 RMK AO2 SLP159 T02720217 403330261"]
["PHNL","2019-07-17T08:55:00",84.9,69.1,59.21,60,14,0,29.99,1015.6,10,"M","FEW","FEW","M","M",2500,4500,"M","M","M","M","M","M",26,70,"2019-07-17T18:19:00",88.83,"PHNL 171853Z 06014KT 10SM FEW025 FEW045 29/21 A2999 RMK AO2 PK WND 07026/1819 SLP156 T02940206"]
["PHNL","2019-07-17T17:55:00",84.9,68,57.02,50,14,0,29.98,1015.2,10,22,"FEW","FEW","M","M",2500,4800,"M","M","M","M","M","M","M","M","M",88.18,"PHNL 180353Z 05014G22KT 10SM FEW025 FEW048 29/20 A2998 RMK AO2 SLP152 T02940200"]
["PHNL","2019-07-18T02:55:00",81,69.1,67.18,40,7,0,30.02,1016.6,10,"M","FEW","FEW","BKN","M",3800,4500,6000,"M","M","M","M","M","M","M","M",84.16,"PHNL 181253Z 04007KT 10SM FEW038 FEW045 BKN060 27/21 A3002 RMK AO2 SLP166 T02720206"]
["PHNL","2019-07-18T07:55:00",81,68,64.69,70,17,0,30.04,1017.2,10,23,"FEW","SCT","BKN","M",2300,3500,5000,"M","M","M","M","M","M","M","M",83.76,"PHNL 181753Z 07017G23KT 10SM FEW023 SCT035 BKN050 27/20 A3004 RMK AO2 SLP172 VCSH N-E T02720200 10278 20267 53010"]
["PHNL","2019-07-18T19:55:00",82.9,70,65.13,60,12,0,30.01,1016.1,10,19,"FEW","FEW","SCT","M",2500,3600,5000,"M","M","M","M","M","M","M","M",86.95,"PHNL 190553Z 06012G19KT 10SM FEW025 FEW036 SCT050 28/21 A3001 RMK AO2 SLP161 T02830211 10322 20283 53009"]
["PHNL","2019-07-19T04:55:00",80.1,72,76.36,70,8,"T",29.97,1014.8,10,"M","FEW","SCT","SCT","M",2000,3300,4800,"M","M","M","M","M","M","M","M",83.94,"PHNL 191453Z 07008KT 10SM FEW020 SCT033 SCT048 27/22 A2997 RMK AO2 RAB1354E14 SLP148 VCSH NE-E P0000 60000 T02670222 55008"]
["PHNL","2019-07-19T10:55:00",88,70,55.32,50,14,0,30,1015.8,10,"M","FEW","SCT","BKN","M",2400,4000,6500,"M","M","M","M","M","M","M","M",93.11,"PHNL 192053Z 05014KT 10SM FEW024 SCT040 BKN065 31/21 A3000 RMK AO2 SLP158 T03110211 50001"]
["PHNL","2019-07-19T13:55:00",90,69.1,50.36,60,18,0,29.96,1014.6,10,26,"FEW","SCT","M","M",2500,4000,"M","M","M","M","M","M",27,60,"2019-07-19T22:59:00",94.76,"PHNL 192353Z 06018G26KT 10SM FEW025 SCT040 32/21 A2996 RMK AO2 PK WND 06027/2259 SLP146 T03220206 10322 20283 58012"]
["PHNL","2019-07-19T22:55:00",81,69.1,67.18,60,9,0,30,1015.9,10,"M","FEW","FEW","FEW","M",2300,3400,4600,"M","M","M","M","M","M","M","M",84.16,"PHNL 200853Z 06009KT 10SM FEW023 FEW034 FEW046 27/21 A3000 RMK AO2 SLP159 T02720206 50008"]
["PHNL","2019-07-20T09:55:00",87.1,66.9,51.17,60,12,0,29.99,1015.6,10,21,"FEW","FEW","M","M",2500,6000,"M","M","M","M","M","M","M","M","M",89.96,"PHNL 201953Z 06012G21KT 10SM FEW025 FEW060 31/19 A2999 RMK AO2 SLP156 T03060194"]
["PHNL","2019-07-20T15:55:00",88,69.1,53.64,70,18,0,29.94,1013.8,10,24,"FEW","SCT","BKN","M",2400,3200,4000,"M","M","M","M","M",27,60,"2019-07-21T01:00:00",92.43,"PHNL 210153Z 07018G24KT 10SM FEW024 SCT032 BKN040 31/21 A2994 RMK AO2 PK WND 06027/0100 SLP138 T03110206"]
["PHNL","2019-07-21T00:55:00",80.1,68,66.62,70,11,0,29.95,1014.2,10,"M","FEW","FEW","M","M",2400,3500,"M","M","M","M","M","M","M","M","M",82.7,"PHNL 211053Z 07011KT 10SM FEW024 FEW035 27/20 A2995 RMK AO2 SLP142 T02670200"]
["PHNL","2019-07-21T07:55:00",82.9,68,60.81,70,13,0,29.96,1014.5,10,21,"FEW","FEW","SCT","BKN",3800,4700,5500,20000,"M","M","M","M","M","M","M",85.94,"PHNL 211753Z 07013G21KT 10SM FEW038 FEW047 SCT055 BKN200 28/20 A2996 RMK AO2 WSHFT 1726 SLP145 VCSH NE-E T02830200 10283 20267 52012"]
["PHNL","2019-07-21T16:55:00",87.1,66.9,51.17,60,13,0,29.91,1012.8,10,"M","FEW","FEW","SCT","SCT",2500,4100,6000,20000,"M","M","M","M","M","M","M",89.96,"PHNL 220253Z 06013KT 10SM FEW025 FEW041 SCT060 SCT200 31/19 A2991 RMK AO2 SLP128 T03060194 57003 $"]
["PHNL","2019-07-21T17:55:00",84.9,68,57.02,60,14,0,29.92,1013.3,10,22,"FEW","FEW","SCT","M",2400,5000,20000,"M","M","M","M","M","M","M","M",88.18,"PHNL 220353Z 06014G22KT 10SM FEW024 FEW050 SCT200 29/20 A2992 RMK AO2 SLP133 T02940200 $"]
["PHNL","2019-07-22T02:55:00",81,69.1,67.18,70,11,0,29.95,1014.1,10,"M","FEW","FEW","SCT","M",2300,3800,18000,"M","M","M","M","M","M","M","M",84.16,"PHNL 221253Z 07011KT 10SM FEW023 FEW038 SCT180 27/21 A2995 RMK AO2 SLP141 T02720206 $"]
["PHNL","2019-07-22T15:55:00",84.9,68,57.02,20,9,0,29.98,1015,10,"M","FEW","SCT","BKN","OVC",2900,5000,6000,19000,"M","M","M","M","M","M","M",88.18,"PHNL 230153Z 02009KT 10SM FEW029 SCT050 BKN060 OVC190 29/20 A2998 RMK AO2 SLP150 T02940200"]
["PHNL","2019-07-22T19:55:00",82,69.1,65.03,70,8,0,30.02,1016.4,10,"M","FEW","SCT","OVC","M",2400,5500,19000,"M","M","M","M","M","M","M","M",85.39,"PHNL 230553Z 07008KT 10SM FEW024 SCT055 OVC190 28/21 A3002 RMK AO2 SLP164 T02780206 10294 20272 53014"]
["PHNL","2019-07-23T04:55:00",81,69.1,67.18,70,8,0,29.98,1015,10,"M","FEW","BKN","M","M",2200,14000,"M","M","M","M","M","M","M","M","M",84.16,"PHNL 231453Z 07008KT 10SM FEW022 BKN140 27/21 A2998 RMK AO2 SLP150 T02720206 55008"]
["PHNL","2019-07-23T11:55:00",88,66.9,49.73,60,17,0,30,1015.9,10,23,"FEW","SCT","M","M",2500,4200,"M","M","M","M","M","M","M","M","M",90.95,"PHNL 232153Z 06017G23KT 10SM FEW025 SCT042 31/19 A3000 RMK AO2 SLP159 T03110194"]
["PHNL","2019-07-23T21:55:00",81,70,69.28,60,9,0,30.03,1016.9,10,"M","FEW","FEW","M","M",2400,4000,"M","M","M","M","M","M","M","M","M",84.5,"PHNL 240753Z 06009KT 10SM FEW024 FEW040 27/21 A3003 RMK AO2 SLP169 T02720211"]
["PHNL","2019-07-24T06:55:00",81,69.1,67.18,50,8,0,30.02,1016.4,10,"M","FEW","M","M","M",2500,"M","M","M","M","M","M","M","M","M","M",84.16,"PHNL 241653Z 05008KT 10SM FEW025 27/21 A3002 RMK AO2 SLP164 T02720206"]
["PHNL","2019-07-24T10:55:00",89.1,64,43.42,100,11,0,30.03,1016.8,10,"M","FEW","SCT","M","M",2500,4500,"M","M","M","M","M","M","M","M","M",90.49,"PHNL 242053Z 10011KT 10SM FEW025 SCT045 32/18 A3003 RMK AO2 SLP168 T03170178 50001 PNO $"]
["PHNL","2019-07-24T15:55:00",88,66,48.2,60,16,0,29.98,1015.2,10,20,"FEW","FEW","M","M",2700,4400,"M","M","M","M","M","M","M","M","M",90.41,"PHNL 250153Z 06016G20KT 10SM FEW027 FEW044 31/19 A2998 RMK AO2 SLP152 T03110189"]
["PHNL","2019-07-25T00:55:00",80.1,66.9,64.14,60,8,0,30.02,1016.5,10,"M","FEW","FEW","M","M",2400,3500,"M","M","M","M","M","M","M","M","M",82.4,"PHNL 251053Z 06008KT 10SM FEW024 FEW035 27/19 A3002 RMK AO2 SLP165 VCSH E T02670194"]
["PHNL","2019-07-25T09:55:00",87.1,66,49.6,60,12,0,30.05,1017.5,10,"M","FEW","FEW","M","M",2500,5000,"M","M","M","M","M","M","M","M","M",89.44,"PHNL 251953Z 06012KT 10SM FEW025 FEW050 31/19 A3005 RMK AO2 SLP175 T03060189"]
["PHNL","2019-07-25T17:55:00",82.9,66.9,58.55,70,13,"T",29.96,1014.6,10,18,"FEW","SCT","BKN","M",2400,4900,7000,"M","M","M","M","M","M","M","M",85.45,"PHNL 260353Z 07013G18KT 10SM FEW024 SCT049 BKN070 28/19 A2996 RMK AO2 RAB28E39 SLP146 VCSH N-NE-E P0000 T02830194"]
["PHNL","2019-07-26T02:55:00",78.1,69.1,73.88,50,4,"T",29.97,1014.6,10,"M","FEW","M","M","M",7000,"M","M","M","M","M","M","M","M","M","M","M","PHNL 261253Z 05004KT 10SM FEW070 26/21 A2997 RMK AO2 RAE41 SLP146 P0000 T02560206"]
["PHNL","2019-07-26T11:55:00",89.1,66.9,48.03,70,16,0,29.99,1015.4,10,22,"FEW","SCT","M","M",2500,5000,"M","M","M","M","M","M","M","M","M",92.16,"PHNL 262153Z 07016G22KT 10SM FEW025 SCT050 32/19 A2999 RMK AO2 SLP154 T03170194"]
["PHNL","2019-07-26T17:55:00",84.9,66.9,54.89,70,16,0,29.96,1014.6,10,22,"FEW","FEW","SCT","M",2500,3900,4600,"M","M","M","M","M","M","M","M",87.59,"PHNL 270353Z 07016G22KT 10SM FEW025 FEW039 SCT046 29/19 A2996 RMK AO2 SLP146 T02940194"]
["PHNL","2019-07-26T20:55:00",82,66.9,60.28,50,10,0,30.01,1016,10,16,"FEW","FEW","SCT","M",2400,4300,5000,"M","M","M","M","M","M","M","M",84.48,"PHNL 270653Z 05010G16KT 10SM FEW024 FEW043 SCT050 28/19 A3001 RMK AO2 SLP160 T02780194"]
["PHNL","2019-07-27T05:55:00",79,66,64.45,50,6,0,30,1015.8,10,"M","FEW","FEW","M","M",2500,5000,"M","M","M","M","M","M","M","M","M","M","PHNL 271553Z 05006KT 10SM FEW025 FEW050 26/19 A3000 RMK AO2 SLP158 T02610189"]
["PHNL","2019-07-27T13:55:00",89.1,68,49.88,60,18,0,30.01,1016,10,28,"FEW","BKN","M","M",2400,3800,"M","M","M","M","M","M",28,60,"2019-07-27T23:46:00",92.9,"PHNL 272353Z 06018G28KT 10SM FEW024 BKN038 32/20 A3001 RMK AO2 PK WND 06028/2346 SLP160 VCSH NE T03170200 10322 20278 58008"]
["PHNL","2019-07-27T22:55:00",81,66,60.37,60,13,0,30.07,1018.1,10,"M","FEW","FEW","M","M",3200,9000,"M","M","M","M","M","M","M","M","M",83.11,"PHNL 280853Z 06013KT 10SM FEW032 FEW090 27/19 A3007 RMK AO2 SLP181 T02720189 51009"]
["PHNL","2019-07-28T07:55:00",82.9,66,56.75,60,15,0,30.05,1017.5,10,"M","FEW","FEW","M","M",2600,3900,"M","M","M","M","M","M","M","M","M",85.07,"PHNL 281753Z 06015KT 10SM FEW026 FEW039 28/19 A3005 RMK AO2 SLP175 VCSH NE-E T02830189 10283 20256 51011"]
["PHNL","2019-07-28T12:55:00",88,68,51.65,90,16,0,30.04,1017,10,25,"FEW","FEW","SCT","M",4100,5500,7500,"M","M","M","M","M",26,70,"2019-07-28T22:41:00",91.65,"PHNL 282253Z 09016G25KT 10SM FEW041 FEW055 SCT075 31/20 A3004 RMK AO2 PK WND 07026/2241 SLP170 VCSH N-E T03110200"]
["PHNL","2019-07-29T00:55:00",80.1,68,66.62,60,11,0,30.04,1017.3,10,"M","FEW","FEW","M","M",2500,5500,"M","M","M","M","M","M","M","M","M",82.7,"PHNL 291053Z 06011KT 10SM FEW025 FEW055 27/20 A3004 RMK AO2 SLP173 T02670200"]
["PHNL","2019-07-29T09:55:00",87.1,64.9,47.73,60,13,0,30.06,1017.7,10,"M","FEW","SCT","M","M",2500,3800,"M","M","M","M","M","M","M","M","M",88.86,"PHNL 291953Z 06013KT 10SM FEW025 SCT038 31/18 A3006 RMK AO2 SLP177 T03060183 $"]
["PHNL","2019-07-29T11:55:00",90,66.9,46.68,70,12,0,30.04,1017.2,10,"M","FEW","FEW","SCT","M",2400,3800,4800,"M","M","M","M","M","M","M","M",93.17,"PHNL 292153Z 07012KT 10SM FEW024 FEW038 SCT048 32/19 A3004 RMK AO2 SLP172 T03220194 $"]
["PHNL","2019-07-29T18:55:00",84,69.1,60.95,60,13,0,29.99,1015.4,10,"M","FEW","FEW","M","M",2300,4000,"M","M","M","M","M","M","M","M","M",87.78,"PHNL 300453Z 06013KT 10SM FEW023 FEW040 29/21 A2999 RMK AO2 SLP154 T02890206"]
["PHNL","2019-07-30T03:55:00",80.1,66.9,64.14,50,11,0,29.98,1015.3,10,"M","CLR","M","M","M","M","M","M","M","M","M","M","M","M","M","M",82.4,"PHNL 301353Z 05011KT 10SM CLR 27/19 A2998 RMK AO2 SLP153 T02670194 $"]
["PHNL","2019-07-30T12:55:00",89.1,66,46.55,60,15,0,30.02,1016.4,10,24,"FEW","SCT","M","M",2500,4500,"M","M","M","M","M","M","M","M","M",91.6,"PHNL 302253Z 06015G24KT 10SM FEW025 SCT045 32/19 A3002 RMK AO2 SLP164 T03170189"]
["PHNL","2019-07-30T19:55:00",82,68,62.62,40,8,"T",29.99,1015.4,10,"M","FEW","BKN","M","M",3100,9000,"M","M","M","M","M","M","M","M","M",84.92,"PHNL 310553Z 04008KT 10SM FEW031 BKN090 28/20 A2999 RMK AO2 RAB33E42 SLP154 P0000 60000 T02780200 10328 20278 53008 $"]
["PHNL","2019-07-31T05:55:00",79,69.1,71.72,50,5,0,29.96,1014.6,10,"M","FEW","SCT","M","M",2500,4500,"M","M","M","M","M","M","M","M","M","M","PHNL 311553Z 05005KT 10SM FEW025 SCT045 26/21 A2996 RMK AO2 SLP146 T02610206 $"]
["PHNL","2019-07-31T14:55:00",90,66.9,46.68,60,18,0,29.96,1014.3,10,23,"FEW","SCT","SCT","M",2500,5000,20000,"M","M","M","M","M",30,50,"2019-08-01T00:09:00",93.17,"PHNL 010053Z 06018G23KT 10SM FEW025 SCT050 SCT200 32/19 A2996 RMK AO2 PK WND 05030/0009 SLP143 T03220194"]
["PHNL","2019-07-31T22:55:00",82,68,62.62,60,9,0,29.99,1015.6,10,16,"FEW","FEW","M","M",1800,3800,"M","M","M","M","M","M","M","M","M",84.92,"PHNL 010853Z 06009G16KT 10SM FEW018 FEW038 28/20 A2999 RMK AO2 SLP156 VCSH NE-E T02780200 51008"]
["PHNL","2019-07-31T23:55:00",82,68,62.62,"M",5,0,29.99,1015.3,10,"M","FEW","FEW","M","M",2000,4000,"M","M","M","M","M","M","M","M","M",84.92,"PHNL 010953Z VRB05KT 10SM FEW020 FEW040 28/20 A2999 RMK AO2 SLP153 T02780200 403220261"]
["PHNL","2019-08-01T08:55:00",84.9,68,57.02,80,17,0,29.99,1015.6,10,26,"FEW","SCT","M","M",2500,3700,"M","M","M","M","M","M",26,80,"2019-08-01T18:53:00",88.18,"PHNL 011853Z 08017G26KT 10SM FEW025 SCT037 29/20 A2999 RMK AO2 PK WND 08026/1853 SLP156 T02940200"]
["PHNL","2019-08-01T20:55:00",82.9,70,65.13,50,10,0,29.94,1013.7,10,19,"FEW","BKN","BKN","M",1600,3800,6000,"M","M","M","M","M","M","M","M",86.95,"PHNL 020653Z 05010G19KT 10SM FEW016 BKN038 BKN060 28/21 A2994 RMK AO2 SLP137 VCSH NE-E T02830211"]
["PHNL","2019-08-02T00:55:00",82,69.1,65.03,70,12,0,29.92,1013.2,10,"M","FEW","SCT","SCT","M",2500,4100,6000,"M","M","M","M","M","M","M","M",85.39,"PHNL 021053Z 07012KT 10SM FEW025 SCT041 SCT060 28/21 A2992 RMK AO2 SLP132 T02780206"]
["PHNL","2019-08-02T09:55:00",87.1,66.9,51.17,70,17,"T",29.96,1014.5,10,"M","FEW","SCT","SCT","M",2500,4500,6500,"M","M","M","M","M","M","M","M",89.96,"PHNL 021953Z 07017KT 10SM FEW025 SCT045 SCT065 31/19 A2996 RMK AO2 RAB13E26 SLP145 P0000 T03060194"]
["PHNL","2019-08-02T18:55:00",84,68,58.69,70,12,0,29.92,1013.3,10,"M","FEW","BKN","M","M",2500,11000,"M","M","M","M","M","M","M","M","M",87.18,"PHNL 030453Z 07012KT 10SM FEW025 BKN110 29/20 A2992 RMK AO2 SLP133 T02890200"]
["PHNL","2019-08-02T21:55:00",82.9,68,60.81,0,0,0,29.96,1014.5,10,"M","FEW","FEW","M","M",2500,11000,"M","M","M","M","M","M","M","M","M",85.94,"PHNL 030753Z 00000KT 10SM FEW025 FEW110 28/20 A2996 RMK AO2 SLP145 T02830200"]
["PHNL","2019-08-03T11:55:00",88,68,51.65,100,10,0,29.97,1014.7,10,17,"FEW","FEW","SCT","BKN",2500,3900,5000,25000,"M","M","M","M","M","M","M",91.65,"PHNL 032153Z 10010G17KT 10SM FEW025 FEW039 SCT050 BKN250 31/20 A2997 RMK AO2 SLP147 T03110200"]
["PHNL","2019-08-03T12:55:00",88,70,55.32,140,14,0,29.95,1014.3,10,"M","FEW","SCT","SCT","BKN",2400,4100,5000,25000,"M","M","M","M","M","M","M",93.11,"PHNL 032253Z 14014KT 10SM FEW024 SCT041 SCT050 BKN250 31/21 A2995 RMK AO2 WSHFT 2232 SLP143 T03110211"]
["PHNL","2019-08-03T19:55:00",82.9,72,69.71,70,9,0,29.98,1015.1,10,"M","FEW","FEW","SCT","BKN",2000,4000,18000,25000,"M","M","M","M","M","M","M",88.11,"PHNL 040553Z 07009KT 10SM FEW020 FEW040 SCT180 BKN250 28/22 A2998 RMK AO2 SLP151 T02830222 10322 20283 53016"]
["PHNL","2019-08-04T04:55:00",81,71.1,71.92,70,6,0,29.95,1014.2,10,"M","CLR","M","M","M","M","M","M","M","M","M","M","M","M","M","M",84.95,"PHNL 041453Z 07006KT 10SM CLR 27/22 A2995 RMK AO2 SLP142 T02720217 55009"]
["PHNL","2019-08-04T13:55:00",89.1,73,59.15,140,11,0,29.96,1014.5,10,"M","FEW","FEW","SCT","BKN",2800,4000,8000,20000,"M","M","M","M","M","M","M",97.14,"PHNL 042353Z 14011KT 10SM FEW028 FEW040 SCT080 BKN200 32/23 A2996 RMK AO2 SLP145 T03170228 10322 20283 58009"]
["PHNL","2019-08-04T18:55:00",84.9,71.1,63.4,80,8,0,29.95,1014.1,10,"M","FEW","FEW","SCT","BKN",1600,3200,5000,18000,"M","M","M","M","M","M","M",90.16,"PHNL 050453Z 08008KT 10SM FEW016 FEW032 SCT050 BKN180 BKN230 29/22 A2995 RMK AO2 SLP141 T02940217"]
["PHNL","2019-08-05T06:55:00",81,69.1,67.18,10,4,0,29.99,1015.3,10,"M","FEW","FEW","SCT","M",2500,6000,20000,"M","M","M","M","M","M","M","M",84.16,"PHNL 051653Z 01004KT 10SM FEW025 FEW060 SCT200 27/21 A2999 RMK AO2 SLP153 T02720206"]
["PHNL","2019-08-05T15:55:00",87.1,71.1,59.09,40,12,0,29.91,1012.8,10,"M","FEW","SCT","BKN","M",2000,3300,4500,"M","M","M","M","M","M","M","M",92.9,"PHNL 060153Z 04012KT 10SM FEW020 SCT033 BKN045 31/22 A2991 RMK AO2 SLP128 VCSH NE AND NW T03060217"]
["PHNL","2019-08-05T20:55:00",80.1,71.1,74.07,40,4,0,29.94,1013.9,10,"M","FEW","FEW","SCT","M",2200,3500,6000,"M","M","M","M","M","M","M","M",83.64,"PHNL 060653Z 04004KT 10SM FEW022 FEW035 SCT060 27/22 A2994 RMK AO2 SLP139 T02670217 $"]
["PHNL","2019-08-05T23:55:00",78.1,71.1,79.1,10,4,0,29.95,1014,10,"M","FEW","M","M","M",2600,"M","M","M","M","M","M","M","M","M","M","M","PHNL 060953Z 01004KT 10SM FEW026 26/22 A2995 RMK AO2 SLP140 T02560217 403280256 $"]
["PHNL","2019-08-06T08:55:00",82.9,71.1,67.62,130,3,0,29.98,1015.2,10,"M","FEW","SCT","SCT","M",2500,10000,20000,"M","M","M","M","M","M","M","M",87.57,"PHNL 061853Z 13003KT 10SM FEW025 SCT100 SCT200 28/22 A2998 RMK AO2 SLP152 T02830217"]
["PHNL","2019-08-06T17:55:00",84,73.9,71.73,170,6,0,29.96,1014.5,10,"M","FEW","FEW","SCT","M",2800,7000,20000,"M","M","M","M","M","M","M","M",91.04,"PHNL 070353Z 17006KT 10SM FEW028 FEW070 SCT200 29/23 A2996 RMK AO2 SLP145 T02890233"]
["PHNL","2019-08-07T04:55:00",78.1,73.9,86.95,170,3,0.01,29.96,1014.4,10,"M","FEW","SCT","SCT","M",1900,2900,4900,"M","M","M","M","M","M","M","M","M","PHNL 071453Z 17003KT 10SM FEW019 SCT029 SCT049 26/23 A2996 RMK AO2 RAB05E19 SLP144 P0001 60001 T02560233 56006"]
["PHNL","2019-08-07T10:55:00",82,73.9,76.53,160,6,0,30.01,1016.1,10,"M","FEW","SCT","M","M",2000,3500,"M","M","M","M","M","M","M","M","M",87.93,"PHNL 072053Z 16006KT 10SM FEW020 SCT035 28/23 A3001 RMK AO2 SLP161 60000 T02780233 50003"]
["PHNL","2019-08-07T19:55:00",78.1,73,84.36,0,0,0,30,1015.8,10,"M","FEW","SCT","BKN","M",2100,3600,5000,"M","M","M","M","M","M","M","M","M","PHNL 080553Z 00000KT 10SM FEW021 SCT036 BKN050 26/23 A3000 RMK AO2 SLP158 T02560228 10294 20256 53013"]
["PHNL","2019-08-08T03:55:00",71.1,69.1,93.4,10,3,0,29.95,1014.1,10,"M","FEW","M","M","M",2400,"M","M","M","M","M","M","M","M","M","M","M","PHNL 081353Z 01003KT 10SM FEW024 22/21 A2995 RMK AO2 SLP141 T02170206"]
["PHNL","2019-08-08T12:55:00",81,70,69.28,220,9,0,29.96,1014.3,10,"M","FEW","SCT","SCT","M",2400,4500,25000,"M","M","M","M","M","M","M","M",84.5,"PHNL 082253Z 22009KT 10SM FEW024 SCT045 SCT250 27/21 A2996 RMK AO2 SLP143 T02720211"]
["PHNL","2019-08-08T13:55:00",84,69.1,60.95,190,9,0,29.94,1013.9,10,"M","FEW","FEW","SCT","M",2500,4200,25000,"M","M","M","M","M","M","M","M",87.78,"PHNL 082353Z 19009KT 10SM FEW025 FEW042 SCT250 29/21 A2994 RMK AO2 SLP139 T02890206 10289 20239 56017"]
["PHNL","2019-08-09T02:55:00",75.9,69.1,79.47,340,4,0,29.95,1014,10,"M","CLR","M","M","M","M","M","M","M","M","M","M","M","M","M","M","M","PHNL 091253Z 34004KT 10SM CLR 24/21 A2995 RMK AO2 SLP140 T02440206"]
["PHNL","2019-08-09T06:55:00",75.9,71.1,85.09,350,3,0,29.97,1014.9,10,"M","FEW","FEW","SCT","M",2300,5000,25000,"M","M","M","M","M","M","M","M","M","PHNL 091653Z 35003KT 10SM FEW023 FEW050 SCT250 24/22 A2997 RMK AO2 SLP149 T02440217"]
["PHNL","2019-08-09T15:55:00",84,71.1,65.26,150,8,0,29.94,1013.7,10,"M","FEW","FEW","BKN","BKN",2600,3900,6000,25000,"M","M","M","M","M","M","M",89.01,"PHNL 100153Z 15008KT 10SM FEW026 FEW039 BKN060 BKN250 29/22 A2994 RMK AO2 SLP137 T02890217"]
["PHNL","2019-08-09T22:55:00",81,69.1,67.18,70,9,0,29.99,1015.3,10,"M","FEW","FEW","M","M",2200,4500,"M","M","M","M","M","M","M","M","M",84.16,"PHNL 100853Z 07009KT 10SM FEW022 FEW045 27/21 A2999 RMK AO2 SLP153 T02720206 51012"]
["PHNL","2019-08-10T07:55:00",81,69.1,67.18,340,3,0,29.99,1015.4,10,"M","FEW","FEW","M","M",2800,5000,"M","M","M","M","M","M","M","M","M",84.16,"PHNL 101753Z 34003KT 10SM FEW028 FEW050 27/21 A2999 RMK AO2 SLP154 T02720206 10272 20244 51013"]
["PHNL","2019-08-10T16:55:00",88,71.1,57.43,100,4,0,29.93,1013.4,10,"M","FEW","SCT","BKN","M",2400,3500,4700,"M","M","M","M","M","M","M","M",94,"PHNL 110253Z 10004KT 10SM FEW024 SCT035 BKN047 31/22 A2993 RMK AO2 SLP134 T03110217 56006"]
["PHNL","2019-08-11T01:55:00",80.1,70,71.35,10,3,0,29.97,1014.9,10,"M","FEW","M","M","M",1900,"M","M","M","M","M","M","M","M","M","M",83.28,"PHNL 111153Z 01003KT 10SM FEW019 27/21 A2997 RMK AO2 SLP149 T02670211 10289 20267 58012"]
["PHNL","2019-08-11T05:55:00",78.1,70,76.19,330,5,0,29.98,1015,10,"M","FEW","M","M","M",2000,"M","M","M","M","M","M","M","M","M","M","M","PHNL 111553Z 33005KT 10SM FEW020 26/21 A2998 RMK AO2 SLP150 T02560211"]
["PHNL","2019-08-11T10:55:00",90,66.9,46.68,90,9,0,29.98,1015.1,10,15,"FEW","FEW","SCT","M",2500,4200,5000,"M","M","M","M","M","M","M","M",93.17,"PHNL 112053Z 09009G15KT 10SM FEW025 FEW042 SCT050 32/19 A2998 RMK AO2 SLP151 T03220194 58006"]
["PHNL","2019-08-11T18:55:00",84.9,69.1,59.21,50,6,0,29.96,1014.4,10,"M","FEW","SCT","BKN","M",2400,4000,6000,"M","M","M","M","M","M","M","M",88.83,"PHNL 120453Z 05006KT 10SM FEW024 SCT040 BKN060 29/21 A2996 RMK AO2 SLP144 T02940206"]
["PHNL","2019-08-12T03:55:00",80.1,69.1,69.18,60,8,0,29.98,1015.2,10,"M","FEW","M","M","M",2200,"M","M","M","M","M","M","M","M","M","M",83.01,"PHNL 121353Z 06008KT 10SM FEW022 27/21 A2998 RMK AO2 SLP152 T02670206"]
["PHNL","2019-08-12T11:55:00",91,63,39.49,50,12,0,29.99,1015.6,10,18,"FEW","BKN","BKN","M",4900,19000,21000,"M","M","M","M","M","M","M","M",92,"PHNL 122153Z 05012G18KT 10SM FEW049 BKN190 BKN210 33/17 A2999 RMK AO2 SLP156 T03280172"]
["PHNL","2019-08-12T20:55:00",82,68,62.62,40,8,0,30.01,1016.2,10,"M","FEW","FEW","M","M",2600,5000,"M","M","M","M","M","M","M","M","M",84.92,"PHNL 130653Z 04008KT 10SM FEW026 FEW050 28/20 A3001 RMK AO2 SLP162 T02780200"]
["PHNL","2019-08-13T02:55:00",79,66,64.45,"M",3,0,29.96,1014.5,10,"M","FEW","M","M","M",2500,"M","M","M","M","M","M","M","M","M","M","M","PHNL 131253Z VRB03KT 10SM FEW025 26/19 A2996 RMK AO2 SLP145 T02610189"]
["PHNL","2019-08-13T13:55:00",90,66,45.25,120,8,0,29.94,1013.9,10,16,"FEW","SCT","BKN","BKN",2400,4800,5500,25000,"M","M","M","M","M","M","M",92.59,"PHNL 132353Z 12008G16KT 10SM FEW024 SCT048 BKN055 BKN250 32/19 A2994 RMK AO2 SLP139 T03220189 10328 20278 58015"]
["PHNL","2019-08-13T14:55:00",90,66,45.25,70,8,0,29.93,1013.4,10,"M","FEW","FEW","SCT","M",2900,4200,6000,"M","M","M","M","M","M","M","M",92.59,"PHNL 140053Z 07008KT 10SM FEW029 FEW042 SCT060 32/19 A2993 RMK AO2 SLP134 T03220189"]
["PHNL","2019-08-13T22:55:00",81,69.1,67.18,70,7,0,29.98,1015.1,10,"M","FEW","SCT","M","M",2500,20000,"M","M","M","M","M","M","M","M","M",84.16,"PHNL 140853Z 07007KT 10SM FEW025 SCT200 27/21 A2998 RMK AO2 SLP151 T02720206 51008"]
["PHNL","2019-08-14T07:55:00",82.9,68,60.81,"M",4,0,29.94,1013.8,10,"M","FEW","M","M","M",2500,"M","M","M","M","M","M","M","M","M","M",85.94,"PHNL 141753Z VRB04KT 10SM FEW025 28/20 A2994 RMK AO2 SLP138 T02830200 10283 20244 53006"]
["PHNL","2019-08-14T16:55:00",88,64.9,46.39,50,14,0,29.92,1013.2,10,"M","FEW","FEW","SCT","M",2600,4900,25000,"M","M","M","M","M","M","M","M",89.8,"PHNL 150253Z 05014KT 10SM FEW026 FEW049 SCT250 31/18 A2992 RMK AO2 SLP132 T03110183 56006"]
["PHNL","2019-08-15T01:55:00",80.1,70,71.35,310,5,0,29.99,1015.5,10,"M","FEW","SCT","M","M",2400,11000,"M","M","M","M","M","M","M","M","M",83.28,"PHNL 151153Z 31005KT 10SM FEW024 SCT110 27/21 A2999 RMK AO2 SLP155 T02670211 10278 20267 57008"]
["PHNL","2019-08-15T06:55:00",80.1,70,71.35,60,8,0,30,1015.9,10,"M","FEW","FEW","SCT","M",2500,4500,20000,"M","M","M","M","M","M","M","M",83.28,"PHNL 151653Z 06008KT 10SM FEW025 FEW045 SCT200 27/21 A3000 RMK AO2 SLP159 T02670211"]
["PHNL","2019-08-15T18:55:00",84,68,58.69,60,13,0,30,1015.9,10,"M","FEW","FEW","SCT","M",2400,3800,5000,"M","M","M","M","M","M","M","M",87.18,"PHNL 160453Z 06013KT 10SM FEW024 FEW038 SCT050 29/20 A3000 RMK AO2 SLP159 T02890200"]
["PHNL","2019-08-16T03:55:00",80.1,70,71.35,60,7,0,30.03,1016.8,10,"M","FEW","SCT","BKN","M",3800,5000,20000,"M","M","M","M","M","M","M","M",83.28,"PHNL 161353Z 06007KT 10SM FEW038 SCT050 BKN200 27/21 A3003 RMK AO2 SLP168 T02670211"]
["PHNL","2019-08-16T05:55:00",79,70,73.97,80,7,0,30.05,1017.4,10,"M","FEW","SCT","BKN","M",2100,3700,6000,"M","M","M","M","M","M","M","M","M","PHNL 161553Z 08007KT 10SM FEW021 SCT037 BKN060 26/21 A3005 RMK AO2 SLP174 VCSH NE T02610211"]
["PHNL","2019-08-16T12:55:00",90,68,48.49,70,15,0,30.03,1017,10,22,"FEW","SCT","M","M",2500,4000,"M","M","M","M","M","M","M","M","M",93.93,"PHNL 162253Z 07015G22KT 10SM FEW025 SCT040 32/20 A3003 RMK AO2 SLP170 T03220200"]
["PHNL","2019-08-16T21:55:00",82,70,67.06,80,12,0,30.06,1018,10,"M","FEW","M","M","M",3000,"M","M","M","M","M","M","M","M","M","M",85.81,"PHNL 170753Z 08012KT 10SM FEW030 28/21 A3006 RMK AO2 SLP180 T02780211"]
["PHNL","2019-08-17T04:55:00",78.1,71.1,79.1,30,6,"T",30.03,1016.9,10,"M","FEW","SCT","BKN","M",2200,3100,5000,"M","M","M","M","M","M","M","M","M","PHNL 171453Z 03006KT 10SM FEW022 SCT031 BKN050 26/22 A3003 RMK AO2 RAE06 SLP169 P0000 60000 T02560217 55004"]
["PHNL","2019-08-17T14:55:00",91,68,46.99,70,14,0,29.99,1015.4,10,19,"FEW","SCT","M","M",2400,4500,"M","M","M","M","M","M","M","M","M",95.08,"PHNL 180053Z 07014G19KT 10SM FEW024 SCT045 33/20 A2999 RMK AO2 SLP154 T03280200"]
["PHNL","2019-08-17T23:55:00",81,69.1,67.18,70,9,0,30.03,1016.8,10,"M","FEW","FEW","M","M",2300,3800,"M","M","M","M","M","M","M","M","M",84.16,"PHNL 180953Z 07009KT 10SM FEW023 FEW038 27/21 A3003 RMK AO2 SLP168 T02720206 403330250"]
["PHNL","2019-08-18T08:55:00",84.9,69.1,59.21,50,7,0,30.01,1016.3,10,"M","FEW","FEW","SCT","M",2500,3500,4700,"M","M","M","M","M","M","M","M",88.83,"PHNL 181853Z 05007KT 10SM FEW025 FEW035 SCT047 29/21 A3001 RMK AO2 SLP163 VCSH NE-E T02940206"]
["PHNL","2019-08-18T16:55:00",88,64.9,46.39,70,15,0,29.93,1013.3,10,"M","FEW","FEW","SCT","M",2400,3800,5500,"M","M","M","M","M","M","M","M",89.8,"PHNL 190253Z 07015KT 10SM FEW024 FEW038 SCT055 31/18 A2993 RMK AO2 SLP133 VCSH NE-E T03110183 56008"]
["PHNL","2019-08-18T17:55:00",86,66,51.37,60,10,0,29.93,1013.6,10,"M","BKN","M","M","M",6000,"M","M","M","M","M","M","M","M","M","M",88.28,"PHNL 190353Z 06010KT 10SM BKN060 30/19 A2993 RMK AO2 SLP136 T03000189"]
["PHNL","2019-08-19T02:55:00",79,66,64.45,0,0,0,29.96,1014.5,10,"M","FEW","FEW","M","M",2500,4000,"M","M","M","M","M","M","M","M","M","M","PHNL 191253Z 00000KT 10SM FEW025 FEW040 26/19 A2996 RMK AO2 SLP145 T02610189"]
["PHNL","2019-08-19T15:55:00",89.1,64,43.42,40,15,0,29.92,1013.1,10,19,"FEW","SCT","M","M",2800,4500,"M","M","M","M","M","M","M","M","M",90.49,"PHNL 200153Z 04015G19KT 10SM FEW028 SCT045 32/18 A2992 RMK AO2 SLP131 T03170178"]
["PHNL","2019-08-19T19:55:00",82,64,54.5,70,6,0,29.96,1014.6,10,"M","FEW","M","M","M",2600,"M","M","M","M","M","M","M","M","M","M",83.47,"PHNL 200553Z 07006KT 10SM FEW026 28/18 A2996 RMK AO2 SLP146 T02780178 10328 20278 53014"]
["PHNL","2019-08-20T04:55:00",79,68,69.07,60,8,0,29.96,1014.6,10,"M","FEW","FEW","M","M",2500,4000,"M","M","M","M","M","M","M","M","M","M","PHNL 201453Z 06008KT 10SM FEW025 FEW040 26/20 A2996 RMK AO2 SLP146 T02610200 55002"]
["PHNL","2019-08-20T14:55:00",90,66,45.25,40,15,0,29.95,1014.3,10,"M","SCT","BKN","M","M",4100,4900,"M","M","M","M","M","M","M","M","M",92.59,"PHNL 210053Z 04015KT 10SM SCT041 BKN049 32/19 A2995 RMK AO2 SLP143 T03220189"]
["PHNL","2019-08-20T21:55:00",82,68,62.62,30,7,0,30.04,1017.3,10,"M","FEW","M","M","M",2600,"M","M","M","M","M","M","M","M","M","M",84.92,"PHNL 210753Z 03007KT 10SM FEW026 28/20 A3004 RMK AO2 SLP173 T02780200"]
["PHNL","2019-08-21T07:53:00",81,70,69.28,20,8,0,30.04,1017.2,10,"M","FEW","SCT","M","M",2500,3500,"M","M","M","M","M","M","M","M","M",84.5,"PHNL 211653Z 02008KT 10SM FEW025 SCT035 27/21 A3004 RMK AO2 SLP172 VCSH NE T02720211"]
["PHNL","2019-08-21T14:53:00",89.1,70,53.42,30,10,0,30.03,1016.7,10,19,"FEW","SCT","M","M",2500,3900,"M","M","M","M","M","M","M","M","M",94.41,"PHNL 212353Z 03010G19KT 10SM FEW025 SCT039 32/21 A3003 RMK AO2 SLP167 T03170211 10328 20283 58007"]
["PHNL","2019-08-21T16:53:00",88,71.1,57.43,60,9,0,30,1016,10,"M","FEW","BKN","BKN","M",1800,3200,4200,"M","M","M","M","M","M","M","M",94,"PHNL 220153Z 06009KT 10SM FEW018 BKN032 BKN042 31/22 A3000 RMK AO2 SLP160 T03110217"]
["PHNL","2019-08-22T00:53:00",80.1,72,76.36,50,5,"T",30.05,1017.4,10,"M","FEW","SCT","BKN","M",2400,3100,4100,"M",{"$f":"-RA","v":{"$error":"#NAME?"}},"M","M","M","M","M","M",83.94,"PHNL 220953Z 05005KT 10SM -RA FEW024 SCT031 BKN041 27/22 A3005 RMK AO2 RAB43 SLP174 P0000 T02670222 403280267"]
["PHNL","2019-08-22T08:53:00",82.9,71.1,67.62,20,5,0,30.03,1016.8,10,"M","FEW","BKN","M","M",2400,3500,"M","M","M","M","M","M","M","M","M",87.57,"PHNL 221753Z 02005KT 10SM FEW024 BKN035 28/22 A3003 RMK AO2 SLP168 T02830217 10283 20261 53006"]
["PHNL","2019-08-22T16:55:00",88,66.9,49.73,30,16,0,29.93,1013.6,10,24,"FEW","SCT","M","M",2500,3900,"M","M","M","M","M","M","M","M","M",90.95,"PHNL 230253Z 03016G24KT 10SM FEW025 SCT039 31/19 A2993 RMK AO2 SLP136 T03110194 56010"]
["PHNL","2019-08-23T00:55:00",81,69.1,67.18,70,10,0,29.95,1014.2,10,"M","FEW","M","M","M",3000,"M","M","M","M","M","M","M","M","M","M",84.16,"PHNL 231053Z 07010KT 10SM FEW030 27/21 A2995 RMK AO2 SLP142 T02720206"]
["PHNL","2019-08-23T09:55:00",88,69.1,53.64,50,10,0,29.96,1014.3,10,"M","FEW","SCT","M","M",2500,3500,"M","M","M","M","M","M","M","M","M",92.43,"PHNL 231953Z 05010KT 10SM FEW025 SCT035 31/21 A2996 RMK AO2 SLP143 T03110206"]
["PHNL","2019-08-23T15:55:00",91,72,53.87,360,8,0,29.89,1012.1,10,"M","FEW","SCT","SCT","M",1800,3300,4800,"M","M","M","M","M","M","M","M",98.54,"PHNL 240153Z 36008KT 10SM FEW018 SCT033 SCT048 33/22 A2989 RMK AO2 SLP121 SHRA DSNT NW T03280222"]
["PHNL","2019-08-23T18:35:00",82,75.9,81.82,100,7,"T",29.92,"M",7,"M","FEW","BKN","BKN","M",1400,2600,3800,"M",{"$f":"-RA","v":{"$error":"#NAME?"}},"M","M","M","M","M","M",89.26,"PHNL 240431Z 10007KT 7SM -RA FEW014 BKN026 BKN038 28/24 A2992 RMK AO2 VIS 2 1/2 RWY04R RAB11 P0000 T02780244"]
["PHNL","2019-08-24T01:55:00",79,68,69.07,50,6,0,29.94,1013.6,10,"M","FEW","M","M","M",2500,"M","M","M","M","M","M","M","M","M","M","M","PHNL 241153Z 05006KT 10SM FEW025 26/20 A2994 RMK AO2 SLP136 T02610200 10272 20261 56014"]
["PHNL","2019-08-24T12:55:00",89.1,69.1,51.8,50,15,0,29.95,1014.1,10,"M","FEW","SCT","BKN","M",2500,4200,5000,"M","M","M","M","M","M","M","M",93.71,"PHNL 242253Z 05015KT 10SM FEW025 SCT042 BKN050 32/21 A2995 RMK AO2 SLP141 VCSH N-E SHRA DSNT NW T03170206"]
["PHNL","2019-08-24T18:55:00",84,68,58.69,60,14,0,29.95,1014.2,10,"M","FEW","SCT","SCT","M",2500,3800,5500,"M","M","M","M","M","M","M","M",87.18,"PHNL 250453Z 06014KT 10SM FEW025 SCT038 SCT055 29/20 A2995 RMK AO2 SLP142 T02890200"]
["PHNL","2019-08-25T03:55:00",82,70,67.06,60,13,0,29.96,1014.3,10,"M","FEW","BKN","BKN","M",3500,4900,5500,"M","M","M","M","M","M","M","M",85.81,"PHNL 251353Z 06013KT 10SM FEW035 BKN049 BKN055 28/21 A2996 RMK AO2 SLP143 T02780211"]
["PHNL","2019-08-25T11:55:00",89.1,66,46.55,60,17,0,29.97,1014.8,10,22,"FEW","FEW","SCT","M",2800,4100,8000,"M","M","M","M","M",26,50,"2019-08-25T21:31:00",91.6,"PHNL 252153Z 06017G22KT 10SM FEW028 FEW041 SCT080 32/19 A2997 RMK AO2 PK WND 05026/2131 SLP148 T03170189"]
["PHNL","2019-08-25T20:55:00",82.9,68,60.81,60,13,0,29.99,1015.5,10,21,"FEW","FEW","SCT","M",2500,4000,5500,"M","M","M","M","M","M","M","M",85.94,"PHNL 260653Z 06013G21KT 10SM FEW025 FEW040 SCT055 28/20 A2999 RMK AO2 SLP155 T02830200"]
["PHNL","2019-08-26T05:55:00",78.1,69.1,73.88,50,6,"T",29.95,1014.3,10,"M","SCT","BKN","OVC","M",2400,3200,6000,"M","M","M","M","M","M","M","M","M","PHNL 261553Z 05006KT 10SM SCT024 BKN032 OVC060 26/21 A2995 RMK AO2 RAB1458E15 SLP143 P0000 T02560206"]
["PHNL","2019-08-26T06:55:00",78.1,71.1,79.1,0,0,"T",29.97,1014.7,10,"M","FEW","SCT","BKN","M",2300,4900,6000,"M","M","M","M","M","M","M","M","M","PHNL 261653Z 00000KT 10SM FEW023 SCT049 BKN060 26/22 A2997 RMK AO2 RAB10E24 SLP147 VCSH NW-N P0000 T02560217"]
["PHNL","2019-08-26T16:55:00",89.1,68,49.88,70,12,0,29.89,1012.3,10,"M","FEW","FEW","M","M",2500,4500,"M","M","M","M","M","M","M","M","M",92.9,"PHNL 270253Z 07012KT 10SM FEW025 FEW045 32/20 A2989 RMK AO2 SLP123 T03170200 56011"]
["PHNL","2019-08-26T23:55:00",82,69.1,65.03,40,7,0,29.96,1014.5,10,"M","FEW","FEW","M","M",2400,3600,"M","M","M","M","M","M","M","M","M",85.39,"PHNL 270953Z 04007KT 10SM FEW024 FEW036 28/21 A2996 RMK AO2 SLP145 T02780206 403330250"]
["PHNL","2019-08-27T08:55:00",84,71.1,65.26,70,6,0,29.96,1014.5,10,"M","FEW","SCT","M","M",2500,5500,"M","M","M","M","M","M","M","M","M",89.01,"PHNL 271853Z 07006KT 10SM FEW025 SCT055 29/22 A2996 RMK AO2 SLP145 T02890217"]
["PHNL","2019-08-27T15:55:00",90,68,48.49,40,14,0,29.88,1011.7,10,"M","FEW","FEW","SCT","M",2500,4500,10000,"M","M","M","M","M","M","M","M",93.93,"PHNL 280153Z 04014KT 10SM FEW025 FEW045 SCT100 32/20 A2988 RMK AO2 SLP117 T03220200"]
["PHNL","2019-08-28T01:55:00",79,68,69.07,10,4,0,29.92,1013,10,"M","FEW","M","M","M",2500,"M","M","M","M","M","M","M","M","M","M","M","PHNL 281153Z 01004KT 10SM FEW025 26/20 A2992 RMK AO2 SLP130 T02610200 10278 20261 58017"]
["PHNL","2019-08-28T10:55:00",88,69.1,53.64,"M",6,0,29.93,1013.6,10,"M","FEW","SCT","M","M",2500,4100,"M","M","M","M","M","M","M","M","M",92.43,"PHNL 282053Z VRB06KT 10SM FEW025 SCT041 31/21 A2993 RMK AO2 SLP136 T03110206 58001"]
["PHNL","2019-08-28T14:55:00",90,68,48.49,50,7,0,29.86,1010.9,10,"M","FEW","BKN","M","M",2700,4700,"M","M","M","M","M","M","M","M","M",93.93,"PHNL 290053Z 05007KT 020V080 10SM FEW027 BKN047 32/20 A2986 RMK AO2 SLP109 T03220200 $"]
["PHNL","2019-08-28T19:55:00",82,69.1,65.03,40,9,0,29.9,1012.3,10,"M","FEW","FEW","M","M",2300,4300,"M","M","M","M","M","M","M","M","M",85.39,"PHNL 290553Z 04009KT 10SM FEW023 FEW043 28/21 A2990 RMK AO2 SLP123 T02780206 10328 20278 53015 $"]
["PHNL","2019-08-29T04:55:00",75.9,68,76.53,350,4,0,29.91,1012.8,10,"M","FEW","M","M","M",2300,"M","M","M","M","M","M","M","M","M","M","M","PHNL 291453Z 35004KT 10SM FEW023 24/20 A2991 RMK AO2 SLP128 T02440200 55001 $"]
["PHNL","2019-08-29T13:55:00",91.9,64,39.76,40,9,0,29.92,1013,10,"M","FEW","SCT","M","M",2900,5000,"M","M","M","M","M","M","M","M","M",93.51,"PHNL 292353Z 04009KT 10SM FEW029 SCT050 33/18 A2992 RMK AO2 SLP130 T03330178 10344 20272 58015"]
["PHNL","2019-08-29T21:55:00",81,68,64.69,20,5,0,30,1015.9,10,"M","FEW","FEW","M","M",2500,4500,"M","M","M","M","M","M","M","M","M",83.76,"PHNL 300753Z 02005KT 10SM FEW025 FEW045 27/20 A3000 RMK AO2 SLP159 T02720200"]
["PHNL","2019-08-30T06:55:00",80.1,69.1,69.18,10,4,0,30,1015.7,10,"M","FEW","SCT","BKN","M",2500,4000,20000,"M","M","M","M","M","M","M","M",83.01,"PHNL 301653Z 01004KT 10SM FEW025 SCT040 BKN200 27/21 A3000 RMK AO2 SLP157 T02670206"]
["PHNL","2019-08-30T15:55:00",88,64.9,46.39,80,13,0,29.98,1015.2,10,20,"FEW","M","M","M",4400,"M","M","M","M","M","M","M","M","M","M",89.8,"PHNL 310153Z 08013G20KT 10SM FEW044 31/18 A2998 RMK AO2 SLP152 T03110183"]
["PHNL","2019-08-30T18:55:00",84,66.9,56.51,"M",6,0,29.98,1015.3,10,"M","FEW","SCT","BKN","M",2500,5500,24000,"M","M","M","M","M","M","M","M",86.62,"PHNL 310453Z VRB06KT 10SM FEW025 SCT055 BKN240 29/19 A2998 RMK AO2 SLP153 T02890194"]
["PHNL","2019-08-31T08:55:00",87.1,71.1,59.09,60,10,0,30.02,1016.3,10,19,"FEW","FEW","SCT","M",2200,5500,20000,"M","M","M","M","M","M","M","M",92.9,"PHNL 311853Z 06010G19KT 10SM FEW022 FEW055 SCT200 31/22 A3002 RMK AO2 SLP163 T03060217"]
["PHNL","2019-08-31T09:55:00",88,71.1,57.43,60,15,0,30.02,1016.5,10,20,"FEW","SCT","M","M",2200,6000,"M","M","M","M","M","M","M","M","M",94,"PHNL 311953Z 06015G20KT 10SM FEW022 SCT060 31/22 A3002 RMK AO2 SLP165 T03110217"]
["PHNL","2019-08-31T17:55:00",87.1,71.1,59.09,50,12,0,29.97,1014.7,10,"M","CLR","M","M","M","M","M","M","M","M","M","M","M","M","M","M",92.9,"PHNL 010353Z 05012KT 10SM CLR 31/22 A2997 RMK AO2 SLP147 T03060217"]
["PHNL","2019-09-01T02:55:00",81,72,74.15,10,3,0,29.97,1014.9,10,"M","FEW","FEW","SCT","M",1600,2500,5000,"M","M","M","M","M","M","M","M",85.35,"PHNL 011253Z 01003KT 10SM FEW016 FEW025 SCT050 27/22 A2997 RMK AO2 SLP149 VCSH NE T02720222"]
["PHNL","2019-09-01T11:55:00",87.1,72,60.92,60,15,"T",29.97,1014.7,10,19,"FEW","SCT","BKN","M",2300,2900,5000,"M","M","M","M","M","M","M","M",93.65,"PHNL 012153Z 06015G19KT 10SM FEW023 SCT029 BKN050 31/22 A2997 RMK AO2 RAB26E37 SLP147 VCSH NW-N P0000 T03060222"]
["PHNL","2019-09-01T16:55:00",86,70,58.95,40,11,0,29.92,1013.2,10,"M","FEW","SCT","BKN","M",2300,4000,5000,"M","M","M","M","M","M","M","M",90.73,"PHNL 020253Z 04011KT 10SM FEW023 SCT040 BKN050 30/21 A2992 RMK AO2 SLP132 T03000211 55004"]
["PHNL","2019-09-02T03:55:00",80.1,68,66.62,10,4,0,29.94,1013.7,10,"M","FEW","M","M","M",2200,"M","M","M","M","M","M","M","M","M","M",82.7,"PHNL 021353Z 01004KT 10SM FEW022 27/20 A2994 RMK AO2 SLP137 T02670200"]
["PHNL","2019-09-02T12:55:00",91.9,66.9,43.99,70,15,0,29.94,1013.8,10,20,"FEW","SCT","BKN","M",2700,5000,19000,"M","M","M","M","M","M","M","M",95.33,"PHNL 022253Z 07015G20KT 10SM FEW027 SCT050 BKN190 33/19 A2994 RMK AO2 SLP138 T03330194"]
["PHNL","2019-09-02T21:55:00",82,66.9,60.28,50,7,0,29.97,1014.9,10,"M","FEW","FEW","SCT","M",2500,3800,5000,"M","M","M","M","M","M","M","M",84.48,"PHNL 030753Z 05007KT 10SM FEW025 FEW038 SCT050 28/19 A2997 RMK AO2 SLP149 T02780194"]
["PHNL","2019-09-03T03:55:00",79,66.9,66.49,10,5,0,29.94,1013.8,10,"M","CLR","M","M","M","M","M","M","M","M","M","M","M","M","M","M","M","PHNL 031353Z 01005KT 10SM CLR 26/19 A2994 RMK AO2 SLP138 T02610194"]
["PHNL","2019-09-03T06:55:00",80.1,66.9,64.14,50,5,0,29.97,1014.9,10,"M","FEW","FEW","SCT","M",2500,6000,25000,"M","M","M","M","M","M","M","M",82.4,"PHNL 031653Z 05005KT 10SM FEW025 FEW060 SCT250 27/19 A2997 RMK AO2 SLP149 T02670194"]
["PHNL","2019-09-03T15:55:00",91,66.9,45.24,50,14,0,29.92,1013.2,10,"M","FEW","FEW","SCT","M",2900,5000,20000,"M","M","M","M","M","M","M","M",94.3,"PHNL 040153Z 05014KT 10SM FEW029 FEW050 SCT200 33/19 A2992 RMK AO2 SLP132 T03280194"]
["PHNL","2019-09-04T02:55:00",81,69.1,67.18,70,7,0,29.95,1014.1,10,"M","FEW","FEW","M","M",2200,3500,"M","M","M","M","M","M","M","M","M",84.16,"PHNL 041253Z 07007KT 10SM FEW022 FEW035 27/21 A2995 RMK AO2 SLP141 T02720206"]
["PHNL","2019-09-04T08:55:00",84,69.1,60.95,50,11,"T",29.98,1015.3,10,"M","FEW","SCT","M","M",2500,5000,"M","M","M","M","M","M","M","M","M",87.78,"PHNL 041853Z 05011KT 10SM FEW025 SCT050 29/21 A2998 RMK AO2 RAE1757 SLP153 VCSH NE P0000 T02890206"]
["PHNL","2019-09-04T17:55:00",86,70,58.95,40,11,0,29.94,1013.7,10,"M","FEW","SCT","BKN","M",2400,3900,12000,"M","M","M","M","M","M","M","M",90.73,"PHNL 050353Z 04011KT 10SM FEW024 SCT039 BKN120 30/21 A2994 RMK AO2 SLP137 VCSH E T03000211"]
["PHNL","2019-09-05T01:55:00",82,70,67.06,60,7,0,29.97,1014.9,10,"M","FEW","BKN","M","M",2400,3800,"M","M","M","M","M","M","M","M","M",85.81,"PHNL 051153Z 06007KT 10SM FEW024 BKN038 28/21 A2997 RMK AO2 SLP149 T02780211 10289 20278 58007"]
["PHNL","2019-09-05T10:55:00",91,66.9,45.24,50,15,0,29.98,1015.1,10,22,"FEW","FEW","M","M",2500,5000,"M","M","M","M","M","M",26,70,"2019-09-05T20:01:00",94.3,"PHNL 052053Z 05015G22KT 10SM FEW025 FEW050 33/19 A2998 RMK AO2 PK WND 07026/2001 SLP151 T03280194 58005"]
["PHNL","2019-09-05T11:55:00",91,68,46.99,50,17,0,29.97,1015,10,24,"FEW","FEW","M","M",2500,5000,"M","M","M","M","M","M",26,50,"2019-09-05T21:25:00",95.08,"PHNL 052153Z 05017G24KT 10SM FEW025 FEW050 33/20 A2997 RMK AO2 PK WND 05026/2125 SLP150 T03280200"]
["PHNL","2019-09-06T00:55:00",82,68,62.62,60,11,0,29.98,1015.2,10,"M","FEW","M","M","M",2400,"M","M","M","M","M","M","M","M","M","M",84.92,"PHNL 061053Z 06011KT 10SM FEW024 28/20 A2998 RMK AO2 SLP152 T02780200"]
["PHNL","2019-09-06T04:55:00",82,68,62.62,60,9,0,29.97,1014.8,10,"M","FEW","FEW","M","M",2500,5000,"M","M","M","M","M","M","M","M","M",84.92,"PHNL 061453Z 06009KT 10SM FEW025 FEW050 28/20 A2997 RMK AO2 SLP148 T02780200 53001 $"]
["PHNL","2019-09-06T13:55:00",91,68,46.99,60,19,0,29.99,1015.6,10,26,"FEW","FEW","SCT","M",2500,3800,5500,"M","M","M","M","M",27,70,"2019-09-06T23:26:00",95.08,"PHNL 062353Z 06019G26KT 10SM FEW025 FEW038 SCT055 33/20 A2999 RMK AO2 PK WND 07027/2326 SLP156 T03280200 10333 20289 58007"]
["PHNL","2019-09-06T22:55:00",80.1,71.1,74.07,50,10,"T",30.03,1016.8,10,"M","FEW","SCT","SCT","M",2800,5000,6000,"M",{"$f":"-RA","v":{"$error":"#NAME?"}},"M","M","M","M","M","M",83.64,"PHNL 070853Z 05010KT 10SM -RA FEW028 SCT050 SCT060 27/22 A3003 RMK AO2 RAB42 SLP168 P0000 60001 T02670217 50006"]
["PHNL","2019-09-07T05:55:00",81,66.9,62.28,70,13,0,29.98,1015.3,10,"M","FEW","SCT","M","M",2500,6000,"M","M","M","M","M","M","M","M","M",83.4,"PHNL 071553Z 07013KT 10SM FEW025 SCT060 27/19 A2998 RMK AO2 SLP153 T02720194"]
["PHNL","2019-09-07T15:55:00",88,66.9,49.73,60,17,0,29.97,1015,10,24,"FEW","SCT","SCT","BKN",2400,4200,10000,13000,"M","M","M","M",27,60,"2019-09-08T01:13:00",90.95,"PHNL 080153Z 06017G24KT 10SM FEW024 SCT042 SCT100 BKN130 31/19 A2997 RMK AO2 PK WND 06027/0113 SLP150 VCSH E T03110194"]
["PHNL","2019-09-08T00:55:00",80.1,70,71.35,70,6,"T",30.02,1016.4,10,"M","FEW","SCT","BKN","M",2400,4200,5500,"M",{"$f":"-RA","v":{"$error":"#NAME?"}},"M","M","M","M","M","M",83.28,"PHNL 081053Z 07006KT 10SM -RA FEW024 SCT042 BKN055 27/21 A3002 RMK AO2 RAB0957E06B43 SLP164 P0000 T02670211"]
["PHNL","2019-09-08T04:55:00",81,69.1,67.18,70,10,0,29.98,1015.1,10,"M","FEW","FEW","SCT","M",2700,4500,7000,"M","M","M","M","M","M","M","M",84.16,"PHNL 081453Z 07010KT 10SM FEW027 FEW045 SCT070 27/21 A2998 RMK AO2 SLP151 T02720206 55010"]
["PHNL","2019-09-08T09:55:00",87.1,70,56.92,70,13,0,30.04,1017.1,10,20,"FEW","FEW","SCT","SCT",2300,3800,7000,25000,"M","M","M","M","M","M","M",92.04,"PHNL 081953Z 07013G20KT 10SM FEW023 FEW038 SCT070 SCT250 31/21 A3004 RMK AO2 SLP171 VCSH N-NE-E T03060211"]
["PHNL","2019-09-08T18:55:00",84,66.9,56.51,70,13,0,30.02,1016.3,10,"M","FEW","FEW","SCT","M",2600,4000,6500,"M","M","M","M","M","M","M","M",86.62,"PHNL 090453Z 07013KT 10SM FEW026 FEW040 SCT065 29/19 A3002 RMK AO2 SLP163 T02890194"]
["PHNL","2019-09-09T03:55:00",81,69.1,67.18,70,9,0,30.02,1016.6,10,"M","FEW","M","M","M",2200,"M","M","M","M","M","M","M","M","M","M",84.16,"PHNL 091353Z 07009KT 10SM FEW022 27/21 A3002 RMK AO2 SLP166 T02720206"]
["PHNL","2019-09-09T11:55:00",91,66,43.85,60,21,0,30.06,1017.9,10,31,"FEW","SCT","M","M",2500,4500,"M","M","M","M","M","M",31,50,"2019-09-09T21:51:00",93.71,"PHNL 092153Z 06021G31KT 10SM FEW025 SCT045 33/19 A3006 RMK AO2 PK WND 05031/2151 SLP179 T03280189"]
["PHNL","2019-09-09T20:55:00",82.9,68,60.81,50,10,0,30.08,1018.4,10,26,"FEW","SCT","M","M",2300,4000,"M","M","M","M","M","M",26,80,"2019-09-10T06:46:00",85.94,"PHNL 100653Z 05010G26KT 10SM FEW023 SCT040 28/20 A3008 RMK AO2 PK WND 08026/0646 SLP184 T02830200"]
["PHNL","2019-09-10T02:55:00",80.1,68,66.62,50,6,0,30.02,1016.4,10,"M","FEW","FEW","M","M",2400,4000,"M","M","M","M","M","M","M","M","M",82.7,"PHNL 101253Z 05006KT 10SM FEW024 FEW040 27/20 A3002 RMK AO2 SLP164 T02670200"]
["PHNL","2019-09-10T13:55:00",90,66.9,46.68,40,13,0,29.98,1015.3,10,"M","FEW","SCT","M","M",2400,4700,"M","M","M","M","M","M",26,40,"2019-09-10T23:35:00",93.17,"PHNL 102353Z 04013KT 10SM FEW024 SCT047 32/19 A2998 RMK AO2 PK WND 04026/2335 SLP153 T03220194 10333 20289 58019"]
["PHNL","2019-09-10T14:55:00",90,66.9,46.68,50,15,"T",29.96,1014.6,10,22,"FEW","FEW","SCT","M",2300,4200,5000,"M","M","M","M","M","M","M","M",93.17,"PHNL 110053Z 05015G22KT 10SM FEW023 FEW042 SCT050 32/19 A2996 RMK AO2 RAB30E40 SLP146 P0000 T03220194"]
["PHNL","2019-09-10T23:55:00",81,66.9,62.28,70,8,0,30,1016,10,"M","FEW","FEW","M","M",2500,4000,"M","M","M","M","M","M","M","M","M",83.4,"PHNL 110953Z 07008KT 10SM FEW025 FEW040 27/19 A3000 RMK AO2 SLP160 T02720194 403330267"]
["PHNL","2019-09-11T07:55:00",82.9,66.9,58.55,20,6,0,29.98,1015.3,10,"M","FEW","FEW","M","M",2500,4000,"M","M","M","M","M","M","M","M","M",85.45,"PHNL 111753Z 02006KT 10SM FEW025 FEW040 28/19 A2998 RMK AO2 SLP153 T02830194 10283 20250 53008"]
["PHNL","2019-09-11T16:55:00",87.1,66,49.6,40,13,0,29.9,1012.3,10,20,"FEW","FEW","BKN","M",2600,5000,25000,"M","M","M","M","M",26,40,"2019-09-12T02:18:00",89.44,"PHNL 120253Z 04013G20KT 10SM FEW026 FEW050 BKN250 31/19 A2990 RMK AO2 PK WND 04026/0218 SLP123 T03060189 55008"]
["PHNL","2019-09-12T01:55:00",81,66.9,62.28,20,5,0,29.92,1013.2,10,"M","FEW","BKN","M","M",2800,25000,"M","M","M","M","M","M","M","M","M",83.4,"PHNL 121153Z 02005KT 10SM FEW028 BKN250 27/19 A2992 RMK AO2 SLP132 T02720194 10283 20272 58013"]
["PHNL","2019-09-12T06:55:00",81,69.1,67.18,"M",3,0,29.94,1013.7,10,"M","FEW","FEW","BKN","M",2400,4500,20000,"M","M","M","M","M","M","M","M",84.16,"PHNL 121653Z VRB03KT 10SM FEW024 FEW045 BKN200 27/21 A2994 RMK AO2 SLP137 T02720206"]
["PHNL","2019-09-12T18:55:00",82.9,68,60.81,80,8,0,29.91,1012.7,10,20,"FEW","FEW","SCT","BKN",2200,3300,5000,25000,"M","M","M","M","M","M","M",85.94,"PHNL 130453Z 08008G20KT 10SM FEW022 FEW033 SCT050 BKN250 28/20 A2991 RMK AO2 SLP127 T02830200"]
["PHNL","2019-09-13T03:55:00",79,70,73.97,0,0,0,29.9,1012.6,10,"M","FEW","FEW","M","M",2500,4600,"M","M","M","M","M","M","M","M","M","M","PHNL 131353Z 00000KT 10SM FEW025 FEW046 26/21 A2990 RMK AO2 SLP126 T02610211"]
["PHNL","2019-09-13T05:55:00",77,70,79.02,10,4,0,29.93,1013.4,10,"M","FEW","FEW","M","M",2600,3600,"M","M","M","M","M","M","M","M","M","M","PHNL 131553Z 01004KT 10SM FEW026 FEW036 25/21 A2993 RMK AO2 SLP134 T02500211"]
["PHNL","2019-09-13T12:55:00",90,69.1,50.36,60,14,0,29.9,1012.6,10,18,"FEW","SCT","SCT","M",2500,5000,10000,"M","M","M","M","M","M","M","M",94.76,"PHNL 132253Z 06014G18KT 10SM FEW025 SCT050 SCT100 32/21 A2990 RMK AO2 SLP126 VCSH NE T03220206"]
["PHNL","2019-09-13T21:55:00",82,69.1,65.03,50,7,0,29.96,1014.4,10,"M","FEW","FEW","M","M",2500,4500,"M","M","M","M","M","M","M","M","M",85.39,"PHNL 140753Z 05007KT 10SM FEW025 FEW045 28/21 A2996 RMK AO2 SLP144 T02780206"]
["PHNL","2019-09-14T06:55:00",75.9,70,81.96,360,4,0,29.96,1014.4,10,"M","FEW","M","M","M",2500,"M","M","M","M","M","M","M","M","M","M","M","PHNL 141653Z 36004KT 10SM FEW025 24/21 A2996 RMK AO2 SLP144 T02440211"]
["PHNL","2019-09-14T13:55:00",89.1,66.9,48.03,70,7,0,29.92,1013.2,10,"M","FEW","FEW","SCT","M",2300,4100,6000,"M","M","M","M","M","M","M","M",92.16,"PHNL 142353Z 07007KT 10SM FEW023 FEW041 SCT060 32/19 A2992 RMK AO2 SLP132 T03170194 10322 20267 56016 $"]
["PHNL","2019-09-14T23:55:00",79,72,79.17,0,0,0,29.96,1014.6,10,"M","FEW","FEW","M","M",2400,3800,"M","M","M","M","M","M","M","M","M","M","PHNL 150953Z 00000KT 10SM FEW024 FEW038 26/22 A2996 RMK AO2 SLP146 T02610222 403280239 $"]
["PHNL","2019-09-15T07:55:00",81,72,74.15,"M",3,0,29.97,1014.8,10,"M","FEW","FEW","SCT","M",2400,3000,14000,"M","M","M","M","M","M","M","M",85.35,"PHNL 151753Z VRB03KT 10SM FEW024 FEW030 SCT140 27/22 A2997 RMK AO2 SLP148 VCSH N-E T02720222 10272 20244 53010 $"]
["PHNL","2019-09-15T15:55:00",89.1,70,53.42,80,13,0,29.88,1011.9,10,19,"FEW","FEW","SCT","M",2300,4200,5500,"M","M","M","M","M","M","M","M",94.41,"PHNL 160153Z 08013G19KT 10SM FEW023 FEW042 SCT055 32/21 A2988 RMK AO2 SLP119 VCSH NE T03170211 $"]
["PHNL","2019-09-15T16:55:00",88,70,55.32,60,10,0,29.9,1012.3,10,"M","FEW","SCT","SCT","M",2300,4200,6000,"M","M","M","M","M","M","M","M",93.11,"PHNL 160253Z 06010KT 10SM FEW023 SCT042 SCT060 31/21 A2990 RMK AO2 SLP123 VCSH NE-E T03110211 55003 $"]
["PHNL","2019-09-16T01:55:00",79,71.1,76.79,60,5,0,29.92,1013.1,10,"M","CLR","M","M","M","M","M","M","M","M","M","M","M","M","M","M","M","PHNL 161153Z 06005KT 10SM CLR 26/22 A2992 RMK AO2 SLP131 60000 T02610217 10267 20261 58013 $"]
["PHNL","2019-09-16T14:55:00",82.9,72,69.71,170,7,0,29.88,1011.6,10,"M","FEW","SCT","SCT","BKN",2500,4100,5500,14000,"M","M","M","M","M","M","M",88.11,"PHNL 170053Z 17007KT 10SM FEW025 SCT041 SCT055 BKN140 BKN160 28/22 A2988 RMK AO2 SLP116 VCSH NE-E T02830222"]
["PHNL","2019-09-16T18:55:00",80.1,71.1,74.07,70,11,0,29.9,1012.4,10,"M","FEW","SCT","SCT","BKN",2600,5000,6000,15000,"M","M","M","M","M","M","M",83.64,"PHNL 170453Z 07011KT 10SM FEW026 SCT050 SCT060 BKN150 BKN170 27/22 A2990 RMK AO2 SLP124 VCSH NE-E T02670217"]
["PHNL","2019-09-17T01:55:00",77,70,79.02,110,5,0,29.9,1012.5,10,"M","FEW","BKN","OVC","M",3100,5500,7000,"M","M","M","M","M","M","M","M","M","PHNL 171153Z 11005KT 10SM FEW031 BKN055 OVC070 25/21 A2990 RMK AO2 SLP125 60000 T02500211 10267 20244 57012"]
["PHNL","2019-09-17T11:55:00",82.9,66.9,58.55,70,12,0,29.94,1013.9,10,"M","FEW","SCT","BKN","M",2500,4200,20000,"M","M","M","M","M","M","M","M",85.45,"PHNL 172153Z 07012KT 10SM FEW025 SCT042 BKN200 28/19 A2994 RMK AO2 SLP139 T02830194"]
["PHNL","2019-09-17T18:55:00",77,66.9,71.03,50,13,0,29.91,1012.9,10,"M","FEW","FEW","SCT","M",2400,5000,12000,"M","M","M","M","M","M","M","M","M","PHNL 180453Z 05013KT 10SM FEW024 FEW050 SCT120 25/19 A2991 RMK AO2 SLP129 T02500194"]
["PHNL","2019-09-18T05:55:00",73.9,68,81.82,70,3,0,29.92,1013.2,10,"M","FEW","BKN","M","M",2400,4500,"M","M","M","M","M","M","M","M","M","M","PHNL 181553Z 07003KT 10SM FEW024 BKN045 23/20 A2992 RMK AO2 SLP132 T02330200"]
["PHNL","2019-09-18T06:55:00",73.9,69.1,84.97,50,5,0,29.93,1013.4,10,"M","FEW","SCT","SCT","M",2500,5000,6500,"M","M","M","M","M","M","M","M","M","PHNL 181653Z 05005KT 10SM FEW025 SCT050 SCT065 23/21 A2993 RMK AO2 SLP134 T02330206"]
["PHNL","2019-09-18T13:55:00",82.9,66,56.75,60,12,0,29.89,1012.2,10,"M","FEW","SCT","M","M",2500,5000,"M","M","M","M","M","M","M","M","M",85.07,"PHNL 182353Z 06012KT 10SM FEW025 SCT050 28/19 A2989 RMK AO2 WSHFT 2311 SLP122 T02830189 10289 20250 56016"]
["PHNL","2019-09-18T22:55:00",75.9,69.1,79.47,80,6,0,29.98,1015,10,"M","FEW","SCT","M","M",2500,6000,"M","M","M","M","M","M","M","M","M","M","PHNL 190853Z 08006KT 10SM FEW025 SCT060 24/21 A2998 RMK AO2 SLP150 T02440206 50005"]
["PHNL","2019-09-19T07:55:00",75.9,70,81.96,50,12,0,29.97,1014.7,10,16,"FEW","BKN","M","M",2300,6000,"M","M","M","M","M","M","M","M","M","M","PHNL 191753Z 05012G16KT 10SM FEW023 BKN060 24/21 A2997 RMK AO2 SLP147 VCSH NE T02440211 10244 20228 53018"]
["PHNL","2019-09-19T12:55:00",84.9,66.9,54.89,80,15,0,29.92,1013,10,21,"FEW","SCT","SCT","M",2500,4000,20000,"M","M","M","M","M","M","M","M",87.59,"PHNL 192253Z 08015G21KT 10SM FEW025 SCT040 SCT200 29/19 A2992 RMK AO2 SLP130 T02940194"]
["PHNL","2019-09-19T23:55:00",75,68,78.86,70,6,0,29.96,1014.4,10,"M","FEW","BKN","M","M",2100,8000,"M","M","M","M","M","M","M","M","M","M","PHNL 200953Z 07006KT 10SM FEW021 BKN080 24/20 A2996 RMK AO2 SLP144 T02390200 403000228"]
["PHNL","2019-09-20T08:55:00",75,69.1,81.9,60,8,"T",29.94,1013.8,10,"M","FEW","SCT","BKN","OVC",2300,3800,6000,16000,"M","M","M","M","M","M","M","M","PHNL 201853Z 06008KT 10SM FEW023 SCT038 BKN060 OVC160 24/21 A2994 RMK AO2 RAB35E53 SLP138 P0000 T02390206"]
["PHNL","2019-09-20T14:55:00",81,69.1,67.18,60,10,0,29.9,1012.5,10,21,"FEW","SCT","BKN","M",2100,3700,12000,"M","M","M","M","M","M","M","M",84.16,"PHNL 210053Z 06010G21KT 10SM FEW021 SCT037 BKN120 27/21 A2990 RMK AO2 SLP125 T02720206"]
["PHNL","2019-09-20T17:55:00",78.1,68,71.14,60,13,0,29.92,1013.1,10,19,"FEW","FEW","SCT","M",2600,3400,5000,"M","M","M","M","M","M","M","M","M","PHNL 210353Z 06013G19KT 10SM FEW026 FEW034 SCT050 26/20 A2992 RMK AO2 SLP131 T02560200"]
["PHNL","2019-09-21T02:55:00",70,69.1,96.97,30,8,0,29.93,1013.6,10,"M","FEW","SCT","SCT","M",2200,4000,6000,"M","M","M","M","M","M","M","M","M","PHNL 211253Z 03008KT 10SM FEW022 SCT040 SCT060 21/21 A2993 RMK AO2 SLP136 T02110206"]
["PHNL","2019-09-21T13:55:00",79,68,69.07,80,19,0,29.92,1013,10,23,"FEW","SCT","BKN","M",2500,3700,5500,"M","M","M","M","M","M","M","M","M","PHNL 212353Z 08019G23KT 10SM FEW025 SCT037 BKN055 26/20 A2992 RMK AO2 SLP130 VCSH N-E 60000 T02610200 10267 20211 57019 $"]
["PHNL","2019-09-21T19:55:00",72,69.1,90.59,70,7,0,29.97,1014.9,10,"M","FEW","FEW","M","M",2400,4000,"M","M","M","M","M","M","M","M","M","M","PHNL 220553Z 07007KT 10SM FEW024 FEW040 22/21 A2997 RMK AO2 SLP149 T02220206 10261 20222 51020 $"]
["PHNL","2019-09-22T04:55:00",77,68,73.78,0,0,0,29.99,1015.3,10,"M","FEW","M","M","M",2400,"M","M","M","M","M","M","M","M","M","M","M","PHNL 221453Z 00000KT 10SM FEW024 25/20 A2999 RMK AO2 SLP153 T02500200 55000 $"]
["PHNL","2019-09-22T13:55:00",88,73.9,63.12,220,9,0,29.96,1014.4,10,"M","FEW","SCT","BKN","M",2300,4200,25000,"M","M","M","M","M","M","M","M",96.63,"PHNL 222353Z 22009KT 10SM FEW023 SCT042 BKN250 31/24 A2996 RMK AO2 SLP144 T03110233 58016 $"]
["PHNL","2019-09-22T22:55:00",81,73.9,79.06,30,3,0,30.03,1016.8,10,"M","FEW","FEW","M","M",2300,4200,"M","M","M","M","M","M","M","M","M",86.25,"PHNL 230853Z 03003KT 10SM FEW023 FEW042 27/23 A3003 RMK AO2 SLP168 T02720233 50008 $"]
["PHNL","2019-09-23T07:55:00",81,73,76.7,20,3,"T",30.01,1016.2,10,"M","SCT","BKN","M","M",2000,3500,"M","M","M","M","M","M","M","M","M",85.81,"PHNL 231753Z 02003KT 10SM SCT020 BKN035 27/23 A3001 RMK AO2 RAE1657 SLP162 VCSH W P0000 60001 T02720228 52013 $"]
["PHNL","2019-09-23T08:55:00",82,75,79.4,280,5,0.05,30.02,1016.5,10,"M","SCT","SCT","BKN","M",2000,3000,4000,"M","M","M","M","M","M","M","M",88.64,"PHNL 231853Z 28005KT 10SM SCT020 SCT030 BKN040 28/24 A3002 RMK AO2 RAB1759E24 SLP165 VCSH N-E P0005 T02780239 $"]
["PHNL","2019-09-23T16:55:00",82,72,71.78,60,10,0,29.95,1014.3,10,"M","FEW","SCT","BKN","M",2200,3500,4300,"M","M","M","M","M","M","M","M",86.83,"PHNL 240253Z 06010KT 10SM FEW022 SCT035 BKN043 28/22 A2995 RMK AO2 SLP143 60000 T02780222 55004"]
["PHNL","2019-09-23T20:55:00",81,71.1,71.92,70,7,0,30.01,1016.2,10,"M","FEW","FEW","BKN","M",2300,4000,10000,"M","M","M","M","M","M","M","M",84.95,"PHNL 240653Z 07007KT 10SM FEW023 FEW040 BKN100 27/22 A3001 RMK AO2 SLP162 T02720217"]
["PHNL","2019-09-24T05:55:00",80.1,69.1,69.18,60,10,0,29.95,1014.3,10,"M","FEW","SCT","M","M",2500,4500,"M","M","M","M","M","M","M","M","M",83.01,"PHNL 241553Z 06010KT 10SM FEW025 SCT045 27/21 A2995 RMK AO2 SLP143 T02670206"]
["PHNL","2019-09-24T12:55:00",89.1,69.1,51.8,90,12,0,29.92,1013.1,10,"M","FEW","SCT","SCT","M",2500,4000,6000,"M","M","M","M","M","M","M","M",93.71,"PHNL 242253Z 09012KT 10SM FEW025 SCT040 SCT060 32/21 A2992 RMK AO2 SLP131 T03170206"]
["PHNL","2019-09-24T22:55:00",81,70,69.28,10,3,0,29.95,1014.3,10,"M","FEW","BKN","M","M",2500,7500,"M","M","M","M","M","M","M","M","M",84.5,"PHNL 250853Z 01003KT 10SM FEW025 BKN075 27/21 A2995 RMK AO2 SLP143 T02720211 51005"]
["PHNL","2019-09-25T05:55:00",75.9,73,90.74,40,6,0.08,29.92,1013.1,10,"M","FEW","SCT","BKN","M",1200,2500,4500,"M",{"$f":"-RA","v":{"$error":"#NAME?"}},"M","M","M","M","M","M","M","PHNL 251553Z 04006KT 10SM -RA FEW012 SCT025 BKN045 24/23 A2992 RMK AO2 SLP131 P0008 T02440228 $"]
["PHNL","2019-09-25T09:55:00",81,72,74.15,110,6,0,29.96,1014.6,10,"M","SCT","BKN","BKN","M",2000,3200,6000,"M","M","M","M","M","M","M","M",85.35,"PHNL 251953Z 11006KT 10SM SCT020 BKN032 BKN060 27/22 A2996 RMK AO2 SLP146 VCSH W T02720222"]
["PHNL","2019-09-25T11:10:00",77,73.9,90.17,110,7,0.11,29.96,"M",2,"M","SCT","BKN","M","M",1200,2500,"M","M","RA BR","M","M","M","M","M","M","M","PHNL 252109Z 11007KT 2SM RA BR SCT012 BKN025 25/23 A2996 RMK AO2 P0011 T02500233"]
["PHNL","2019-09-25T16:55:00",82.9,72,69.71,210,7,0,29.88,1011.8,10,"M","SCT","BKN","OVC","M",3100,5000,7500,"M","M","M","M","M","M","M","M",88.11,"PHNL 260253Z 21007KT 10SM SCT031 BKN050 OVC075 28/22 A2988 RMK AO2 SLP118 T02830222 55001"]
["PHNL","2019-09-26T01:55:00",78.1,71.1,79.1,320,4,0,29.91,1012.7,10,"M","FEW","SCT","BKN","M",2500,5500,7000,"M","M","M","M","M","M","M","M","M","PHNL 261153Z 32004KT 10SM FEW025 SCT055 BKN070 26/22 A2991 RMK AO2 SLP127 70109 T02560217 10278 20250 58012"]
["PHNL","2019-09-26T10:55:00",84.9,72,65.36,160,8,0,29.92,1013.2,10,"M","FEW","FEW","SCT","M",2600,5000,20000,"M","M","M","M","M","M","M","M",90.82,"PHNL 262053Z 16008KT 10SM FEW026 FEW050 SCT200 29/22 A2992 RMK AO2 SLP132 T02940222 50001"]
["PHNL","2019-09-26T17:55:00",84,73,69.59,150,5,0,29.87,1011.3,10,"M","FEW","SCT","BKN","M",3300,4500,6000,"M","M","M","M","M","M","M","M",90.34,"PHNL 270353Z 15005KT 10SM FEW033 SCT045 BKN060 29/23 A2987 RMK AO2 SLP113 T02890228"]
["PHNL","2019-09-27T02:55:00",79,72,79.17,0,0,0,29.9,1012.4,10,"M","FEW","FEW","M","M",2500,9500,"M","M","M","M","M","M","M","M","M","M","PHNL 271253Z 00000KT 10SM FEW025 FEW095 26/22 A2990 RMK AO2 SLP124 T02610222"]
["PHNL","2019-09-27T08:55:00",86,72,63.1,60,9,0,29.95,1014,10,"M","FEW","SCT","M","M",2500,3500,"M","M","M","M","M","M","M","M","M",92.25,"PHNL 271853Z 06009KT 10SM FEW025 SCT035 30/22 A2995 RMK AO2 SLP140 T03000222"]
["PHNL","2019-09-27T19:55:00",82,73,74.24,40,6,"T",29.93,1013.6,10,"M","FEW","SCT","SCT","M",2600,3900,4800,"M","M","M","M","M","M","M","M",87.39,"PHNL 280553Z 04006KT 10SM FEW026 SCT039 SCT048 28/23 A2993 RMK AO2 RAB24E33 SLP136 P0000 60000 T02780228 10333 20278 51018"]
["PHNL","2019-09-27T20:55:00",82.9,73,72.11,60,8,0,29.95,1014.2,10,"M","FEW","SCT","SCT","M",2600,3800,4900,"M","M","M","M","M","M","M","M",88.75,"PHNL 280653Z 06008KT 10SM FEW026 SCT038 SCT049 28/23 A2995 RMK AO2 SLP142 T02830228"]
["PHNL","2019-09-28T04:55:00",79,75,87.58,60,3,"T",29.95,1014.1,7,"M","FEW","SCT","BKN","M",1200,3200,4600,"M",{"$f":"-RA","v":{"$error":"#NAME?"}},"M","M","M","M","M","M","M","PHNL 281453Z 06003KT 7SM -RA FEW012 SCT032 BKN046 26/24 A2995 RMK AO2 RAB00 SLP141 P0000 60000 T02610239 53003"]
["PHNL","2019-09-28T10:55:00",89.1,72,57.18,50,9,0,29.99,1015.5,10,"M","FEW","SCT","M","M",2200,5000,"M","M","M","M","M","M","M","M","M",96.17,"PHNL 282053Z 05009KT 10SM FEW022 SCT050 32/22 A2999 RMK AO2 SLP155 60000 T03170222 58001 $"]
["PHNL","2019-09-28T19:55:00",82.9,70,65.13,60,11,0,30,1016,10,"M","FEW","M","M","M",4600,"M","M","M","M","M","M","M","M","M","M",86.95,"PHNL 290553Z 06011KT 10SM FEW046 28/21 A3000 RMK AO2 SLP160 T02830211 10322 20283 53023 $"]
["PHNL","2019-09-29T04:55:00",80.1,69.1,69.18,30,3,0,29.99,1015.5,10,"M","FEW","FEW","M","M",2200,3100,"M","M","M","M","M","M","M","M","M",83.01,"PHNL 291453Z 03003KT 10SM FEW022 FEW031 27/21 A2999 RMK AO2 SLP155 T02670206 55004 $"]
["PHNL","2019-09-29T09:55:00",86,69.1,57.16,60,11,0,30.03,1017,10,20,"SCT","SCT","BKN","M",2500,3900,5500,"M","M","M","M","M","M","M","M",90.11,"PHNL 291953Z 06011G20KT 10SM SCT025 SCT039 BKN055 30/21 A3003 RMK AO2 SLP170 VCSH N-E T03000206 $"]
["PHNL","2019-09-29T21:55:00",78.1,71.1,79.1,10,6,0.01,29.99,1015.6,10,"M","FEW","SCT","BKN","M",2800,4600,7000,"M",{"$f":"-RA","v":{"$error":"#NAME?"}},"M","M","M","M","M","M","M","PHNL 300753Z 01006KT 10SM -RA FEW028 SCT046 BKN070 26/22 A2999 RMK AO2 RAB0658 SLP156 P0001 T02560217 $"]
["PHNL","2019-09-30T06:55:00",77,69.1,76.62,360,6,0,29.95,1014,10,"M","FEW","SCT","M","M",2500,4000,"M","M","M","M","M","M","M","M","M","M","PHNL 301653Z 36006KT 10SM FEW025 SCT040 25/21 A2995 RMK AO2 SLP140 T02500206 $"]
["PHNL","2019-09-30T08:55:00",82.9,70,65.13,90,3,"T",29.97,1014.8,10,"M","FEW","SCT","SCT","M",2400,4200,6000,"M","M","M","M","M","M","M","M",86.95,"PHNL 301853Z 09003KT 10SM FEW024 SCT042 SCT060 28/21 A2997 RMK AO2 RAB20E29 SLP148 VCSH W P0000 T02830211 $"]
["PHNL","2019-09-30T15:55:00",88,68,51.65,70,15,0,29.89,1012,10,"M","FEW","M","M","M",7000,"M","M","M","M","M","M","M","M","M","M",91.65,"PHNL 010153Z 07015KT 10SM FEW070 31/20 A2989 RMK AO2 SLP120 T03110200 $"]
["PHNL","2019-10-01T00:55:00",79,70,73.97,80,11,0,29.95,1014.1,10,"M","FEW","M","M","M",2300,"M","M","M","M","M","M","M","M","M","M","M","PHNL 011053Z 08011KT 10SM FEW023 26/21 A2995 RMK AO2 SLP141 VCSH N-NE-E T02610211 $"]
["PHNL","2019-10-01T07:55:00",80.1,69.1,69.18,80,10,0,29.96,1014.6,10,"M","FEW","SCT","SCT","M",2400,5000,9000,"M","M","M","M","M","M","M","M",83.01,"PHNL 011753Z 08010KT 10SM FEW024 SCT050 SCT090 27/21 A2996 RMK AO2 SLP146 VCSH NE 60003 T02670206 10272 20244 53011"]
["PHNL","2019-10-01T17:55:00",82.9,68,60.81,40,10,0,29.91,1012.7,10,"M","FEW","M","M","M",2500,"M","M","M","M","M","M","M","M","M","M",85.94,"PHNL 020353Z 04010KT 10SM FEW025 28/20 A2991 RMK AO2 SLP127 T02830200"]
["PHNL","2019-10-02T02:55:00",77,71.1,82.03,50,6,0.01,29.93,1013.6,10,"M","FEW","SCT","BKN","M",2300,3600,5000,"M","M","M","M","M","M","M","M","M","PHNL 021253Z 05006KT 10SM FEW023 SCT036 BKN050 25/22 A2993 RMK AO2 RAB05E31 SLP136 P0001 T02500217 $"]
["PHNL","2019-10-02T10:55:00",84.9,68,57.02,60,17,0,29.97,1014.7,10,26,"FEW","SCT","M","M",2500,4500,"M","M","M","M","M","M",28,50,"2019-10-02T19:59:00",88.18,"PHNL 022053Z 06017G26KT 10SM FEW025 SCT045 29/20 A2997 RMK AO2 PK WND 05028/1959 SLP147 60000 T02940200 58000"]
["PHNL","2019-10-02T19:55:00",79,71.1,76.79,90,13,"T",29.95,1014.3,9,25,"FEW","SCT","BKN","M",2000,3500,4700,"M",{"$f":"-RA","v":{"$error":"#NAME?"}},"M","M","M","M","M","M","M","PHNL 030553Z 09013G25KT 9SM -RA FEW020 SCT035 BKN047 26/22 A2995 RMK AO2 RAE0455B33 SLP143 P0000 60000 T02610217 10317 20261 53014"]
["PHNL","2019-10-02T20:40:00",79,71.1,76.79,60,13,"T",29.97,"M",10,"M","FEW","BKN","OVC","M",2000,4000,5500,"M","M","M","M","M","M","M","M","M","PHNL 030637Z 06013KT 10SM FEW020 BKN040 OVC055 26/22 A2997 RMK AO2 WSHFT 0617 RAE24 P0000 T02610217"]
["PHNL","2019-10-03T04:55:00",77,70,79.02,40,11,"T",29.94,1013.7,10,"M","FEW","SCT","BKN","M",2200,4200,7500,"M","M","M","M","M","M","M","M","M","PHNL 031453Z 04011KT 10SM FEW022 SCT042 BKN075 25/21 A2994 RMK AO2 RAE01 SLP137 VCSH N-NE-E P0000 60000 T02500211 56005"]
["PHNL","2019-10-03T17:55:00",82.9,69.1,63.16,70,20,"T",29.96,1014.3,10,25,"FEW","FEW","SCT","M",2000,3800,5000,"M",{"$f":"-RA","v":{"$error":"#NAME?"}},"M","M","M","M","M","M",86.48,"PHNL 040353Z 07020G25KT 10SM -RA FEW020 FEW038 SCT050 28/21 A2996 RMK AO2 RAB50 SLP143 P0000 T02830206"]
["PHNL","2019-10-03T21:05:00",81,70,69.28,40,9,0,29.99,"M",10,"M","FEW","BKN","BKN","M",1800,2900,4300,"M","M","M","M","M","M","M","M",84.5,"PHNL 040703Z 04009KT 10SM FEW018 BKN029 BKN043 27/21 A2999 RMK AO2 T02720211"]
["PHNL","2019-10-04T05:55:00",79,69.1,71.72,60,8,0,29.98,1015.1,10,"M","FEW","FEW","SCT","M",2300,3800,4900,"M","M","M","M","M","M","M","M","M","PHNL 041553Z 06008KT 10SM FEW023 FEW038 SCT049 26/21 A2998 RMK AO2 SLP151 T02610206"]
["PHNL","2019-10-04T15:55:00",84.9,66.9,54.89,70,16,"T",29.94,1013.8,10,23,"FEW","FEW","SCT","M",3600,4500,5500,"M","M","M","M","M","M","M","M",87.59,"PHNL 050153Z 07016G23KT 10SM FEW036 FEW045 SCT055 29/19 A2994 RMK AO2 RAB47E52 SLP138 P0000 T02940194"]
["PHNL","2019-10-04T22:55:00",79,68,69.07,40,8,0,29.99,1015.4,10,"M","FEW","FEW","M","M",2200,7500,"M","M","M","M","M","M","M","M","M","M","PHNL 050853Z 04008KT 10SM FEW022 FEW075 26/20 A2999 RMK AO2 SLP154 T02610200 50007"]
["PHNL","2019-10-05T07:55:00",79,69.1,71.72,"M",3,0,29.98,1015.1,10,"M","FEW","FEW","M","M",2500,5500,"M","M","M","M","M","M","M","M","M","M","PHNL 051753Z VRB03KT 10SM FEW025 FEW055 26/21 A2998 RMK AO2 SLP151 VCSH N-E T02610206 10261 20228 52009"]
["PHNL","2019-10-05T14:55:00",87.1,68,53.15,20,9,0,29.9,1012.3,10,"M","FEW","SCT","BKN","M",2600,4500,7000,"M","M","M","M","M","M","M","M",90.64,"PHNL 060053Z 02009KT 10SM FEW026 SCT045 BKN070 31/20 A2990 RMK AO2 SLP123 VCSH N-E AND SW-W-NW T03060200"]
["PHNL","2019-10-05T16:55:00",82.9,68,60.81,10,10,0,29.89,1012.2,10,"M","SCT","M","M","M",6000,"M","M","M","M","M","M","M","M","M","M",85.94,"PHNL 060253Z 01010KT 10SM SCT060 28/20 A2989 RMK AO2 SLP122 T02830200 55007"]
["PHNL","2019-10-06T01:55:00",75.9,68,76.53,330,4,0,29.91,1012.9,10,"M","FEW","M","M","M",2400,"M","M","M","M","M","M","M","M","M","M","M","PHNL 061153Z 33004KT 10SM FEW024 24/20 A2991 RMK AO2 SLP129 60000 T02440200 10261 20244 58011"]
["PHNL","2019-10-06T10:55:00",84.9,64.9,51.21,170,8,0,29.91,1012.9,10,"M","FEW","FEW","M","M",3000,6000,"M","M","M","M","M","M","M","M","M",86.62,"PHNL 062053Z 17008KT 10SM FEW030 FEW060 29/18 A2991 RMK AO2 SLP129 T02940183 58002"]
["PHNL","2019-10-06T18:55:00",82,68,62.62,170,4,0,29.87,1011.4,10,"M","FEW","BKN","M","M",3200,4000,"M","M","M","M","M","M","M","M","M",84.92,"PHNL 070453Z 17004KT 10SM FEW032 BKN040 28/20 A2987 RMK AO2 SLP114 T02780200"]
["PHNL","2019-10-07T03:55:00",75,66.9,75.92,0,0,0,29.86,1011.2,10,"M","FEW","M","M","M",2400,"M","M","M","M","M","M","M","M","M","M","M","PHNL 071353Z 00000KT 10SM FEW024 24/19 A2986 RMK AO2 SLP112 T02390194"]
["PHNL","2019-10-07T11:55:00",82.9,66.9,58.55,140,8,0,29.92,1013,10,"M","SCT","BKN","BKN","M",4500,5500,8500,"M","M","M","M","M","M","M","M",85.45,"PHNL 072153Z 14008KT 10SM SCT045 BKN055 BKN085 28/19 A2992 RMK AO2 SLP130 T02830194"]
["PHNL","2019-10-07T17:55:00",78.1,68,71.14,80,9,0,29.88,1011.7,10,"M","SCT","BKN","M","M",2000,4000,"M","M","M","M","M","M","M","M","M","M","PHNL 080353Z 08009KT 10SM SCT020 BKN040 26/20 A2988 RMK AO2 SLP117 VCSH NE T02560200"]
["PHNL","2019-10-07T20:55:00",78.1,69.1,73.88,50,6,0,29.91,1012.9,10,"M","OVC","M","M","M",6500,"M","M","M","M","M","M","M","M","M","M","M","PHNL 080653Z 05006KT 10SM OVC065 26/21 A2991 RMK AO2 SLP129 T02560206"]
["PHNL","2019-10-08T05:55:00",77,68,73.78,110,4,0,29.89,1012.3,10,"M","FEW","SCT","BKN","M",2500,4800,8000,"M","M","M","M","M","M","M","M","M","PHNL 081553Z 11004KT 10SM FEW025 SCT048 BKN080 25/20 A2989 RMK AO2 SLP123 T02500200"]
["PHNL","2019-10-08T16:55:00",82.9,68,60.81,50,8,"T",29.86,1011.1,10,"M","FEW","SCT","BKN","M",2400,3900,6500,"M","M","M","M","M","M","M","M",85.94,"PHNL 090253Z 05008KT 10SM FEW024 SCT039 BKN065 28/20 A2986 RMK AO2 RAB0155E20 SLP111 P0000 60001 T02830200 55009"]
["PHNL","2019-10-08T22:55:00",78.1,68,71.14,0,0,0,29.92,1013.2,10,"M","FEW","M","M","M",2400,"M","M","M","M","M","M","M","M","M","M","M","PHNL 090853Z 00000KT 10SM FEW024 26/20 A2992 RMK AO2 SLP132 T02560200 50004"]
["PHNL","2019-10-09T07:55:00",82,70,67.06,10,3,0,29.9,1012.4,10,"M","FEW","FEW","SCT","M",2700,3600,20000,"M","M","M","M","M","M","M","M",85.81,"PHNL 091753Z 01003KT 10SM FEW027 FEW036 SCT200 28/21 A2990 RMK AO2 SLP124 T02780211 10278 20239 53009"]
["PHNL","2019-10-09T15:55:00",88,69.1,53.64,170,8,0,29.84,1010.5,10,"M","FEW","FEW","SCT","M",2500,4600,6000,"M","M","M","M","M","M","M","M",92.43,"PHNL 100153Z 17008KT 10SM FEW025 FEW046 SCT060 31/21 A2984 RMK AO2 SLP105 T03110206"]
["PHNL","2019-10-10T00:55:00",80.1,72,76.36,60,6,0,29.89,1012.2,10,"M","FEW","M","M","M",2300,"M","M","M","M","M","M","M","M","M","M",83.94,"PHNL 101053Z 06006KT 10SM FEW023 27/22 A2989 RMK AO2 SLP122 T02670222"]
["PHNL","2019-10-10T09:55:00",88,73,61.24,70,5,0,29.91,1012.9,10,"M","FEW","SCT","BKN","M",2200,3200,23000,"M","M","M","M","M","M","M","M",95.73,"PHNL 101953Z 07005KT 10SM FEW022 SCT032 BKN230 31/23 A2991 RMK AO2 SLP129 VCSH NE T03110228"]
["PHNL","2019-10-10T14:55:00",88,75,65.49,180,9,0,29.86,1011.1,10,"M","FEW","FEW","SCT","M",2800,5500,20000,"M","M","M","M","M","M","M","M",97.81,"PHNL 110053Z 18009KT 10SM FEW028 FEW055 SCT200 31/24 A2986 RMK AO2 SLP111 T03110239"]
["PHNL","2019-10-10T18:55:00",84.9,72,65.36,140,7,0,29.93,1013.4,10,"M","SCT","BKN","M","M",5000,20000,"M","M","M","M","M","M","M","M","M",90.82,"PHNL 110453Z 14007KT 10SM SCT050 BKN200 29/22 A2993 RMK AO2 SLP134 T02940222"]
["PHNL","2019-10-11T03:35:00",79,75,87.58,300,5,"T",29.95,"M",10,"M","FEW","BKN","OVC","M",800,3000,6000,"M",{"$f":"-RA","v":{"$error":"#NAME?"}},"M","M","M","M","M","M","M","PHNL 111330Z 30005KT 10SM -RA FEW008 BKN030 OVC060 26/24 A2995 RMK AO2 RAB26 P0000 T02610239"]
["PHNL","2019-10-11T07:55:00",77,73.9,90.17,30,4,0.01,30,1015.7,10,"M","FEW","SCT","BKN","M",1200,2500,3600,"M",{"$f":"-RA","v":{"$error":"#NAME?"}},"M","M","M","M","M","M","M","PHNL 111753Z 03004KT 10SM -RA FEW012 SCT025 BKN036 25/23 A3000 RMK AO2 SLP157 P0001 60079 T02500233 10267 20239 50006"]
["PHNL","2019-10-11T14:55:00",88,73,61.24,80,13,0,29.94,1013.7,10,17,"FEW","SCT","BKN","M",2000,3600,18000,"M","M","M","M","M","M","M","M",95.73,"PHNL 120053Z 08013G17KT 10SM FEW020 SCT036 BKN180 31/23 A2994 RMK AO2 SLP137 VCSH W AND NE T03110228"]
["PHNL","2019-10-12T00:55:00",80.1,68,66.62,80,8,0,30.01,1016,10,"M","FEW","M","M","M",2400,"M","M","M","M","M","M","M","M","M","M",82.7,"PHNL 121053Z 08008KT 10SM FEW024 27/20 A3001 RMK AO2 SLP160 T02670200"]
["PHNL","2019-10-12T09:55:00",86,69.1,57.16,60,11,0,30.01,1016.3,10,"M","FEW","SCT","BKN","M",2400,4500,25000,"M","M","M","M","M","M","M","M",90.11,"PHNL 121953Z 06011KT 10SM FEW024 SCT045 BKN250 30/21 A3001 RMK AO2 SLP163 T03000206"]
["PHNL","2019-10-12T13:55:00",88,66.9,49.73,60,13,0,29.94,1013.7,10,19,"FEW","SCT","SCT","M",2500,4200,25000,"M","M","M","M","M","M","M","M",90.95,"PHNL 122353Z 06013G19KT 10SM FEW025 SCT042 SCT250 31/19 A2994 RMK AO2 SLP137 T03110194 10317 20278 58024"]
["PHNL","2019-10-12T18:55:00",82,68,62.62,40,11,0,29.94,1013.8,10,"M","FEW","BKN","M","M",2600,5000,"M","M","M","M","M","M","M","M","M",84.92,"PHNL 130453Z 04011KT 10SM FEW026 BKN050 28/20 A2994 RMK AO2 SLP138 T02780200"]
["PHNL","2019-10-13T03:55:00",79,69.1,71.72,70,6,0,29.93,1013.4,10,"M","FEW","SCT","BKN","M",2200,4000,5500,"M","M","M","M","M","M","M","M","M","PHNL 131353Z 07006KT 10SM FEW022 SCT040 BKN055 26/21 A2993 RMK AO2 SLP134 T02610206"]
["PHNL","2019-10-13T12:55:00",84.9,71.1,63.4,130,9,0,29.93,1013.4,10,"M","FEW","SCT","BKN","M",2800,5000,8000,"M","M","M","M","M","M","M","M",90.16,"PHNL 132253Z 13009KT 10SM FEW028 SCT050 BKN080 29/22 A2993 RMK AO2 SLP134 T02940217"]
["PHNL","2019-10-13T20:55:00",81,68,64.69,60,10,0,29.96,1014.4,10,"M","FEW","M","M","M",2500,"M","M","M","M","M","M","M","M","M","M",83.76,"PHNL 140653Z 06010KT 10SM FEW025 27/20 A2996 RMK AO2 SLP144 T02720200"]
["PHNL","2019-10-14T05:55:00",75,68,78.86,320,4,0,29.97,1014.8,10,"M","FEW","M","M","M",2400,"M","M","M","M","M","M","M","M","M","M","M","PHNL 141553Z 32004KT 10SM FEW024 24/20 A2997 RMK AO2 SLP148 T02390200"]
["PHNL","2019-10-14T14:55:00",87.1,68,53.15,60,14,0,29.94,1013.7,10,"M","FEW","BKN","M","M",2600,5500,"M","M","M","M","M","M","M","M","M",90.64,"PHNL 150053Z 06014KT 10SM FEW026 BKN055 31/20 A2994 RMK AO2 SLP137 T03060200"]
["PHNL","2019-10-14T17:55:00",84,66.9,56.51,60,12,0,29.97,1014.8,10,21,"FEW","FEW","SCT","M",2700,6000,20000,"M","M","M","M","M","M","M","M",86.62,"PHNL 150353Z 06012G21KT 10SM FEW027 FEW060 SCT200 29/19 A2997 RMK AO2 SLP148 T02890194"]
["PHNL","2019-10-15T07:55:00",82,66.9,60.28,20,8,0,30.04,1017.1,10,"M","FEW","M","M","M",2500,"M","M","M","M","M","M","M","M","M","M",84.48,"PHNL 151753Z 02008KT 10SM FEW025 28/19 A3004 RMK AO2 SLP171 T02780194 10278 20250 52011"]
["PHNL","2019-10-15T08:55:00",84,66,54.77,40,10,0,30.04,1017.3,10,"M","FEW","FEW","M","M",2500,4500,"M","M","M","M","M","M","M","M","M",86.2,"PHNL 151853Z 04010KT 10SM FEW025 FEW045 29/19 A3004 RMK AO2 SLP173 T02890189"]
["PHNL","2019-10-15T16:55:00",84.9,64.9,51.21,30,10,0,29.99,1015.4,10,17,"FEW","SCT","BKN","M",2600,4100,25000,"M","M","M","M","M","M","M","M",86.62,"PHNL 160253Z 03010G17KT 10SM FEW026 SCT041 BKN250 29/18 A2999 RMK AO2 SLP154 T02940183 53003"]
["PHNL","2019-10-16T01:55:00",80.1,66.9,64.14,20,3,0,30,1015.7,10,"M","FEW","FEW","SCT","M",2500,3800,19000,"M","M","M","M","M","M","M","M",82.4,"PHNL 161153Z 02003KT 10SM FEW025 FEW038 SCT190 27/19 A3000 RMK AO2 SLP157 T02670194 10272 20261 58013"]
["PHNL","2019-10-16T10:55:00",80.1,71.1,74.07,40,8,"T",30.02,1016.5,10,"M","FEW","BKN","BKN","M",2200,5000,11000,"M","RA","M","M","M","M","M","M",83.64,"PHNL 162053Z 04008KT 10SM RA FEW022 BKN050 BKN110 27/22 A3002 RMK AO2 RAE02B40 SLP165 P0000 60000 T02670217 50005"]
["PHNL","2019-10-16T15:55:00",84,66.9,56.51,60,12,0,29.95,1014.2,10,20,"FEW","SCT","BKN","M",2800,6500,16000,"M","M","M","M","M","M","M","M",86.62,"PHNL 170153Z 06012G20KT 10SM FEW028 SCT065 BKN160 29/19 A2995 RMK AO2 SLP142 T02890194 $"]
["PHNL","2019-10-17T03:55:00",79,69.1,71.72,60,5,0,30,1015.7,10,"M","FEW","FEW","M","M",2400,3600,"M","M","M","M","M","M","M","M","M","M","PHNL 171353Z 06005KT 10SM FEW024 FEW036 26/21 A3000 RMK AO2 SLP157 T02610206 $"]
["PHNL","2019-10-17T12:55:00",86,68,55.04,80,14,0,30.03,1016.9,10,"M","FEW","SCT","BKN","M",2400,4700,6000,"M","M","M","M","M","M","M","M",89.41,"PHNL 172253Z 08014KT 10SM FEW024 SCT047 BKN060 30/20 A3003 RMK AO2 SLP169 VCSH NE T03000200 $"]
["PHNL","2019-10-17T14:55:00",87.1,66.9,51.17,80,15,0,30,1015.8,10,"M","FEW","FEW","SCT","M",2500,4600,6000,"M","M","M","M","M","M","M","M",89.96,"PHNL 180053Z 08015KT 10SM FEW025 FEW046 SCT060 31/19 A3000 RMK AO2 SLP158 T03060194 $"]
["PHNL","2019-10-17T21:55:00",77,71.1,82.03,40,3,0.01,30.09,1019,10,"M","FEW","SCT","BKN","M",2600,4600,6000,"M",{"$f":"-RA","v":{"$error":"#NAME?"}},"M","M","M","M","M","M","M","PHNL 180753Z 04003KT 10SM -RA FEW026 SCT046 BKN060 25/22 A3009 RMK AO2 RAB24 SLP190 P0001 T02500217 $"]
["PHNL","2019-10-18T06:55:00",78.1,69.1,73.88,40,5,0,30.05,1017.6,10,"M","FEW","SCT","M","M",2300,3500,"M","M","M","M","M","M","M","M","M","M","PHNL 181653Z 04005KT 10SM FEW023 SCT035 26/21 A3005 RMK AO2 SLP176 VCSH NE T02560206 $"]
["PHNL","2019-10-18T15:55:00",86,66.9,52.99,60,16,"T",29.99,1015.3,10,21,"FEW","FEW","SCT","M",2400,4400,6000,"M","M","M","M","M","M","M","M",88.77,"PHNL 190153Z 06016G21KT 10SM FEW024 FEW044 SCT060 30/19 A2999 RMK AO2 RAE01 SLP153 VCSH E-SE P0000 T03000194 $"]
["PHNL","2019-10-19T02:55:00",78.1,68,71.14,80,4,0,30,1015.8,10,"M","FEW","FEW","M","M",2400,4000,"M","M","M","M","M","M","M","M","M","M","PHNL 191253Z 08004KT 10SM FEW024 FEW040 26/20 A3000 RMK AO2 SLP158 T02560200 $"]
["PHNL","2019-10-19T08:55:00",84,66,54.77,60,7,0,30.05,1017.4,10,"M","FEW","SCT","BKN","M",2300,4500,25000,"M","M","M","M","M","M","M","M",86.2,"PHNL 191853Z 06007KT 10SM FEW023 SCT045 BKN250 29/19 A3005 RMK AO2 SLP174 T02890189 $"]
["PHNL","2019-10-19T17:55:00",84,70,62.86,70,5,0,29.97,1014.7,10,"M","FEW","SCT","SCT","BKN",2300,4400,7000,23000,"M","M","M","M","M","M","M",88.31,"PHNL 200353Z 07005KT 10SM FEW023 SCT044 SCT070 BKN230 29/21 A2997 RMK AO2 SLP147 T02890211 $"]
["PHNL","2019-10-20T01:55:00",78.1,71.1,79.1,30,3,0,29.98,1015.1,10,"M","FEW","SCT","BKN","M",2500,4000,10000,"M","M","M","M","M","M","M","M","M","PHNL 201153Z 03003KT 10SM FEW025 SCT040 BKN100 26/22 A2998 RMK AO2 SLP151 T02560217 10278 20256 58013 $"]
["PHNL","2019-10-20T10:55:00",80.1,73,78.99,40,8,"T",30.02,1016.5,5,"M","FEW","BKN","BKN","M",2700,4300,6000,"M",{"$f":"-RA","v":{"$error":"#NAME?"}},"M","M","M","M","M","M",84.3,"PHNL 202053Z 04008KT 5SM -RA FEW027 BKN043 BKN060 27/23 A3002 RMK AO2 RAB37 SLP165 P0000 60000 T02670228 50006 $"]
["PHNL","2019-10-20T11:55:00",86,72,63.1,"M",3,"T",29.99,1015.6,10,"M","SCT","BKN","BKN","M",3900,6000,8000,"M","M","M","M","M","M","M","M",92.25,"PHNL 202153Z VRB03KT 10SM SCT039 BKN060 BKN080 30/22 A2999 RMK AO2 RAE14 SLP156 VCSH NW-N-E P0000 T03000222 $"]
["PHNL","2019-10-21T00:55:00",80.1,69.1,69.18,40,6,0,29.99,1015.5,10,"M","FEW","M","M","M",3600,"M","M","M","M","M","M","M","M","M","M",83.01,"PHNL 211053Z 04006KT 10SM FEW036 27/21 A2999 RMK AO2 SLP155 T02670206 $"]
["PHNL","2019-10-21T04:55:00",79,69.1,71.72,40,6,0,29.96,1014.5,10,"M","FEW","FEW","M","M",2400,4000,"M","M","M","M","M","M","M","M","M","M","PHNL 211453Z 04006KT 10SM FEW024 FEW040 26/21 A2996 RMK AO2 SLP145 T02610206 55003 $"]
["PHNL","2019-10-21T13:55:00",87.1,69.1,55.19,50,11,0,29.94,1013.8,10,"M","FEW","SCT","BKN","M",2400,3900,5000,"M","M","M","M","M","M","M","M",91.38,"PHNL 212353Z 05011KT 10SM FEW024 SCT039 BKN050 31/21 A2994 RMK AO2 SLP138 T03060206 10322 20278 58023"]
["PHNL","2019-10-21T23:55:00",81,70,69.28,70,9,0,30.01,1016.1,10,"M","FEW","FEW","M","M",2500,4000,"M","M","M","M","M","M","M","M","M",84.5,"PHNL 220953Z 07009KT 10SM FEW025 FEW040 27/21 A3001 RMK AO2 SLP161 T02720211 403220256 $"]
["PHNL","2019-10-22T06:55:00",80.1,68,66.62,60,11,0,30,1015.7,10,"M","FEW","FEW","M","M",2500,4500,"M","M","M","M","M","M","M","M","M",82.7,"PHNL 221653Z 06011KT 10SM FEW025 FEW045 27/20 A3000 RMK AO2 SLP157 T02670200 $"]
["PHNL","2019-10-22T15:55:00",87.1,66.9,51.17,50,15,0,29.93,1013.5,10,"M","FEW","FEW","M","M",2600,5500,"M","M","M","M","M","M","M","M","M",89.96,"PHNL 230153Z 05015KT 10SM FEW026 FEW055 31/19 A2993 RMK AO2 SLP135 T03060194"]
["PHNL","2019-10-23T00:55:00",80.1,69.1,69.18,60,10,0,29.98,1015.1,10,"M","CLR","M","M","M","M","M","M","M","M","M","M","M","M","M","M",83.01,"PHNL 231053Z 06010KT 10SM CLR 27/21 A2998 RMK AO2 SLP151 T02670206"]
["PHNL","2019-10-23T04:55:00",79,68,69.07,30,5,0,29.93,1013.5,10,"M","FEW","FEW","M","M",2400,4000,"M","M","M","M","M","M","M","M","M","M","PHNL 231453Z 03005KT 10SM FEW024 FEW040 26/20 A2993 RMK AO2 SLP135 T02610200 55009"]
["PHNL","2019-10-23T09:55:00",87.1,68,53.15,50,12,0,29.99,1015.4,10,"M","FEW","SCT","M","M",2500,3600,"M","M","M","M","M","M","M","M","M",90.64,"PHNL 231953Z 05012KT 10SM FEW025 SCT036 31/20 A2999 RMK AO2 SLP154 T03060200"]
["PHNL","2019-10-23T18:55:00",81,68,64.69,40,7,0,29.92,1013.1,10,"M","FEW","FEW","M","M",2500,4500,"M","M","M","M","M","M","M","M","M",83.76,"PHNL 240453Z 04007KT 10SM FEW025 FEW045 27/20 A2992 RMK AO2 SLP131 T02720200"]
["PHNL","2019-10-24T03:55:00",75.9,66.9,73.68,30,5,0,29.88,1011.9,10,"M","FEW","M","M","M",2900,"M","M","M","M","M","M","M","M","M","M","M","PHNL 241353Z 03005KT 10SM FEW029 24/19 A2988 RMK AO2 SLP119 T02440194"]
["PHNL","2019-10-24T11:55:00",87.1,68,53.15,150,11,0,29.91,1012.8,10,"M","FEW","SCT","M","M",2700,5500,"M","M","M","M","M","M","M","M","M",90.64,"PHNL 242153Z 15011KT 10SM FEW027 SCT055 31/20 A2991 RMK AO2 SLP128 T03060200"]
["PHNL","2019-10-24T20:55:00",80.1,66.9,64.14,0,0,0,29.94,1013.7,10,"M","FEW","SCT","M","M",2400,4500,"M","M","M","M","M","M","M","M","M",82.4,"PHNL 250653Z 00000KT 10SM FEW024 SCT045 27/19 A2994 RMK AO2 SLP137 T02670194"]
["PHNL","2019-10-25T02:55:00",75,69.1,81.9,360,3,0,29.9,1012.5,10,"M","CLR","M","M","M","M","M","M","M","M","M","M","M","M","M","M","M","PHNL 251253Z 36003KT 10SM CLR 24/21 A2990 RMK AO2 SLP125 T02390206 $"]
["PHNL","2019-10-25T13:55:00",88,69.1,53.64,140,7,0,29.88,1011.9,10,"M","FEW","SCT","SCT","M",2500,4800,5500,"M","M","M","M","M","M","M","M",92.43,"PHNL 252353Z 14007KT 100V170 10SM FEW025 SCT048 SCT055 31/21 A2988 RMK AO2 SLP119 T03110206 10317 20261 58021 $"]
["PHNL","2019-10-25T14:55:00",86,66,51.37,70,8,0,29.87,1011.4,10,"M","FEW","BKN","M","M",2800,4500,"M","M","M","M","M","M","M","M","M",88.28,"PHNL 260053Z 07008KT 10SM FEW028 BKN045 30/19 A2987 RMK AO2 SLP114 T03000189 $"]
["PHNL","2019-10-26T01:55:00",77,69.1,76.62,330,5,0,29.95,1014,10,"M","CLR","M","M","M","M","M","M","M","M","M","M","M","M","M","M","M","PHNL 261153Z 33005KT 10SM CLR 25/21 A2995 RMK AO2 SLP140 T02500206 10267 20244 58008 $"]
["PHNL","2019-10-26T07:55:00",80.1,70,71.35,340,4,0,29.98,1015.2,10,"M","FEW","FEW","FEW","M",2400,3600,7000,"M","M","M","M","M","M","M","M",83.28,"PHNL 261753Z 34004KT 10SM FEW024 FEW036 FEW070 27/21 A2998 RMK AO2 SLP152 T02670211 10267 20228 53015 $"]
["PHNL","2019-10-26T16:55:00",84.9,68,57.02,60,12,0,29.89,1012.2,10,"M","FEW","SCT","SCT","M",2400,4500,7000,"M","M","M","M","M","M","M","M",88.18,"PHNL 270253Z 06012KT 10SM FEW024 SCT045 SCT070 29/20 A2989 RMK AO2 SLP122 T02940200 55000 $"]
["PHNL","2019-10-27T01:55:00",79,66.9,66.49,40,7,0,29.93,1013.5,10,"M","FEW","FEW","M","M",2300,3300,"M","M","M","M","M","M","M","M","M","M","PHNL 271153Z 04007KT 10SM FEW023 FEW033 26/19 A2993 RMK AO2 SLP135 T02610194 10272 20261 58014 $"]
["PHNL","2019-10-27T06:55:00",75.9,64.9,68.73,10,4,0,29.95,1014.2,10,"M","FEW","FEW","SCT","M",2500,3600,4800,"M","M","M","M","M","M","M","M","M","PHNL 271653Z 01004KT 10SM FEW025 FEW036 SCT048 24/18 A2995 RMK AO2 SLP142 T02440183 $"]
["PHNL","2019-10-27T16:55:00",84,64,51.08,40,9,0,29.88,1011.9,10,19,"CLR","M","M","M","M","M","M","M","M","M","M","M","M","M","M",85.36,"PHNL 280253Z 04009G19KT 10SM CLR 29/18 A2988 RMK AO2 SLP119 T02890178 55001 $"]
["PHNL","2019-10-28T01:55:00",78.1,66.9,68.49,10,5,0,29.91,1012.8,10,"M","FEW","FEW","BKN","M",2500,4700,7500,"M","M","M","M","M","M","M","M","M","PHNL 281153Z 01005KT 10SM FEW025 FEW047 BKN075 26/19 A2991 RMK AO2 SLP128 T02560194 10267 20244 58010 $"]
["PHNL","2019-10-28T03:55:00",77,66.9,71.03,10,3,0,29.89,1012.2,10,"M","FEW","SCT","BKN","M",2500,6000,8000,"M","M","M","M","M","M","M","M","M","PHNL 281353Z 01003KT 10SM FEW025 SCT060 BKN080 25/19 A2989 RMK AO2 SLP122 T02500194 $"]
["PHNL","2019-10-28T10:55:00",88,62.1,42.05,60,14,0,29.92,1013.1,10,"M","FEW","FEW","M","M",2500,5000,"M","M","M","M","M","M","M","M","M",88.47,"PHNL 282053Z 06014KT 10SM FEW025 FEW050 31/17 A2992 RMK AO2 SLP131 T03110167 58000"]
["PHNL","2019-10-28T19:55:00",80.1,66,62.17,30,4,0,29.89,1012.1,10,"M","FEW","FEW","M","M",2500,3500,"M","M","M","M","M","M","M","M","M",82.17,"PHNL 290553Z 03004KT 10SM FEW025 FEW035 27/19 A2989 RMK AO2 SLP121 T02670189 10311 20261 53012"]
["PHNL","2019-10-29T02:55:00",77,66.9,71.03,360,7,0,29.86,1011,10,"M","OVC","M","M","M",7000,"M","M","M","M","M","M","M","M","M","M","M","PHNL 291253Z 36007KT 10SM OVC070 25/19 A2986 RMK AO2 SLP110 T02500194"]
["PHNL","2019-10-29T12:55:00",84,70,62.86,140,8,0,29.86,1011,10,"M","FEW","SCT","SCT","M",2300,4500,10000,"M","M","M","M","M","M","M","M",88.31,"PHNL 292253Z 14008KT 10SM FEW023 SCT045 SCT100 29/21 A2986 RMK AO2 SLP110 T02890211"]
["PHNL","2019-10-29T21:55:00",77,70,79.02,0,0,0,29.88,1011.7,10,"M","FEW","FEW","SCT","M",2400,5000,11000,"M","M","M","M","M","M","M","M","M","PHNL 300753Z 00000KT 10SM FEW024 FEW050 SCT110 25/21 A2988 RMK AO2 SLP117 T02500211"]
["PHNL","2019-10-30T06:55:00",73,69.1,87.59,350,5,0,29.84,1010.6,10,"M","FEW","FEW","M","M",2500,3500,"M","M","M","M","M","M","M","M","M","M","PHNL 301653Z 35005KT 10SM FEW025 FEW035 23/21 A2984 RMK AO2 SLP106 T02280206"]
["PHNL","2019-10-30T14:55:00",81,68,64.69,50,6,"T",29.79,1008.9,10,"M","FEW","SCT","BKN","M",3100,4100,5000,"M",{"$f":"-RA","v":{"$error":"#NAME?"}},"M","M","M","M","M","M",83.76,"PHNL 310053Z 05006KT 10SM -RA FEW031 SCT041 BKN050 27/20 A2979 RMK AO2 RAB52 SLP089 P0000 T02720200"]
["PHNL","2019-10-30T15:55:00",82,69.1,65.03,130,4,"T",29.79,1008.8,10,"M","FEW","SCT","BKN","M",2700,4200,9500,"M","M","M","M","M","M","M","M",85.39,"PHNL 310153Z 13004KT 10SM FEW027 SCT042 BKN095 28/21 A2979 RMK AO2 RAE13 SLP088 P0000 T02780206"]
["PHNL","2019-10-30T23:55:00",75.9,66.9,73.68,320,3,0,29.85,1010.8,10,"M","SCT","BKN","M","M",2600,3800,"M","M","M","M","M","M","M","M","M","M","PHNL 310953Z 32003KT 10SM SCT026 BKN038 24/19 A2985 RMK AO2 SLP108 T02440194 403060228"]
["PHNL","2019-10-31T12:55:00",84.9,69.1,59.21,170,9,0,29.84,1010.3,10,"M","FEW","SCT","M","M",2500,3500,"M","M","M","M","M","M","M","M","M",88.83,"PHNL 312253Z 17009KT 10SM FEW025 SCT035 29/21 A2984 RMK AO2 SLP103 T02940206"]
["PHNL","2019-10-31T15:55:00",84,69.1,60.95,220,8,0,29.81,1009.4,10,"M","FEW","FEW","M","M",2600,3800,"M","M","M","M","M","M","M","M","M",87.78,"PHNL 010153Z 22008KT 10SM FEW026 FEW038 29/21 A2981 RMK AO2 SLP094 T02890206"]
["PHNL","2019-11-01T00:55:00",75.9,68,76.53,350,3,0,29.87,1011.3,10,"M","FEW","FEW","M","M",2500,3600,"M","M","M","M","M","M","M","M","M","M","PHNL 011053Z 35003KT 10SM FEW025 FEW036 24/20 A2987 RMK AO2 SLP113 T02440200"]
["PHNL","2019-11-01T10:55:00",82.9,68,60.81,220,7,0,29.89,1012,10,"M","FEW","SCT","M","M",2500,4500,"M","M","M","M","M","M","M","M","M",85.94,"PHNL 012053Z 22007KT 10SM FEW025 SCT045 28/20 A2989 RMK AO2 SLP120 T02830200 50002"]
["PHNL","2019-11-01T17:55:00",81,66.9,62.28,230,7,0,29.86,1011.1,10,"M","FEW","M","M","M",3500,"M","M","M","M","M","M","M","M","M","M",83.4,"PHNL 020353Z 23007KT 10SM FEW035 27/19 A2986 RMK AO2 SLP111 T02720194"]
["PHNL","2019-11-02T02:55:00",73,66,78.7,0,0,0,29.87,1011.4,10,"M","FEW","M","M","M",2500,"M","M","M","M","M","M","M","M","M","M","M","PHNL 021253Z 00000KT 10SM FEW025 23/19 A2987 RMK AO2 SLP114 T02280189"]
["PHNL","2019-11-02T09:55:00",82.9,69.1,63.16,210,6,0,29.9,1012.6,10,"M","FEW","FEW","M","M",3000,4900,"M","M","M","M","M","M","M","M","M",86.48,"PHNL 021953Z 21006KT 10SM FEW030 FEW049 28/21 A2990 RMK AO2 SLP126 T02830206"]
["PHNL","2019-11-02T11:55:00",84.9,68,57.02,220,9,0,29.88,1011.8,10,"M","FEW","FEW","SCT","M",3700,4900,5500,"M","M","M","M","M","M","M","M",88.18,"PHNL 022153Z 22009KT 10SM FEW037 FEW049 SCT055 29/20 A2988 RMK AO2 SLP118 T02940200"]
["PHNL","2019-11-02T20:55:00",80.1,68,66.62,280,5,0,29.89,1012,10,"M","FEW","SCT","M","M",2500,3400,"M","M","M","M","M","M","M","M","M",82.7,"PHNL 030653Z 28005KT 10SM FEW025 SCT034 27/20 A2989 RMK AO2 SLP120 T02670200"]
["PHNL","2019-11-03T05:55:00",73,66,78.7,100,4,0,29.85,1010.8,10,"M","FEW","M","M","M",2400,"M","M","M","M","M","M","M","M","M","M","M","PHNL 031553Z 10004KT 10SM FEW024 23/19 A2985 RMK AO2 SLP108 T02280189"]
["PHNL","2019-11-03T10:55:00",82,69.1,65.03,200,7,0,29.9,1012.5,10,"M","FEW","SCT","BKN","M",2800,3800,8000,"M","M","M","M","M","M","M","M",85.39,"PHNL 032053Z 20007KT 10SM FEW028 SCT038 BKN080 28/21 A2990 RMK AO2 SLP125 60000 T02780206 50005"]
["PHNL","2019-11-03T21:55:00",77,71.1,82.03,290,8,"T",29.89,1012.2,10,"M","SCT","BKN","BKN","M",2100,2800,4500,"M",{"$f":"-RA","v":{"$error":"#NAME?"}},"M","M","M","M","M","M","M","PHNL 040753Z 29008KT 10SM -RA SCT021 BKN028 BKN045 25/22 A2989 RMK AO2 RAB51 SLP122 P0000 T02500217"]
["PHNL","2019-11-04T04:55:00",75,72,90.4,20,4,0.04,29.86,1011.1,10,"M","SCT","BKN","OVC","M",1900,3300,5000,"M","M","M","M","M","M","M","M","M","PHNL 041453Z 02004KT 10SM SCT019 BKN033 OVC050 24/22 A2986 RMK AO2 RAE27 SLP111 P0004 60011 T02390222 55002 $"]
["PHNL","2019-11-04T10:55:00",82.9,69.1,63.16,150,9,0,29.93,1013.3,10,"M","FEW","SCT","M","M",2500,3500,"M","M","M","M","M","M","M","M","M",86.48,"PHNL 042053Z 15009KT 10SM FEW025 SCT035 28/21 A2993 RMK AO2 SLP133 T02830206 50005"]
["PHNL","2019-11-04T13:55:00",84,69.1,60.95,"M",6,0,29.87,1011.3,10,"M","FEW","FEW","M","M",3400,4000,"M","M","M","M","M","M","M","M","M",87.78,"PHNL 042353Z VRB06KT 10SM FEW034 FEW040 29/21 A2987 RMK AO2 SLP113 T02890206 10289 20250 56020"]
["PHNL","2019-11-04T22:55:00",75,66,73.59,350,3,0,29.94,1013.8,10,"M","FEW","M","M","M",3000,"M","M","M","M","M","M","M","M","M","M","M","PHNL 050853Z 35003KT 10SM FEW030 24/19 A2994 RMK AO2 SLP138 T02390189 51007"]
["PHNL","2019-11-05T09:55:00",78.1,68,71.14,350,5,0,29.99,1015.5,10,"M","SCT","BKN","M","M",7500,20000,"M","M","M","M","M","M","M","M","M","M","PHNL 051953Z 35005KT 10SM SCT075 BKN200 26/20 A2999 RMK AO2 SLP155 T02560200"]
["PHNL","2019-11-05T15:55:00",81,71.1,71.92,240,7,0,29.93,1013.6,10,"M","FEW","BKN","BKN","M",2700,6500,20000,"M","M","M","M","M","M","M","M",84.95,"PHNL 060153Z 24007KT 10SM FEW027 BKN065 BKN200 27/22 A2993 RMK AO2 SLP136 T02720217"]
["PHNL","2019-11-06T00:55:00",77,68,73.78,320,5,0,30.01,1016.2,10,"M","FEW","BKN","M","M",2500,24000,"M","M","M","M","M","M","M","M","M","M","PHNL 061053Z 32005KT 10SM FEW025 BKN240 25/20 A3001 RMK AO2 SLP162 T02500200"]
["PHNL","2019-11-06T08:55:00",81,68,64.69,10,7,0,30,1016,10,"M","FEW","FEW","BKN","M",2500,3500,20000,"M","M","M","M","M","M","M","M",83.76,"PHNL 061853Z 01007KT 10SM FEW025 FEW035 BKN200 27/20 A3000 RMK AO2 SLP160 T02720200"]
["PHNL","2019-11-06T17:55:00",81,66.9,62.28,20,10,0,29.95,1014.2,10,"M","FEW","FEW","SCT","M",2400,4200,5000,"M","M","M","M","M","M","M","M",83.4,"PHNL 070353Z 02010KT 10SM FEW024 FEW042 SCT050 27/19 A2995 RMK AO2 SLP142 T02720194"]
["PHNL","2019-11-07T02:55:00",73.9,68,81.82,300,3,0,29.94,1013.8,10,"M","FEW","FEW","M","M",2500,6500,"M","M","M","M","M","M","M","M","M","M","PHNL 071253Z 30003KT 10SM FEW025 FEW065 23/20 A2994 RMK AO2 SLP138 T02330200"]
["PHNL","2019-11-07T03:55:00",75,68,78.86,330,5,0,29.94,1013.7,10,"M","FEW","FEW","M","M",2500,5500,"M","M","M","M","M","M","M","M","M","M","PHNL 071353Z 33005KT 10SM FEW025 FEW055 24/20 A2994 RMK AO2 SLP137 T02390200"]
["PHNL","2019-11-07T16:55:00",81,66.9,62.28,50,9,0,29.87,1011.5,10,"M","SCT","SCT","BKN","BKN",2300,5500,7500,20000,"M","M","M","M","M","M","M",83.4,"PHNL 080253Z 05009KT 10SM SCT023 SCT055 BKN075 BKN200 27/19 A2987 RMK AO2 SLP115 T02720194 55002"]
["PHNL","2019-11-07T20:55:00",77,66,68.85,340,5,0,29.93,1013.4,10,"M","FEW","BKN","M","M",2700,8000,"M","M","M","M","M","M","M","M","M","M","PHNL 080653Z 34005KT 10SM FEW027 BKN080 25/19 A2993 RMK AO2 SLP134 T02500189"]
["PHNL","2019-11-08T05:55:00",75,66.9,75.92,30,3,0,29.85,1010.6,10,"M","FEW","SCT","BKN","M",2800,4500,7500,"M","M","M","M","M","M","M","M","M","PHNL 081553Z 03003KT 10SM FEW028 SCT045 BKN075 24/19 A2985 RMK AO2 SLP106 T02390194"]
["PHNL","2019-11-08T12:55:00",84,68,58.69,220,10,0,29.82,1009.7,10,"M","FEW","FEW","SCT","M",2500,4500,25000,"M","M","M","M","M","M","M","M",87.18,"PHNL 082253Z 22010KT 10SM FEW025 FEW045 SCT250 29/20 A2982 RMK AO2 SLP097 T02890200"]
["PHNL","2019-11-08T22:55:00",73,64.9,75.75,340,3,0,29.88,1011.7,10,"M","FEW","M","M","M",2500,"M","M","M","M","M","M","M","M","M","M","M","PHNL 090853Z 34003KT 10SM FEW025 23/18 A2988 RMK AO2 SLP117 T02280183 51007"]
["PHNL","2019-11-09T07:55:00",73.9,64,71.21,320,5,0,29.9,1012.5,10,"M","SCT","BKN","M","M",6000,20000,"M","M","M","M","M","M","M","M","M","M","PHNL 091753Z 32005KT 10SM SCT060 BKN200 23/18 A2990 RMK AO2 SLP125 T02330178 10233 20206 53016"]
["PHNL","2019-11-09T11:55:00",84,62.1,47.78,210,5,0,29.88,1011.7,10,"M","FEW","FEW","SCT","M",5000,9000,25000,"M","M","M","M","M","M","M","M",84.67,"PHNL 092153Z 21005KT 10SM FEW050 FEW090 SCT250 29/17 A2988 RMK AO2 SLP117 T02890167"]
["PHNL","2019-11-09T16:55:00",82.9,62.1,49.51,160,5,0,29.87,1011.3,10,"M","FEW","FEW","BKN","M",3300,4600,7000,"M","M","M","M","M","M","M","M",83.7,"PHNL 100253Z 16005KT 10SM FEW033 FEW046 BKN070 28/17 A2987 RMK AO2 SLP113 T02830167 50002"]
["PHNL","2019-11-10T01:55:00",73,66,78.7,320,4,0,29.94,1013.9,10,"M","FEW","M","M","M",2500,"M","M","M","M","M","M","M","M","M","M","M","PHNL 101153Z 32004KT 10SM FEW025 23/19 A2994 RMK AO2 SLP139 T02280189 10256 20228 58005"]
["PHNL","2019-11-10T10:55:00",84,69.1,60.95,170,5,0,29.99,1015.5,10,"M","FEW","FEW","FEW","M",2600,3800,5000,"M","M","M","M","M","M","M","M",87.78,"PHNL 102053Z 17005KT 10SM FEW026 FEW038 FEW050 29/21 A2999 RMK AO2 SLP155 T02890206 50003"]
["PHNL","2019-11-10T19:55:00",79,66,64.45,20,5,0,29.98,1015.3,10,"M","FEW","BKN","M","M",2600,6000,"M","M","M","M","M","M","M","M","M","M","PHNL 110553Z 02005KT 10SM FEW026 BKN060 26/19 A2998 RMK AO2 SLP153 T02610189 10306 20261 53018 $"]
["PHNL","2019-11-11T03:55:00",73.9,66.9,78.77,330,4,0,29.97,1014.9,10,"M","FEW","M","M","M",2200,"M","M","M","M","M","M","M","M","M","M","M","PHNL 111353Z 33004KT 10SM FEW022 23/19 A2997 RMK AO2 SLP149 T02330194 $"]
["PHNL","2019-11-11T12:55:00",86,68,55.04,160,7,0,29.96,1014.4,10,"M","FEW","SCT","BKN","M",2400,3800,4900,"M","M","M","M","M","M","M","M",89.41,"PHNL 112253Z 16007KT 110V220 10SM FEW024 SCT038 BKN049 30/20 A2996 RMK AO2 SLP144 T03000200 $"]
["PHNL","2019-11-11T18:55:00",78.1,72,81.55,350,3,0,29.99,1015.5,10,"M","FEW","FEW","M","M",2400,3600,"M","M","M","M","M","M","M","M","M","M","PHNL 120453Z 35003KT 10SM FEW024 FEW036 26/22 A2999 RMK AO2 SLP155 T02560222 $"]
["PHNL","2019-11-12T05:55:00",71.1,66.9,86.59,340,5,0,29.98,1015.2,10,"M","FEW","M","M","M",2800,"M","M","M","M","M","M","M","M","M","M","M","PHNL 121553Z 34005KT 10SM FEW028 22/19 A2998 RMK AO2 SLP152 T02170194 $"]
["PHNL","2019-11-12T06:55:00",72,66.9,83.99,"M",3,0,29.99,1015.5,10,"M","FEW","M","M","M",2500,"M","M","M","M","M","M","M","M","M","M","M","PHNL 121653Z VRB03KT 10SM FEW025 22/19 A2999 RMK AO2 SLP155 T02220194 $"]
["PHNL","2019-11-12T14:55:00",86,69.1,57.16,140,13,0,29.91,1012.8,10,"M","FEW","SCT","M","M",2600,4900,"M","M","M","M","M","M","M","M","M",90.11,"PHNL 130053Z 14013KT 10SM FEW026 SCT049 30/21 A2991 RMK AO2 SLP128 T03000206"]
["PHNL","2019-11-13",77,68,73.78,330,3,0,30,1015.8,10,"M","FEW","M","M","M",2400,"M","M","M","M","M","M","M","M","M","M","M","PHNL 130953Z 33003KT 10SM FEW024 25/20 A3000 RMK AO2 SLP158 T02500200 403110211"]
["PHNL","2019-11-13T08:55:00",80.1,66.9,64.14,0,0,0,30,1015.9,10,"M","FEW","M","M","M",2500,"M","M","M","M","M","M","M","M","M","M",82.4,"PHNL 131853Z 00000KT 10SM FEW025 27/19 A3000 RMK AO2 SLP159 T02670194"]
["PHNL","2019-11-13T13:55:00",87.1,64.9,47.73,150,11,0,29.91,1012.6,10,"M","FEW","SCT","M","M",2500,4600,"M","M","M","M","M","M","M","M","M",88.86,"PHNL 132353Z 15011KT 10SM FEW025 SCT046 31/18 A2991 RMK AO2 SLP126 T03060183 10306 20239 58028"]
["PHNL","2019-11-14T01:55:00",73,66.9,81.2,0,0,0,29.99,1015.5,10,"M","FEW","FEW","M","M",2500,5000,"M","M","M","M","M","M","M","M","M","M","PHNL 141153Z 00000KT 10SM FEW025 FEW050 23/19 A2999 RMK AO2 SLP155 T02280194 10261 20228 58010"]
["PHNL","2019-11-14T10:55:00",84,70,62.86,150,11,0,29.98,1015,10,"M","FEW","SCT","M","M",2500,4500,"M","M","M","M","M","M","M","M","M",88.31,"PHNL 142053Z 15011KT 10SM FEW025 SCT045 29/21 A2998 RMK AO2 SLP150 T02890211 58002"]
["PHNL","2019-11-14T19:55:00",80.1,69.1,69.18,130,3,0,29.96,1014.4,10,"M","FEW","FEW","M","M",2500,3800,"M","M","M","M","M","M","M","M","M",83.01,"PHNL 150553Z 13003KT 10SM FEW025 FEW038 27/21 A2996 RMK AO2 SLP144 T02670206 10294 20267 53022"]
["PHNL","2019-11-14T21:55:00",77,69.1,76.62,40,4,0,29.98,1015.1,10,"M","FEW","M","M","M",2500,"M","M","M","M","M","M","M","M","M","M","M","PHNL 150753Z 04004KT 10SM FEW025 25/21 A2998 RMK AO2 SLP151 T02500206"]
["PHNL","2019-11-15T04:55:00",73.9,68,81.82,0,0,0,29.95,1014.1,10,"M","CLR","M","M","M","M","M","M","M","M","M","M","M","M","M","M","M","PHNL 151453Z 00000KT 10SM CLR 23/20 A2995 RMK AO2 SLP141 T02330200 55004"]
["PHNL","2019-11-15T13:55:00",84.9,72,65.36,230,7,0,29.95,1014,10,"M","FEW","BKN","M","M",2500,6000,"M","M","M","M","M","M","M","M","M",90.82,"PHNL 152353Z 23007KT 10SM FEW025 BKN060 29/22 A2995 RMK AO2 SLP140 T02940222 10300 20256 58017"]
["PHNL","2019-11-15T20:55:00",81,71.1,71.92,280,5,0,30.02,1016.4,10,"M","FEW","FEW","SCT","M",2400,6000,20000,"M","M","M","M","M","M","M","M",84.95,"PHNL 160653Z 28005KT 10SM FEW024 FEW060 SCT200 27/22 A3002 RMK AO2 SLP164 T02720217 $"]
["PHNL","2019-11-16T06:55:00",78.1,70,76.19,120,3,0,29.99,1015.6,10,"M","FEW","BKN","M","M",2400,15000,"M","M","M","M","M","M","M","M","M","M","PHNL 161653Z 12003KT 10SM FEW024 BKN150 26/21 A2999 RMK AO2 SLP156 T02560211 $"]
["PHNL","2019-11-16T15:55:00",84,69.1,60.95,40,10,0,29.94,1013.7,10,"M","FEW","SCT","BKN","M",2500,5000,20000,"M","M","M","M","M","M","M","M",87.78,"PHNL 170153Z 04010KT 10SM FEW025 SCT050 BKN200 29/21 A2994 RMK AO2 SLP137 T02890206 $"]
["PHNL","2019-11-16T23:55:00",75,66.9,75.92,360,5,0,29.99,1015.6,10,"M","FEW","SCT","M","M",2500,25000,"M","M","M","M","M","M","M","M","M","M","PHNL 170953Z 36005KT 10SM FEW025 SCT250 24/19 A2999 RMK AO2 SLP156 T02390194 403000239 $"]
["PHNL","2019-11-17T08:55:00",82.9,68,60.81,90,7,0,29.97,1014.8,10,"M","FEW","FEW","SCT","M",2300,4000,20000,"M","M","M","M","M","M","M","M",85.94,"PHNL 171853Z 09007KT 020V160 10SM FEW023 FEW040 SCT200 28/20 A2997 RMK AO2 SLP148 T02830200 $"]
["PHNL","2019-11-17T09:55:00",84.9,66,53.21,0,0,0,29.97,1014.7,10,"M","FEW","FEW","SCT","BKN",2300,3300,6000,25000,"M","M","M","M","M","M","M",87.13,"PHNL 171953Z 00000KT 10SM FEW023 FEW033 SCT060 BKN250 29/19 A2997 RMK AO2 PRESFR SLP147 T02940189 $"]
["PHNL","2019-11-17T22:55:00",73.9,64.9,73.49,270,4,0,29.96,1014.3,10,"M","FEW","M","M","M",2200,"M","M","M","M","M","M","M","M","M","M","M","PHNL 180853Z 27004KT 10SM FEW022 23/18 A2996 RMK AO2 SLP143 T02330183 50000 $"]
["PHNL","2019-11-18T02:55:00",73,64.9,75.75,0,0,0,29.91,1012.9,10,"M","CLR","M","M","M","M","M","M","M","M","M","M","M","M","M","M","M","PHNL 181253Z 00000KT 10SM CLR 23/18 A2991 RMK AO2 SLP129 T02280183 $"]
["PHNL","2019-11-18T11:55:00",87.1,64,46.26,20,11,0,29.91,1012.7,10,15,"FEW","SCT","SCT","M",2500,3500,20000,"M","M","M","M","M","M","M","M",88.42,"PHNL 182153Z 02011G15KT 10SM FEW025 SCT035 SCT200 31/18 A2991 RMK AO2 SLP127 T03060178"]
["PHNL","2019-11-18T20:55:00",79,68,69.07,60,7,0,29.93,1013.6,10,"M","FEW","FEW","SCT","M",2200,4000,7000,"M","M","M","M","M","M","M","M","M","PHNL 190653Z 06007KT 10SM FEW022 FEW040 SCT070 26/20 A2993 RMK AO2 SLP136 FRQ LTGICCC DSNT S CB DSNT S T02610200"]
["PHNL","2019-11-18T23:55:00",72,66.9,83.99,350,7,0.61,29.92,1013,8,"M","FEW","BKN","OVC","M",1800,4000,7500,"M",{"$f":"-TSRA","v":{"$error":"#NAME?"}},"M","M","M","M","M","M","M","PHNL 190953Z 35007KT 8SM -TSRA FEW018 BKN040 OVC075 22/19 A2992 RMK AO2 WSHFT 0924 RAB00 TSB32 CIG 028 RWY04R PRESFR SLP130 FRQ LTGICCCCG OHD TS OHD MOV NW P0061 T02220194 403110222"]
["PHNL","2019-11-19T04:55:00",73.9,70,87.63,270,9,0,29.86,1011.2,10,"M","FEW","FEW","M","M",2400,3600,"M","M","M","M","M","M","M","M","M","M","PHNL 191453Z 27009KT 10SM FEW024 FEW036 23/21 A2986 RMK AO2 SLP112 60004 T02330211 58004"]
["PHNL","2019-11-19T11:55:00",86,68,55.04,70,8,0,29.92,1013.3,10,"M","FEW","SCT","M","M",2500,3700,"M","M","M","M","M","M","M","M","M",89.41,"PHNL 192153Z 07008KT 10SM FEW025 SCT037 30/20 A2992 RMK AO2 SLP133 T03000200 VISNO RWY04R $"]
["PHNL","2019-11-19T15:20:00",75,68,78.86,"M",6,0.79,29.91,"M",0.5,20,"FEW","BKN","BKN","M",1700,2800,4500,"M",{"$f":"+TSRA","v":{"$error":"#NAME?"}},"M","M","M","M","M","M","M","PHNL 200119Z VRB06G20KT 1/2SM +TSRA FEW017 BKN028CB BKN045 24/20 A2991 RMK AO2 WSHFT 0056 RAB0054 TSB17 OCNL LTGIC OHD TS OHD MOV S P0079 T02390200"]
["PHNL","2019-11-19T15:45:00",73.9,66,76.36,60,4,1.48,29.92,"M",3,"M","SCT","BKN","BKN","M",1200,2500,4500,"M",{"$f":"+TSRA","v":{"$error":"#NAME?"}},"M","M","M","M","M","M","M","PHNL 200143Z 06004KT 3SM +TSRA SCT012 BKN025CB BKN045 23/19 A2992 RMK AO2 WSHFT 0056 RAB0054 TSB17 OCNL LTGIC OHD TS OHD MOV S P0148 T02330189"]
["PHNL","2019-11-19T21:55:00",79,69.1,71.72,0,0,0,29.99,1015.5,10,"M","FEW","FEW","M","M",2200,3400,"M","M","M","M","M","M","M","M","M","M","PHNL 200753Z 00000KT 10SM FEW022 FEW034 26/21 A2999 RMK AO2 SLP155 T02610206"]
["PHNL","2019-11-20T06:55:00",78.1,66.9,68.49,360,5,0,29.99,1015.6,10,"M","FEW","SCT","M","M",2500,4000,"M","M","M","M","M","M","M","M","M","M","PHNL 201653Z 36005KT 10SM FEW025 SCT040 26/19 A2999 RMK AO2 SLP156 T02560194"]
["PHNL","2019-11-20T14:55:00",86,66.9,52.99,60,17,0,29.96,1014.6,10,23,"FEW","FEW","SCT","M",2500,3700,5000,"M","M","M","M","M","M","M","M",88.77,"PHNL 210053Z 06017G23KT 10SM FEW025 FEW037 SCT050 30/19 A2996 RMK AO2 SLP146 T03000194"]
["PHNL","2019-11-20T23:55:00",78.1,66,66.39,60,8,0,30.02,1016.6,10,"M","CLR","M","M","M","M","M","M","M","M","M","M","M","M","M","M","M","PHNL 210953Z 06008KT 10SM CLR 26/19 A3002 RMK AO2 SLP166 T02560189 403000233"]
["PHNL","2019-11-21T05:55:00",75.9,69.1,79.47,50,7,0,29.99,1015.5,10,"M","FEW","SCT","M","M",2600,3700,"M","M","M","M","M","M","M","M","M","M","PHNL 211553Z 05007KT 10SM FEW026 SCT037 24/21 A2999 RMK AO2 SLP155 T02440206"]
["PHNL","2019-11-21T16:55:00",81,66.9,62.28,50,9,0,29.96,1014.6,10,"M","FEW","FEW","BKN","M",2400,4500,22000,"M","M","M","M","M","M","M","M",83.4,"PHNL 220253Z 05009KT 10SM FEW024 FEW045 BKN220 27/19 A2996 RMK AO2 SLP146 T02720194 53001"]
["PHNL","2019-11-21T17:55:00",80.1,66.9,64.14,60,11,0,29.97,1014.9,10,"M","FEW","FEW","BKN","M",2500,4100,22000,"M","M","M","M","M","M","M","M",82.4,"PHNL 220353Z 06011KT 10SM FEW025 FEW041 BKN220 27/19 A2997 RMK AO2 SLP149 T02670194"]
["PHNL","2019-11-22T02:55:00",75.9,69.1,79.47,50,10,"T",29.97,1014.7,10,"M","FEW","SCT","BKN","M",2400,4000,6000,"M","M","M","M","M","M","M","M","M","PHNL 221253Z 05010KT 10SM FEW024 SCT040 BKN060 24/21 A2997 RMK AO2 RAE20 SLP147 P0000 T02440206"]
["PHNL","2019-11-22T13:55:00",84.9,66,53.21,50,20,0,29.93,1013.5,10,27,"FEW","SCT","SCT","M",2500,3500,20000,"M","M","M","M","M",31,50,"2019-11-22T23:21:00",87.13,"PHNL 222353Z 05020G27KT 10SM FEW025 SCT035 SCT200 29/19 A2993 RMK AO2 PK WND 05031/2321 SLP135 VCSH NE T02940189 10300 20261 58024"]
["PHNL","2019-11-22T19:55:00",79,66,64.45,60,18,0,29.98,1015.1,10,27,"FEW","SCT","M","M",2900,4600,"M","M","M","M","M","M",27,70,"2019-11-23T05:44:00","M","PHNL 230553Z 06018G27KT 10SM FEW029 SCT046 26/19 A2998 RMK AO2 PK WND 07027/0544 SLP151 VCSH N-E T02610189 10294 20261 51012"]
["PHNL","2019-11-23T04:55:00",77,70,79.02,50,12,"T",29.93,1013.4,10,16,"FEW","SCT","BKN","M",2200,4000,5500,"M","M","M","M","M","M","M","M","M","PHNL 231453Z 05012G16KT 10SM FEW022 SCT040 BKN055 25/21 A2993 RMK AO2 RAB12E23 SLP134 VCSH N P0000 60000 T02500211 56008"]
["PHNL","2019-11-23T12:55:00",78.1,71.1,79.1,50,19,"T",29.94,1013.9,2.5,25,"SCT","BKN","BKN","M",2700,3800,5000,"M","RA","M","M","M","M","M","M","M","PHNL 232253Z 05019G25KT 2 1/2SM RA SCT027 BKN038 BKN050 26/22 A2994 RMK AO2 VIS 1 1/4V4 SLP139 P0000 T02560217"]
["PHNL","2019-11-23T20:55:00",79,64.9,62.03,60,14,0,29.97,1014.8,10,18,"FEW","FEW","SCT","M",2700,3400,4500,"M","M","M","M","M","M","M","M","M","PHNL 240653Z 06014G18KT 10SM FEW027 FEW034 SCT045 26/18 A2997 RMK AO2 SLP148 T02610183"]
["PHNL","2019-11-24T05:55:00",75.9,66.9,73.68,70,8,0,29.95,1014.1,10,"M","FEW","FEW","M","M",2500,5500,"M","M","M","M","M","M","M","M","M","M","PHNL 241553Z 07008KT 10SM FEW025 FEW055 24/19 A2995 RMK AO2 SLP141 T02440194"]
["PHNL","2019-11-24T10:55:00",84,63,49.32,70,17,0,29.99,1015.6,10,23,"FEW","FEW","M","M",2500,5000,"M","M","M","M","M","M","M","M","M",84.99,"PHNL 242053Z 07017G23KT 10SM FEW025 FEW050 29/17 A2999 RMK AO2 SLP156 T02890172 50004"]
["PHNL","2019-11-24T14:55:00",84.9,64,49.62,70,16,0,29.91,1012.8,10,21,"FEW","FEW","M","M",2400,4000,"M","M","M","M","M","M","M","M","M",86.23,"PHNL 250053Z 07016G21KT 10SM FEW024 FEW040 29/18 A2991 RMK AO2 SLP128 T02940178"]
["PHNL","2019-11-24T23:55:00",78.1,66.9,68.49,70,5,0,29.97,1014.9,10,"M","FEW","FEW","M","M",2500,3500,"M","M","M","M","M","M","M","M","M","M","PHNL 250953Z 07005KT 10SM FEW025 FEW035 26/19 A2997 RMK AO2 SLP149 T02560194 403060239"]
["PHNL","2019-11-25T08:55:00",82,69.1,65.03,"M",5,0,29.95,1014.3,10,"M","FEW","FEW","M","M",2600,3800,"M","M","M","M","M","M","M","M","M",85.39,"PHNL 251853Z VRB05KT 10SM FEW026 FEW038 28/21 A2995 RMK AO2 SLP143 VCSH NE-E T02780206 $"]
["PHNL","2019-11-25T15:55:00",84.9,66.9,54.89,130,10,0,29.89,1012.2,10,"M","FEW","FEW","M","M",2600,4100,"M","M","M","M","M","M","M","M","M",87.59,"PHNL 260153Z 13010KT 10SM FEW026 FEW041 29/19 A2989 RMK AO2 SLP122 T02940194"]
["PHNL","2019-11-26T01:55:00",77,69.1,76.62,50,4,0,29.95,1014.1,10,"M","FEW","SCT","M","M",2500,4000,"M","M","M","M","M","M","M","M","M","M","PHNL 261153Z 05004KT 10SM FEW025 SCT040 25/20 A2995 RMK AO2 SLP141 T02500206 10256 20244 58003 $"]
["PHNL","2019-11-26T10:55:00",87.1,68,53.15,70,13,0,29.97,1014.9,10,"M","FEW","SCT","SCT","M",2500,4500,20000,"M","M","M","M","M","M","M","M",90.64,"PHNL 262053Z 07013KT 10SM FEW025 SCT045 SCT200 31/20 A2997 RMK AO2 SLP149 T03060200 58002"]
["PHNL","2019-11-26T14:55:00",84,72,67.28,180,8,0,29.88,1011.8,10,"M","FEW","FEW","SCT","M",2500,3800,25000,"M","M","M","M","M","M","M","M",89.62,"PHNL 270053Z 18008KT 10SM FEW025 FEW038 SCT250 29/22 A2988 RMK AO2 SLP118 T02890222"]
["PHNL","2019-11-26T19:55:00",80.1,68,66.62,360,3,0,29.96,1014.4,10,"M","FEW","FEW","SCT","M",2200,4000,12000,"M","M","M","M","M","M","M","M",82.7,"PHNL 270553Z 36003KT 10SM FEW022 FEW040 SCT120 27/20 A2996 RMK AO2 SLP144 T02670200 10300 20267 51022"]
["PHNL","2019-11-27T04:55:00",79,69.1,71.72,160,6,0,29.95,1014,10,"M","FEW","FEW","SCT","M",2200,3500,6000,"M","M","M","M","M","M","M","M","M","PHNL 271453Z 16006KT 10SM FEW022 FEW035 SCT060 26/21 A2995 RMK AO2 SLP140 T02610206 56007"]
["PHNL","2019-11-27T13:55:00",84,70,62.86,200,7,0,29.91,1012.8,10,"M","FEW","FEW","SCT","BKN",2700,4300,5500,20000,"M","M","M","M","M","M","M",88.31,"PHNL 272353Z 20007KT 150V220 10SM FEW027 FEW043 SCT055 BKN200 29/21 A2991 RMK AO2 SLP128 T02890211 10294 20261 56019"]
["PHNL","2019-11-27T20:55:00",78.1,70,76.19,0,0,0,29.99,1015.5,10,"M","FEW","FEW","SCT","M",2800,4300,7000,"M","M","M","M","M","M","M","M","M","PHNL 280653Z 00000KT 10SM FEW028 FEW043 SCT070 26/21 A2999 RMK AO2 SLP155 T02560211"]
["PHNL","2019-11-28T05:55:00",75,69.1,81.9,80,4,0,29.94,1013.8,10,"M","FEW","FEW","M","M",2400,6500,"M","M","M","M","M","M","M","M","M","M","PHNL 281553Z 08004KT 10SM FEW024 FEW065 24/21 A2994 RMK AO2 SLP138 T02390206"]
["PHNL","2019-11-28T11:55:00",86,64,47.91,70,11,0,29.94,1013.8,10,"M","FEW","SCT","SCT","M",2500,4000,6500,"M","M","M","M","M","M","M","M",87.31,"PHNL 282153Z 07011KT 10SM FEW025 SCT040 SCT065 30/18 A2994 RMK AO2 SLP138 T03000178"]
["PHNL","2019-11-28T22:55:00",78.1,66,66.39,80,7,0,29.98,1015.1,10,"M","FEW","FEW","M","M",2400,3600,"M","M","M","M","M","M","M","M","M","M","PHNL 290853Z 08007KT 10SM FEW024 FEW036 26/19 A2998 RMK AO2 SLP151 T02560189 50006"]
["PHNL","2019-11-29T07:55:00",80.1,62.1,54.23,60,8,0,30,1015.7,10,"M","FEW","FEW","BKN","M",2500,5000,20000,"M","M","M","M","M","M","M","M",81.31,"PHNL 291753Z 06008KT 10SM FEW025 FEW050 BKN200 27/17 A3000 RMK AO2 SLP157 T02670167 10267 20244 53020"]
["PHNL","2019-11-29T08:55:00",82,64,54.5,70,11,"T",30.01,1016.1,10,"M","FEW","FEW","SCT","M",2500,5000,20000,"M","M","M","M","M","M","M","M",83.47,"PHNL 291853Z 07011KT 10SM FEW025 FEW050 SCT200 28/18 A3001 RMK AO2 RAB28E37 SLP161 P0000 T02780178"]
["PHNL","2019-11-29T16:55:00",82,64.9,56.24,60,12,0,29.99,1015.3,10,21,"FEW","FEW","BKN","BKN",2700,4000,7000,20000,"M","M","M","M","M","M","M",83.76,"PHNL 300253Z 06012G21KT 10SM FEW027 FEW040 BKN070 BKN200 28/18 A2999 RMK AO2 SLP153 VCSH NW-N T02780183 53012 $"]
["PHNL","2019-11-30T01:55:00",79,64.9,62.03,70,16,0,30.01,1016,10,"M","FEW","SCT","M","M",2500,4700,"M","M","M","M","M","M",27,60,"2019-11-30T11:09:00","M","PHNL 301153Z 07016KT 10SM FEW025 SCT047 26/18 A3001 RMK AO2 PK WND 06027/1109 SLP160 60000 T02610183 10267 20256 56017 $"]
["PHNL","2019-11-30T10:55:00",82.9,64,52.93,60,23,0,30.07,1018.3,10,28,"FEW","SCT","SCT","BKN",3300,4900,5500,24000,"M","M","M","M",31,60,"2019-11-30T20:37:00",84.32,"PHNL 302053Z 06023G28KT 10SM FEW033 SCT049 SCT055 BKN240 28/18 A3007 RMK AO2 PK WND 06031/2037 SLP183 VCSH NE-E T02830178 51011 $"]
["PHNL","2019-11-30T15:55:00",81,62.1,52.66,70,22,0,29.99,1015.5,10,29,"FEW","FEW","BKN","BKN",2900,4600,16500,20000,"M","M","M","M",29,70,"2019-12-01T01:47:00",82.06,"PHNL 010153Z 07022G29KT 10SM FEW029 FEW046 BKN165 BKN200 27/17 A2999 RMK AO2 PK WND 07029/0147 SLP155 T02720167 $"]
["PHNL","2019-12-01T03:55:00",73,68,84.34,50,10,"T",30.01,1016.2,10,"M","FEW","SCT","BKN","M",2100,2800,4400,"M","M","M","M","M","M","M","M","M","PHNL 011353Z 05010KT 10SM FEW021 SCT028 BKN044 23/20 A3001 RMK AO2 RAB38E43 SLP162 P0000 T02280200 $"]
["PHNL","2019-12-01T12:55:00",80.1,64,57.98,60,16,0,29.97,1014.9,10,24,"FEW","SCT","BKN","BKN",2300,3400,4500,25000,"M","M","M","M","M","M","M",81.71,"PHNL 012253Z 06016G24KT 10SM FEW023 SCT034 BKN045 BKN250 27/18 A2997 RMK AO2 SLP149 VCSH N-NE T02670178 $"]
["PHNL","2019-12-01T14:55:00",80.1,64,57.98,50,14,0,29.94,1013.9,10,23,"FEW","FEW","SCT","BKN",2300,3100,4300,25000,"M","M","M","M","M","M","M",81.71,"PHNL 020053Z 05014G23KT 10SM FEW023 FEW031 SCT043 BKN250 27/18 A2994 RMK AO2 SLP139 VCSH NE T02670178 $"]
["PHNL","2019-12-01T21:55:00",75.9,62.1,62.3,50,7,0,30.02,1016.6,10,"M","FEW","OVC","M","M",3800,23000,"M","M","M","M","M","M","M","M","M","M","PHNL 020753Z 05007KT 10SM FEW038 OVC230 24/17 A3002 RMK AO2 SLP166 T02440167 $"]
["PHNL","2019-12-02T06:55:00",75,64.9,70.83,90,7,0,29.98,1015.1,10,"M","FEW","SCT","BKN","OVC",2300,3500,5000,15000,"M","M","M","M","M","M","M","M","PHNL 021653Z 09007KT 10SM FEW023 SCT035 BKN050 OVC150 24/18 A2998 RMK AO2 SLP151 VCSH NE T02390183"]
["PHNL","2019-12-02T13:55:00",82.9,64.9,54.62,80,13,0,29.94,1013.7,10,21,"FEW","FEW","SCT","SCT",2300,5000,7000,14000,"M","M","M","M","M","M","M",84.64,"PHNL 022353Z 08013G21KT 10SM FEW023 FEW050 SCT070 SCT140 28/18 A2994 RMK AO2 SLP137 VCSH E T02830183 10289 20239 58025"]
["PHNL","2019-12-02T23:55:00",73,66,78.7,0,0,"T",30.01,1016.1,10,"M","FEW","FEW","SCT","M",2500,3600,7000,"M","M","M","M","M","M","M","M","M","PHNL 030953Z 00000KT 10SM FEW025 FEW036 SCT070 23/19 A3001 RMK AO2 RAB0855E0859 SLP161 P0000 T02280189 402890228"]
["PHNL","2019-12-03T07:35:00",71.1,69.1,93.4,50,8,0.1,30.01,"M",6,"M","FEW","BKN","BKN","M",1800,2700,5000,"M",{"$f":"+RA BR","v":{"$error":"#NAME?"}},"M","M","M","M","M","M","M","PHNL 031731Z 05008KT 6SM +RA BR FEW018 BKN027 BKN050 22/21 A3001 RMK AO2 RAB1658 P0010 T02170206 $"]
["PHNL","2019-12-03T15:55:00",82,66,58.43,50,13,0,29.94,1013.8,10,"M","FEW","FEW","SCT","M",2500,3700,4500,"M","M","M","M","M","M","M","M",84.15,"PHNL 040153Z 05013KT 10SM FEW025 FEW037 SCT045 28/19 A2994 RMK AO2 SLP138 T02780189"]
["PHNL","2019-12-03T23:55:00",73.9,64.9,73.49,0,0,0,30.01,1016,10,"M","FEW","FEW","M","M",2800,3800,"M","M","M","M","M","M","M","M","M","M","PHNL 040953Z 00000KT 10SM FEW028 FEW038 23/18 A3001 RMK AO2 SLP160 T02330183 402890217"]
["PHNL","2019-12-04T08:55:00",77,66.9,71.03,50,8,0,30.01,1016,10,"M","FEW","SCT","BKN","M",2500,4000,20000,"M","M","M","M","M","M","M","M","M","PHNL 041853Z 05008KT 10SM FEW025 SCT040 BKN200 25/19 A3001 RMK AO2 SLP160 T02500194"]
["PHNL","2019-12-04T09:55:00",77,66,68.85,40,6,0,30.02,1016.3,10,"M","FEW","SCT","BKN","BKN",2500,4000,7000,20000,"M","M","M","M","M","M","M","M","PHNL 041953Z 04006KT 10SM FEW025 SCT040 BKN070 BKN200 25/19 A3002 RMK AO2 SLP163 T02500189"]
["PHNL","2019-12-04T22:55:00",75.9,66,71.41,70,6,0,29.99,1015.6,10,"M","FEW","SCT","BKN","M",2000,3800,19000,"M","M","M","M","M","M","M","M","M","PHNL 050853Z 07006KT 10SM FEW020 SCT038 BKN190 24/19 A2999 RMK AO2 SLP156 VCSH N-NE T02440189 58010"]
["PHNL","2019-12-05T02:55:00",75,64.9,70.83,350,4,0,29.97,1014.7,10,"M","FEW","FEW","M","M",2400,5000,"M","M","M","M","M","M","M","M","M","M","PHNL 051253Z 35004KT 10SM FEW024 FEW050 24/18 A2997 RMK AO2 SLP147 T02390183"]
["PHNL","2019-12-05T11:55:00",82,64.9,56.24,70,11,0,29.97,1014.7,10,"M","FEW","SCT","BKN","M",2500,3600,11000,"M","M","M","M","M","M","M","M",83.76,"PHNL 052153Z 07011KT 10SM FEW025 SCT036 BKN110 28/18 A2997 RMK AO2 SLP147 T02780183"]
["PHNL","2019-12-05T21:55:00",77,64.9,66.27,80,12,0,29.93,1013.4,10,"M","FEW","SCT","BKN","M",2400,3500,14000,"M","M","M","M","M","M","M","M","M","PHNL 060753Z 08012KT 10SM FEW024 SCT035 BKN140 25/18 A2993 RMK AO2 SLP134 VCSH N T02500183"]
["PHNL","2019-12-06T04:55:00",71.1,68,89.94,60,3,0.04,29.91,1012.7,5,"M","SCT","BKN","OVC","M",2600,3800,4600,"M",{"$f":"-RA BR","v":{"$error":"#NAME?"}},"M","M","M","M","M","M","M","PHNL 061453Z 06003KT 5SM -RA BR SCT026 BKN038 OVC046 22/20 A2991 RMK AO2 SLP127 P0004 60031 T02170200 57003"]
["PHNL","2019-12-06T13:55:00",80.1,64.9,59.83,60,10,0,29.87,1011.4,10,"M","FEW","SCT","BKN","M",2500,3500,5000,"M","M","M","M","M","M","M","M",81.91,"PHNL 062353Z 06010KT 10SM FEW025 SCT035 BKN050 27/18 A2987 RMK AO2 SLP114 60000 T02670183 10272 20217 56021"]
["PHNL","2019-12-06T20:55:00",75.9,64,66.6,60,9,0,29.97,1014.8,10,"M","FEW","FEW","M","M",2100,6000,"M","M","M","M","M","M","M","M","M","M","PHNL 070653Z 06009KT 10SM FEW021 FEW060 24/18 A2997 RMK AO2 SLP148 T02440178"]
["PHNL","2019-12-06T22:55:00",75,64,68.64,80,9,0,29.96,1014.5,10,"M","FEW","FEW","M","M",2800,3500,"M","M","M","M","M","M","M","M","M","M","PHNL 070853Z 08009KT 10SM FEW028 FEW035 24/18 A2996 RMK AO2 SLP145 T02390178 50006"]
["PHNL","2019-12-07T07:55:00",72,64.9,78.35,"M",3,0,29.95,1014.1,10,"M","FEW","M","M","M",2500,"M","M","M","M","M","M","M","M","M","M","M","PHNL 071753Z VRB03KT 10SM FEW025 22/18 A2995 RMK AO2 SLP141 T02220183 10228 20200 51021"]
["PHNL","2019-12-07T16:55:00",81,64,56.3,160,7,0,29.92,1012.9,10,"M","FEW","SCT","M","M",2500,4500,"M","M","M","M","M","M","M","M","M",82.54,"PHNL 080253Z 16007KT 10SM FEW025 SCT045 27/18 A2992 RMK AO2 SLP129 T02720178 53004 $"]
["PHNL","2019-12-08T01:55:00",70,64,81.27,350,5,0,29.95,1014.1,10,"M","FEW","FEW","M","M",2400,3600,"M","M","M","M","M","M","M","M","M","M","PHNL 081153Z 35005KT 10SM FEW024 FEW036 21/18 A2995 RMK AO2 SLP141 T02110178 10239 20211 56005 $"]
["PHNL","2019-12-08T09:55:00",80.1,66.9,64.14,0,0,0,29.99,1015.4,10,"M","FEW","FEW","M","M",4000,5000,"M","M","M","M","M","M","M","M","M",82.4,"PHNL 081953Z 00000KT 10SM FEW040 FEW050 27/19 A2999 RMK AO2 SLP154 T02670194 $"]
["PHNL","2019-12-08T18:55:00",78.1,66.9,68.49,90,5,0,29.93,1013.6,10,"M","FEW","FEW","M","M",3400,5000,"M","M","M","M","M","M","M","M","M","M","PHNL 090453Z 09005KT 10SM FEW034 FEW050 26/19 A2993 RMK AO2 SLP136 T02560194 $"]
["PHNL","2019-12-09T00:55:00",72,64.9,78.35,310,3,0,29.96,1014.4,10,"M","FEW","M","M","M",2500,"M","M","M","M","M","M","M","M","M","M","M","PHNL 091053Z 31003KT 10SM FEW025 22/18 A2996 RMK AO2 SLP144 T02220183 $"]
["PHNL","2019-12-09T11:55:00",82,64.9,56.24,170,5,0,29.95,1014.2,10,"M","FEW","M","M","M",2500,"M","M","M","M","M","M","M","M","M","M",83.76,"PHNL 092153Z 17005KT 10SM FEW025 28/18 A2995 RMK AO2 SLP142 T02780183 $"]
["PHNL","2019-12-09T12:55:00",84,66.9,56.51,140,12,0,29.92,1013.1,10,"M","FEW","M","M","M",2500,"M","M","M","M","M","M","M","M","M","M",86.62,"PHNL 092253Z 14012KT 10SM FEW025 29/19 A2992 RMK AO2 SLP131 T02890194 $"]
["PHNL","2019-12-09T23:55:00",72,66,81.41,330,4,0,30,1015.7,10,"M","CLR","M","M","M","M","M","M","M","M","M","M","M","M","M","M","M","PHNL 100953Z 33004KT 10SM CLR 22/19 A3000 RMK AO2 SLP157 T02220189 402890200 $"]
["PHNL","2019-12-10T05:55:00",69.1,63,80.92,360,5,0,30.01,1016,10,"M","CLR","M","M","M","M","M","M","M","M","M","M","M","M","M","M","M","PHNL 101553Z 36005KT 10SM CLR 21/17 A3001 RMK AO2 SLP160 T02060172 $"]
["PHNL","2019-12-10T14:55:00",82.9,66.9,58.55,210,6,0,29.95,1014.2,10,"M","FEW","FEW","M","M",2400,5500,"M","M","M","M","M","M","M","M","M",85.45,"PHNL 110053Z 21006KT 10SM FEW024 FEW055 28/19 A2995 RMK AO2 SLP142 T02830194 $"]
["PHNL","2019-12-10T23:55:00",73.9,68,81.82,330,3,0,30.06,1017.9,10,"M","FEW","M","M","M",2300,"M","M","M","M","M","M","M","M","M","M","M","PHNL 110953Z 33003KT 10SM FEW023 23/20 A3006 RMK AO2 SLP179 T02330200 402890200 $"]
["PHNL","2019-12-11T04:55:00",71.1,66,83.93,340,3,0,30.04,1017.1,10,"M","FEW","M","M","M",2200,"M","M","M","M","M","M","M","M","M","M","M","PHNL 111453Z 34003KT 10SM FEW022 22/19 A3004 RMK AO2 SLP171 T02170189 56007 $"]
["PHNL","2019-12-11T16:55:00",81,66.9,62.28,200,5,0,30.02,1016.6,10,"M","FEW","SCT","BKN","M",2400,3500,4300,"M","M","M","M","M","M","M","M",83.4,"PHNL 120253Z 20005KT 10SM FEW024 SCT035 BKN043 27/19 A3002 RMK AO2 SLP166 T02720194 53005 $"]
["PHNL","2019-12-12T01:55:00",73.9,66.9,78.77,330,5,0,30.04,1017,10,"M","FEW","FEW","SCT","M",2400,3600,4900,"M","M","M","M","M","M","M","M","M","PHNL 121153Z 33005KT 10SM FEW024 FEW036 SCT049 23/19 A3004 RMK AO2 SLP170 T02330194 10267 20233 58013 $"]
["PHNL","2019-12-12T03:55:00",73,68,84.34,0,0,0,30.02,1016.7,10,"M","FEW","SCT","BKN","M",2500,3900,5000,"M","M","M","M","M","M","M","M","M","PHNL 121353Z 00000KT 10SM FEW025 SCT039 BKN050 23/20 A3002 RMK AO2 SLP167 T02280200 $"]
["PHNL","2019-12-12T10:55:00",82,68,62.62,210,7,0,30.07,1018.1,10,"M","FEW","SCT","M","M",2500,4500,"M","M","M","M","M","M","M","M","M",84.92,"PHNL 122053Z 21007KT 10SM FEW025 SCT045 28/20 A3007 RMK AO2 SLP181 T02780200 50001 $"]
["PHNL","2019-12-12T19:55:00",79,66.9,66.49,10,5,0,30.06,1017.9,10,"M","FEW","SCT","BKN","M",1800,4200,8500,"M","M","M","M","M","M","M","M","M","PHNL 130553Z 01005KT 10SM FEW018 SCT042 BKN085 26/19 A3006 RMK AO2 SLP179 VCSH NE T02610194 10294 20261 53018 $"]
["PHNL","2019-12-13T02:55:00",73,71.1,93.77,350,4,0.01,30.01,1016.2,10,"M","FEW","BKN","BKN","M",2000,4800,7500,"M",{"$f":"-RA","v":{"$error":"#NAME?"}},"M","M","M","M","M","M","M","PHNL 131253Z 35004KT 10SM -RA FEW020 BKN048 BKN075 23/22 A3001 RMK AO2 RAB03 SLP162 P0001 T02280217 $"]
["PHNL","2019-12-13T12:55:00",82.9,68,60.81,50,16,0,30,1016,10,24,"FEW","SCT","SCT","M",2300,3400,5000,"M","M","M","M","M",27,50,"2019-12-13T21:56:00",85.94,"PHNL 132253Z 05016G24KT 10SM FEW023 SCT034 SCT050 28/20 A3000 RMK AO2 PK WND 05027/2156 SLP160 T02830200 $"]
["PHNL","2019-12-13T21:55:00",79,66,64.45,50,11,0,30.04,1017.1,10,19,"FEW","SCT","BKN","M",2500,4500,12000,"M","M","M","M","M",28,60,"2019-12-14T07:42:00","M","PHNL 140753Z 05011G19KT 10SM FEW025 SCT045 BKN120 26/19 A3004 RMK AO2 PK WND 06028/0742 SLP171 T02610189 $"]
["PHNL","2019-12-14T01:55:00",77,64,64.21,50,11,0,30.02,1016.4,10,"M","FEW","FEW","M","M",2800,19000,"M","M","M","M","M","M","M","M","M","M","PHNL 141153Z 05011KT 10SM FEW028 FEW190 25/18 A3002 RMK AO2 SLP164 70001 T02500178 10261 20250 56009 $"]
["PHNL","2019-12-14T14:55:00",82,66.9,60.28,60,13,0,29.94,1013.8,10,"M","FEW","FEW","BKN","M",2300,4000,8000,"M","M","M","M","M","M","M","M",84.48,"PHNL 150053Z 06013KT 10SM FEW023 FEW040 BKN080 28/19 A2994 RMK AO2 SLP138 T02780194 $"]
["PHNL","2019-12-14T15:55:00",81,66,60.37,60,12,0,29.93,1013.4,10,19,"FEW","FEW","BKN","M",2200,3600,8000,"M","M","M","M","M","M","M","M",83.11,"PHNL 150153Z 06012G19KT 10SM FEW022 FEW036 BKN080 27/19 A2993 RMK AO2 SLP134 T02720189 $"]
["PHNL","2019-12-15T00:55:00",75.9,66,71.41,70,8,0,29.97,1015,10,"M","FEW","FEW","SCT","M",2200,5500,18000,"M","M","M","M","M","M","M","M","M","PHNL 151053Z 07008KT 10SM FEW022 FEW055 SCT180 24/19 A2997 RMK AO2 SLP150 T02440189 $"]
["PHNL","2019-12-15T13:55:00",82.9,66,56.75,70,12,0,29.92,1013.1,10,"M","FEW","FEW","SCT","M",2400,4000,6500,"M","M","M","M","M","M","M","M",85.07,"PHNL 152353Z 07012KT 10SM FEW024 FEW040 SCT065 28/19 A2992 RMK AO2 SLP131 VCSH N T02830189 10289 20250 58025 $"]
["PHNL","2019-12-15T17:55:00",79,64.9,62.03,40,5,0,29.94,1013.8,10,"M","FEW","FEW","FEW","M",2200,3100,8500,"M","M","M","M","M","M","M","M","M","PHNL 160353Z 04005KT 10SM FEW022 FEW031 FEW085 26/18 A2994 RMK AO2 SLP138 T02610183 $"]
["PHNL","2019-12-16T02:55:00",73.9,66.9,78.77,50,5,0.01,29.99,1015.5,10,"M","FEW","SCT","BKN","M",2000,3400,4500,"M","M","M","M","M","M","M","M","M","PHNL 161253Z 05005KT 10SM FEW020 SCT034 BKN045 23/19 A2999 RMK AO2 RAB20E43 SLP155 P0001 T02330194 $"]
["PHNL","2019-12-16T10:55:00",81,68,64.69,40,11,0,30.05,1017.4,10,"M","FEW","SCT","M","M",2500,3500,"M","M","M","M","M","M","M","M","M",83.76,"PHNL 162053Z 04011KT 10SM FEW025 SCT035 27/20 A3005 RMK AO2 SLP174 VCSH NE 60000 T02720200 50009 $"]
["PHNL","2019-12-16T17:55:00",79,64,60.11,60,16,0,30.01,1016.2,10,"M","FEW","SCT","M","M",2500,3500,"M","M","M","M","M","M","M","M","M","M","PHNL 170353Z 06016KT 10SM FEW025 SCT035 26/18 A3001 RMK AO2 SLP162 T02610178 $"]
["PHNL","2019-12-17T02:55:00",77,64.9,66.27,50,15,0,30.02,1016.6,10,"M","FEW","FEW","M","M",2200,3500,"M","M","M","M","M","M",28,60,"2019-12-17T12:20:00","M","PHNL 171253Z 05015KT 10SM FEW022 FEW035 25/18 A3002 RMK AO2 PK WND 06028/1220 SLP166 T02500183 $"]
["PHNL","2019-12-17T09:55:00",81,64,56.3,50,13,0,30.1,1019.2,10,20,"FEW","SCT","M","M",2500,3500,"M","M","M","M","M","M",27,60,"2019-12-17T19:25:00",82.54,"PHNL 171953Z 05013G20KT 10SM FEW025 SCT035 27/18 A3010 RMK AO2 PK WND 06027/1925 SLP192 T02720178 $"]
["PHNL","2019-12-17T11:55:00",84,64,51.08,80,14,0,30.06,1017.9,10,"M","FEW","SCT","M","M",2500,4600,"M","M","M","M","M","M","M","M","M",85.36,"PHNL 172153Z 08014KT 10SM FEW025 SCT046 29/18 A3006 RMK AO2 SLP179 T02890178 $"]
["PHNL","2019-12-17T20:55:00",79,66,64.45,60,13,0,30.06,1017.7,10,19,"FEW","SCT","M","M",2200,3600,"M","M","M","M","M","M","M","M","M","M","PHNL 180653Z 06013G19KT 10SM FEW022 SCT036 26/19 A3006 RMK AO2 SLP177 T02610189 $"]
["PHNL","2019-12-18T08:55:00",80.1,64.9,59.83,80,16,0,30.06,1017.7,10,22,"FEW","FEW","M","M",2500,5000,"M","M","M","M","M","M","M","M","M",81.91,"PHNL 181853Z 08016G22KT 10SM FEW025 FEW050 27/18 A3006 RMK AO2 SLP177 T02670183 $"]
["PHNL","2019-12-18T13:55:00",84,64.9,52.71,60,14,0,29.96,1014.3,10,"M","SCT","SCT","BKN","M",2500,4100,5500,"M","M","M","M","M","M","M","M",85.72,"PHNL 182353Z 06014KT 10SM SCT025 SCT041 BKN055 29/18 A2996 RMK AO2 SLP143 T02890183 10289 20256 56030 $"]
["PHNL","2019-12-18T22:55:00",77,64,64.21,50,8,0,30,1015.9,10,"M","FEW","M","M","M",2400,"M","M","M","M","M","M","M","M","M","M","M","PHNL 190853Z 05008KT 10SM FEW024 25/18 A3000 RMK AO2 SLP159 T02500178 51004 $"]
["PHNL","2019-12-19T07:55:00",73,64.9,75.75,340,3,0,30.01,1016.3,10,"M","FEW","M","M","M",2500,"M","M","M","M","M","M","M","M","M","M","M","PHNL 191753Z 34003KT 10SM FEW025 23/18 A3001 RMK AO2 SLP163 T02280183 10244 20206 51011 $"]
["PHNL","2019-12-19T13:55:00",82.9,60.1,46.12,30,15,0,29.93,1013.4,10,"M","FEW","M","M","M",2700,"M","M","M","M","M","M","M","M","M","M",83.13,"PHNL 192353Z 03015KT 10SM FEW027 28/16 A2993 RMK AO2 SLP134 T02830156 10294 20228 58027 $"]
["PHNL","2019-12-19T16:55:00",80.1,61,52.16,40,12,0,29.94,1013.9,10,"M","FEW","FEW","M","M",2600,4300,"M","M","M","M","M","M","M","M","M",81.1,"PHNL 200253Z 04012KT 10SM FEW026 FEW043 27/16 A2994 RMK AO2 SLP139 T02670161 53004 $"]
["PHNL","2019-12-20T01:55:00",73.9,64,71.21,70,8,0,30,1015.8,10,"M","FEW","SCT","BKN","M",3300,4500,5500,"M","M","M","M","M","M","M","M","M","PHNL 201153Z 07008KT 10SM FEW033 SCT045 BKN055 23/18 A3000 RMK AO2 SLP158 T02330178 10256 20233 58004 $"]
["PHNL","2019-12-20T12:55:00",81,60.1,49.06,70,17,0,29.99,1015.6,10,29,"FEW","BKN","M","M",4000,25000,"M","M","M","M","M","M",29,80,"2019-12-20T22:16:00",81.62,"PHNL 202253Z 07017G29KT 10SM FEW040 BKN250 27/16 A2999 RMK AO2 PK WND 08029/2216 SLP156 T02720156"]
["PHNL","2019-12-20T18:55:00",75.9,64.9,68.73,50,15,"T",30.03,1016.8,10,24,"FEW","SCT","BKN","M",2500,4600,13000,"M","M","M","M","M",28,60,"2019-12-21T04:19:00","M","PHNL 210453Z 05015G24KT 10SM FEW025 SCT046 BKN130 24/18 A3003 RMK AO2 PK WND 06028/0419 RAB19E40 SLP168 P0000 T02440183"]
["PHNL","2019-12-21T01:55:00",72,66,81.41,60,14,"T",30.04,1017.2,10,"M","FEW","SCT","BKN","M",2200,3300,4300,"M","M","M","M","M","M","M","M","M","PHNL 211153Z 06014KT 10SM FEW022 SCT033 BKN043 22/19 A3004 RMK AO2 RAE1054B19E29 SLP172 P0000 60000 T02220189 10239 20217 58010"]
["PHNL","2019-12-21T09:55:00",75,64.9,70.83,70,18,0,30.09,1019,7,28,"FEW","SCT","BKN","M",2000,4000,20000,"M","M","M","M","M",31,70,"2019-12-21T19:04:00","M","PHNL 211953Z 07018G28KT 7SM FEW020 SCT040 BKN200 24/18 A3009 RMK AO2 PK WND 07031/1904 SLP190 VCSH N-E T02390183 $"]
["PHNL","2019-12-21T18:05:00",73.9,63,68.76,60,17,0,30.02,"M",10,30,"BKN","BKN","M","M",2400,3600,"M","M","M","M","M","M",28,50,"2019-12-22T03:57:00","M","PHNL 220402Z 06017G30KT 10SM BKN024 BKN036 23/17 A3002 RMK AO2 PK WND 05028/0357 T02330172 $"]
["PHNL","2019-12-22T01:55:00",75,61,61.75,60,17,0,30.01,1016.2,10,28,"FEW","FEW","SCT","M",2400,4000,6500,"M","M","M","M","M",28,50,"2019-12-22T11:48:00","M","PHNL 221153Z 06017G28KT 10SM FEW024 FEW040 SCT065 24/16 A3001 RMK AO2 PK WND 05028/1148 SLP162 T02390161 10244 20233 58018 $"]
["PHNL","2019-12-22T02:55:00",75,62.1,64.2,60,14,0,30.01,1016,10,20,"FEW","FEW","SCT","BKN",2200,3900,6500,20000,"M","M","M","M","M","M","M","M","PHNL 221253Z 06014G20KT 10SM FEW022 FEW039 SCT065 BKN200 24/17 A3001 RMK AO2 SLP160 T02390167 $"]
["PHNL","2019-12-22T10:55:00",77,62.1,60.06,60,13,0,30.04,1017.2,10,"M","FEW","SCT","BKN","M",2500,6000,20000,"M","M","M","M","M","M","M","M","M","PHNL 222053Z 06013KT 10SM FEW025 SCT060 BKN200 25/17 A3004 RMK AO2 SLP172 T02500167 50002 $"]
["PHNL","2019-12-22T11:55:00",79,62.1,56.23,70,17,0,30.02,1016.6,10,21,"FEW","SCT","BKN","M",2500,5000,20000,"M","M","M","M","M","M","M","M","M","PHNL 222153Z 07017G21KT 10SM FEW025 SCT050 BKN200 26/17 A3002 RMK AO2 SLP166 T02610167 $"]
["PHNL","2019-12-22T12:55:00",79,62.1,56.23,60,17,0,29.98,1015.2,10,25,"FEW","SCT","BKN","M",3800,5000,20000,"M","M","M","M","M","M","M","M","M","PHNL 222253Z 06017G25KT 10SM FEW038 SCT050 BKN200 26/17 A2998 RMK AO2 SLP152 T02610167 $"]
["PHNL","2019-12-22T13:55:00",78.1,62.1,57.92,90,15,0,29.96,1014.6,10,"M","FEW","SCT","SCT","BKN",3800,6500,11000,20000,"M","M","M","M",27,60,"2019-12-22T23:08:00","M","PHNL 222353Z 09015KT 10SM FEW038 SCT065 SCT110 BKN200 26/17 A2996 RMK AO2 PK WND 06027/2308 SLP146 T02560167 10261 20244 58026 $"]
["PHNL","2019-12-22T14:55:00",79,62.1,56.23,60,14,0,29.94,1013.6,10,"M","FEW","SCT","OVC","M",2200,5000,20000,"M","M","M","M","M","M","M","M","M","PHNL 230053Z 06014KT 10SM FEW022 SCT050 OVC200 26/17 A2994 RMK AO2 SLP136 T02610167 $"]
["PHNL","2019-12-22T15:55:00",78.1,62.1,57.92,80,14,0,29.93,1013.3,10,24,"FEW","SCT","BKN","OVC",2400,4600,7500,22000,"M","M","M","M",26,50,"2019-12-23T01:16:00","M","PHNL 230153Z 08014G24KT 10SM FEW024 SCT046 BKN075 OVC220 26/17 A2993 RMK AO2 PK WND 05026/0116 SLP133 T02560167 $"]
["PHNL","2019-12-22T16:55:00",77,63,62,80,15,0,29.92,1013.2,10,"M","FEW","SCT","BKN","OVC",2400,3800,4800,16000,"M","M","M","M","M","M","M","M","PHNL 230253Z 08015KT 10SM FEW024 SCT038 BKN048 OVC160 25/17 A2992 RMK AO2 SLP132 T02500172 56014 $"]
["PHNL","2019-12-22T17:55:00",77,63,62,90,7,0,29.95,1014.2,10,"M","FEW","SCT","BKN","OVC",2400,4100,4900,22000,"M","M","M","M","M","M","M","M","PHNL 230353Z 09007KT 10SM FEW024 SCT041 BKN049 OVC220 25/17 A2995 RMK AO2 SLP142 T02500172 $"]
["PHNL","2019-12-22T18:55:00",75.9,64,66.6,80,10,0,29.97,1014.7,10,"M","FEW","M","M","M",3600,"M","M","M","M","M","M","M","M","M","M","M","PHNL 230453Z 08010KT 10SM FEW036 24/18 A2997 RMK AO2 SLP147 T02440178 $"]
["PHNL","2019-12-22T19:55:00",75.9,64,66.6,40,5,0,29.98,1015.2,10,"M","FEW","SCT","BKN","BKN",2600,4600,10000,21000,"M","M","M","M","M","M","M","M","PHNL 230553Z 04005KT 10SM FEW026 SCT046 BKN100 BKN210 24/18 A2998 RMK AO2 SLP152 T02440178 10261 20244 51020 $"]
["PHNL","2019-12-22T20:55:00",75.9,64,66.6,70,10,0,29.98,1015,10,"M","CLR","M","M","M","M","M","M","M","M","M","M","M","M","M","M","M","PHNL 230653Z 07010KT 10SM CLR 24/18 A2998 RMK AO2 SLP150 T02440178 $"]
["PHNL","2019-12-22T21:55:00",75.9,64,66.6,70,9,0,29.95,1014.2,10,"M","FEW","SCT","BKN","M",3300,4500,18000,"M","M","M","M","M","M","M","M","M","PHNL 230753Z 07009KT 10SM FEW033 SCT045 BKN180 24/18 A2995 RMK AO2 SLP142 T02440178 $"]
["PHNL","2019-12-22T22:55:00",75,64,68.64,90,6,0,29.98,1015,10,"M","FEW","SCT","BKN","M",2600,4900,17000,"M","M","M","M","M","M","M","M","M","PHNL 230853Z 09006KT 10SM FEW026 SCT049 BKN170 24/18 A2998 RMK AO2 SLP150 T02390178 55002 $"]
["PHNL","2019-12-22T23:55:00",75.9,64.9,68.73,60,10,0,29.95,1014,10,"M","FEW","SCT","BKN","M",2500,4500,17000,"M","M","M","M","M","M","M","M","M","PHNL 230953Z 06010KT 10SM FEW025 SCT045 BKN170 24/18 A2995 RMK AO2 SLP140 T02440183 402610233 $"]
["PHNL","2019-12-23T00:55:00",73,64,73.4,100,3,0,29.94,1013.7,10,"M","FEW","SCT","SCT","M",2500,4500,17000,"M","M","M","M","M","M","M","M","M","PHNL 231053Z 10003KT 10SM FEW025 SCT045 SCT170 23/18 A2994 RMK AO2 SLP137 T02280178 $"]
["PHNL","2019-12-23T01:55:00",71.1,64,78.28,0,0,0,29.94,1013.7,10,"M","FEW","SCT","BKN","M",2500,4500,20000,"M","M","M","M","M","M","M","M","M","PHNL 231153Z 00000KT 10SM FEW025 SCT045 BKN200 22/18 A2994 RMK AO2 SLP137 T02170178 10244 20217 56014 $"]
["PHNL","2019-12-23T02:55:00",72,64.9,78.35,360,5,0,29.92,1013.1,10,"M","FEW","SCT","BKN","M",2400,4500,20000,"M","M","M","M","M","M","M","M","M","PHNL 231253Z 36005KT 10SM FEW024 SCT045 BKN200 22/18 A2992 RMK AO2 SLP131 T02220183 $"]
["PHNL","2019-12-23T03:55:00",72,64.9,78.35,320,3,0,29.92,1013,10,"M","FEW","SCT","BKN","M",2500,5000,20000,"M","M","M","M","M","M","M","M","M","PHNL 231353Z 32003KT 10SM FEW025 SCT050 BKN200 22/18 A2992 RMK AO2 SLP130 T02220183 $"]
["PHNL","2019-12-23T04:55:00",71.1,64.9,80.78,340,4,0,29.9,1012.6,10,"M","FEW","SCT","BKN","M",2200,4500,20000,"M","M","M","M","M","M","M","M","M","PHNL 231453Z 34004KT 10SM FEW022 SCT045 BKN200 22/18 A2990 RMK AO2 SLP126 T02170183 56010 $"]
["PHNL","2019-12-23T05:55:00",69.1,64,83.81,280,3,0,29.91,1012.8,10,"M","FEW","SCT","SCT","M",2500,4500,20000,"M","M","M","M","M","M","M","M","M","PHNL 231553Z 28003KT 10SM FEW025 SCT045 SCT200 21/18 A2991 RMK AO2 SLP128 T02060178 $"]
["PHNL","2019-12-23T06:55:00",70,64.9,83.86,0,0,0,29.91,1012.7,10,"M","FEW","FEW","SCT","M",2400,7000,15000,"M","M","M","M","M","M","M","M","M","PHNL 231653Z 00000KT 10SM FEW024 FEW070 SCT150 21/18 A2991 RMK AO2 SLP127 T02110183"]
["PHNL","2019-12-23T07:55:00",72,64.9,78.35,"M",3,0,29.93,1013.5,10,"M","FEW","FEW","BKN","M",2400,6000,22000,"M","M","M","M","M","M","M","M","M","PHNL 231753Z VRB03KT 10SM FEW024 FEW060 BKN220 22/18 A2993 RMK AO2 SLP135 T02220183 10228 20206 53009 $"]
["PHNL","2019-12-23T08:55:00",75.9,66,71.41,300,4,0,29.95,1014.2,10,"M","FEW","FEW","BKN","M",2400,6000,22000,"M","M","M","M","M","M","M","M","M","PHNL 231853Z 30004KT 10SM FEW024 FEW060 BKN220 24/19 A2995 RMK AO2 SLP142 VCSH NE T02440189 $"]
["PHNL","2019-12-23T09:55:00",80.1,66.9,64.14,"M",5,0,29.95,1014.3,10,"M","FEW","FEW","SCT","M",2400,6000,22000,"M","M","M","M","M","M","M","M",82.4,"PHNL 231953Z VRB05KT 10SM FEW024 FEW060 SCT220 27/19 A2995 RMK AO2 SLP143 T02670194 $"]
["PHNL","2019-12-23T10:55:00",82,63,52.62,90,6,0,29.94,1013.8,10,"M","FEW","SCT","SCT","M",2500,3800,22000,"M","M","M","M","M","M","M","M",83.17,"PHNL 232053Z 09006KT 10SM FEW025 SCT038 SCT220 28/17 A2994 RMK AO2 SLP138 T02780172 50003 $"]
["PHNL","2019-12-23T11:55:00",82,64,54.5,180,6,0,29.91,1012.9,10,"M","FEW","SCT","BKN","M",2400,4300,21000,"M","M","M","M","M","M","M","M",83.47,"PHNL 232153Z 18006KT 10SM FEW024 SCT043 BKN210 28/18 A2991 RMK AO2 SLP129 T02780178 $"]
["PHNL","2019-12-23T12:55:00",82,63,52.62,180,7,0,29.89,1012.2,10,"M","FEW","SCT","BKN","M",2700,5500,20000,"M","M","M","M","M","M","M","M",83.17,"PHNL 232253Z 18007KT 10SM FEW027 SCT055 BKN200 28/17 A2989 RMK AO2 SLP122 T02780172 $"]
["PHNL","2019-12-23T13:55:00",82.9,62.1,49.51,170,7,0,29.87,1011.4,10,"M","FEW","SCT","SCT","M",2400,4400,5500,"M","M","M","M","M","M","M","M",83.7,"PHNL 232353Z 17007KT 10SM FEW024 SCT044 SCT055 28/17 A2987 RMK AO2 SLP114 T02830167 10289 20222 56024 $"]
["PHNL","2019-12-23T14:55:00",82,64.9,56.24,150,5,0,29.85,1010.9,10,"M","FEW","FEW","M","M",2400,4800,"M","M","M","M","M","M","M","M","M",83.76,"PHNL 240053Z 15005KT 10SM FEW024 FEW048 28/18 A2985 RMK AO2 SLP109 VCSH NE-E T02780183 $"]
["PHNL","2019-12-23T15:55:00",84,64.9,52.71,30,10,0,29.85,1010.9,10,"M","FEW","SCT","BKN","M",2600,4600,6000,"M","M","M","M","M","M","M","M",85.72,"PHNL 240153Z 03010KT 10SM FEW026 SCT046 BKN060 29/18 A2985 RMK AO2 SLP109 VCSH NE-E T02890183 $"]
["PHNL","2019-12-23T16:55:00",80.1,64,57.98,40,9,0,29.87,1011.3,10,"M","FEW","FEW","BKN","M",2500,3800,4800,"M","M","M","M","M","M","M","M",81.71,"PHNL 240253Z 04009KT 10SM FEW025 FEW038 BKN048 27/18 A2987 RMK AO2 SLP113 VCSH NE-E T02670178 55001 $"]
["PHNL","2019-12-23T17:55:00",79,64.9,62.03,70,8,0,29.88,1011.6,10,"M","FEW","FEW","SCT","M",2400,4100,5500,"M","M","M","M","M","M","M","M","M","PHNL 240353Z 07008KT 10SM FEW024 FEW041 SCT055 26/18 A2988 RMK AO2 SLP116 VCSH NE-E T02610183 $"]
["PHNL","2019-12-23T18:55:00",77,66,68.85,90,8,0,29.9,1012.4,10,"M","FEW","SCT","BKN","M",2200,4800,22000,"M","M","M","M","M","M","M","M","M","PHNL 240453Z 09008KT 10SM FEW022 SCT048 BKN220 25/19 A2990 RMK AO2 SLP124 T02500189 $"]
["PHNL","2019-12-23T19:55:00",77,64.9,66.27,80,4,0,29.91,1012.9,10,"M","FEW","SCT","BKN","M",2400,5500,16000,"M","M","M","M","M","M","M","M","M","PHNL 240553Z 08004KT 10SM FEW024 SCT055 BKN160 25/18 A2991 RMK AO2 SLP129 T02500183 10289 20250 53016 $"]
["PHNL","2019-12-23T20:55:00",77,64.9,66.27,90,5,0,29.92,1013.2,10,"M","FEW","SCT","BKN","M",3300,4800,16000,"M","M","M","M","M","M","M","M","M","PHNL 240653Z 09005KT 10SM FEW033 SCT048 BKN160 25/18 A2992 RMK AO2 SLP132 T02500183 $"]
["PHNL","2019-12-23T21:55:00",77,64.9,66.27,80,7,0,29.92,1013.1,10,"M","FEW","SCT","BKN","M",2800,5000,16000,"M","M","M","M","M","M","M","M","M","PHNL 240753Z 08007KT 10SM FEW028 SCT050 BKN160 25/18 A2992 RMK AO2 SLP131 T02500183 $"]
["PHNL","2019-12-23T22:55:00",77,64.9,66.27,80,7,0,29.91,1012.9,10,"M","FEW","SCT","BKN","M",2500,4500,18000,"M","M","M","M","M","M","M","M","M","PHNL 240853Z 08007KT 10SM FEW025 SCT045 BKN180 25/18 A2991 RMK AO2 SLP129 T02500183 50001 $"]
["PHNL","2019-12-23T23:55:00",77,64.9,66.27,70,6,0,29.91,1012.8,10,"M","FEW","SCT","SCT","BKN",2500,3900,5500,18000,"M","M","M","M","M","M","M","M","PHNL 240953Z 07006KT 10SM FEW025 SCT039 SCT055 BKN180 25/18 A2991 RMK AO2 SLP128 VCSH NE T02500183 402890206 $"]
["PHNL","2019-12-24T00:55:00",75.9,64.9,68.73,30,5,0,29.89,1012.2,10,"M","FEW","SCT","BKN","M",2500,4100,20000,"M","M","M","M","M","M","M","M","M","PHNL 241053Z 03005KT 10SM FEW025 SCT041 BKN200 24/18 A2989 RMK AO2 SLP122 VCSH NE T02440183 $"]
["PHNL","2019-12-24T01:55:00",75,64.9,70.83,70,5,0,29.87,1011.4,10,"M","FEW","SCT","BKN","M",2500,3800,20000,"M","M","M","M","M","M","M","M","M","PHNL 241153Z 07005KT 10SM FEW025 SCT038 BKN200 24/18 A2987 RMK AO2 SLP114 T02390183 10256 20239 58015 $"]
["PHNL","2019-12-24T02:55:00",73.9,64.9,73.49,60,5,0,29.85,1010.8,10,"M","FEW","SCT","SCT","M",2500,4000,20000,"M","M","M","M","M","M","M","M","M","PHNL 241253Z 06005KT 10SM FEW025 SCT040 SCT200 23/18 A2985 RMK AO2 SLP108 T02330183 $"]
["PHNL","2019-12-24T03:55:00",73,64,73.4,40,5,0,29.84,1010.4,10,"M","FEW","SCT","SCT","M",2500,4000,20000,"M","M","M","M","M","M","M","M","M","PHNL 241353Z 04005KT 10SM FEW025 SCT040 SCT200 23/18 A2984 RMK AO2 SLP104 T02280178 $"]
["PHNL","2019-12-24T04:55:00",72,64.9,78.35,0,0,0,29.85,1010.7,10,"M","FEW","FEW","BKN","M",2500,4000,20000,"M","M","M","M","M","M","M","M","M","PHNL 241453Z 00000KT 10SM FEW025 FEW040 BKN200 22/18 A2985 RMK AO2 SLP107 T02220183 55007 $"]
["PHNL","2019-12-24T05:55:00",73.9,66,76.36,80,6,0,29.87,1011.3,10,"M","FEW","SCT","BKN","M",2500,3800,20000,"M","M","M","M","M","M","M","M","M","PHNL 241553Z 08006KT 10SM FEW025 SCT038 BKN200 23/19 A2987 RMK AO2 SLP113 T02330189 $"]
["PHNL","2019-12-24T06:55:00",77,66.9,71.03,130,15,0,29.87,1011.4,10,21,"FEW","SCT","BKN","M",2400,3000,4000,"M","M","M","M","M","M","M","M","M","PHNL 241653Z 13015G21KT 10SM FEW024 SCT030 BKN040 25/19 A2987 RMK AO2 SLP114 T02500194 $"]
["PHNL","2019-12-24T07:55:00",78.1,66,66.39,80,5,"T",29.89,1012,10,"M","FEW","SCT","BKN","M",2500,5500,20000,"M","M","M","M","M","M","M","M","M","PHNL 241753Z 08005KT 10SM FEW025 SCT055 BKN200 26/19 A2989 RMK AO2 RAB1654E05 SLP120 P0000 60000 T02560189 10256 20217 53013 $"]
["PHNL","2019-12-24T08:55:00",79,64.9,62.03,70,7,0,29.9,1012.3,10,"M","FEW","FEW","SCT","M",2500,5000,20000,"M","M","M","M","M","M","M","M","M","PHNL 241853Z 07007KT 10SM FEW025 FEW050 SCT200 26/18 A2990 RMK AO2 SLP123 T02610183 $"]
["PHNL","2019-12-24T09:55:00",82,64,54.5,110,10,0,29.9,1012.5,10,"M","FEW","FEW","SCT","M",2500,5000,20000,"M","M","M","M","M","M","M","M",83.47,"PHNL 241953Z 11010KT 10SM FEW025 FEW050 SCT200 28/18 A2990 RMK AO2 SLP125 T02780178 $"]
["PHNL","2019-12-24T10:55:00",82.9,64,52.93,90,6,0,29.88,1011.9,10,"M","FEW","SCT","SCT","M",2500,3700,25000,"M","M","M","M","M","M","M","M",84.32,"PHNL 242053Z 09006KT 10SM FEW025 SCT037 SCT250 28/18 A2988 RMK AO2 SLP119 T02830178 58001 $"]
["PHNL","2019-12-24T11:55:00",82.9,62.1,49.51,150,7,0,29.85,1010.8,10,"M","FEW","FEW","BKN","M",2500,4500,20000,"M","M","M","M","M","M","M","M",83.7,"PHNL 242153Z 15007KT 10SM FEW025 FEW045 BKN200 28/17 A2985 RMK AO2 SLP108 T02830167 $"]
["PHNL","2019-12-24T12:55:00",82,66,58.43,150,11,0,29.81,1009.5,10,"M","FEW","FEW","SCT","M",2500,5000,20000,"M","M","M","M","M","M","M","M",84.15,"PHNL 242253Z 15011KT 10SM FEW025 FEW050 SCT200 28/19 A2981 RMK AO2 SLP095 T02780189 $"]
["PHNL","2019-12-24T13:55:00",82,66.9,60.28,170,11,0,29.8,1009.1,10,"M","FEW","FEW","SCT","M",2700,5500,18000,"M","M","M","M","M","M","M","M",84.48,"PHNL 242353Z 17011KT 10SM FEW027 FEW055 SCT180 28/19 A2980 RMK AO2 SLP091 T02780194 10289 20256 56028 $"]
["PHNL","2019-12-24T14:55:00",82,66,58.43,140,12,0,29.79,1008.7,10,"M","FEW","FEW","SCT","BKN",2700,4600,6500,23000,"M","M","M","M","M","M","M",84.15,"PHNL 250053Z 14012KT 10SM FEW027 FEW046 SCT065 BKN230 28/19 A2979 RMK AO2 SLP087 T02780189 $"]
["PHNL","2019-12-24T15:55:00",81,64.9,58.1,150,11,0,29.79,1008.6,10,"M","FEW","SCT","SCT","BKN",2900,4900,9000,23000,"M","M","M","M","M","M","M",82.79,"PHNL 250153Z 15011KT 10SM FEW029 SCT049 SCT090 BKN230 27/18 A2979 RMK AO2 SLP086 T02720183 $"]
["PHNL","2019-12-24T16:55:00",80.1,68,66.62,150,12,0,29.79,1008.7,10,21,"SCT","BKN","OVC","M",2700,5000,12000,"M","M","M","M","M","M","M","M",82.7,"PHNL 250253Z 15012G21KT 10SM SCT027 BKN050 OVC120 27/20 A2979 RMK AO2 SLP087 VCSH NE-E-SE AND NW-N T02670200 55004 $"]
["PHNL","2019-12-24T17:55:00",79,66.9,66.49,140,13,0,29.82,1009.8,10,22,"SCT","OVC","M","M",3600,12000,"M","M","M","M","M","M","M","M","M","M","PHNL 250353Z 14013G22KT 10SM SCT036 OVC120 26/19 A2982 RMK AO2 PRESRR SLP098 T02610194 $"]
["PHNL","2019-12-24T18:55:00",79,66.9,66.49,140,10,0,29.84,1010.2,10,"M","FEW","SCT","OVC","M",2600,5000,12000,"M","M","M","M","M","M","M","M","M","PHNL 250453Z 14010KT 10SM FEW026 SCT050 OVC120 26/19 A2984 RMK AO2 SLP102 T02610194 $"]
["PHNL","2019-12-24T19:55:00",79,66.9,66.49,140,10,0,29.83,1010.2,10,"M","FEW","BKN","OVC","M",3600,7000,12000,"M","M","M","M","M","M","M","M","M","PHNL 250553Z 14010KT 10SM FEW036 BKN070 OVC120 26/19 A2983 RMK AO2 SLP102 T02610194 10278 20261 50016 $"]
["PHNL","2019-12-24T20:55:00",79,68,69.07,160,13,0,29.85,1010.8,10,"M","FEW","BKN","OVC","M",2900,7000,11000,"M","M","M","M","M","M","M","M","M","PHNL 250653Z 16013KT 10SM FEW029 BKN070 OVC110 26/20 A2985 RMK AO2 SLP108 T02610200 $"]
["PHNL","2019-12-24T21:55:00",79,68,69.07,140,10,0,29.85,1010.8,10,"M","FEW","SCT","OVC","M",2400,7500,12000,"M","M","M","M","M","M","M","M","M","PHNL 250753Z 14010KT 10SM FEW024 SCT075 OVC120 26/20 A2985 RMK AO2 SLP108 T02610200 $"]
["PHNL","2019-12-24T22:55:00",78.1,69.1,73.88,150,8,0.01,29.85,1010.8,10,"M","FEW","SCT","BKN","OVC",2500,3300,7000,15000,"M","M","M","M","M","M","M","M","PHNL 250853Z 15008KT 10SM FEW025 SCT033 BKN070 OVC150 26/21 A2985 RMK AO2 RAB17E30 SLP108 VCSH NE AND W-NW P0001 60001 T02560206 51006 $"]
["PHNL","2019-12-24T23:55:00",79,68,69.07,140,12,"T",29.83,1010.2,10,"M","FEW","BKN","OVC","M",2500,7000,12000,"M",{"$f":"-RA","v":{"$error":"#NAME?"}},"M","M","M","M","M","M","M","PHNL 250953Z 14012KT 10SM -RA FEW025 BKN070 OVC120 26/20 A2983 RMK AO2 RAB04E26B45 SLP102 P0000 T02610200 402890217 $"]
["PHNL","2019-12-25T00:55:00",78.1,66.9,68.49,150,16,"T",29.83,1009.9,10,23,"FEW","BKN","OVC","M",2500,6500,12000,"M",{"$f":"-RA","v":{"$error":"#NAME?"}},"M","M","M","M","M","M","M","PHNL 251053Z 15016G23KT 10SM -RA FEW025 BKN065 OVC120 26/19 A2983 RMK AO2 SLP099 P0000 T02560194 $"]
["PHNL","2019-12-25T01:55:00",78.1,69.1,73.88,140,15,"T",29.79,1008.8,10,23,"FEW","SCT","OVC","M",2500,6000,12000,"M","M","M","M","M","M","M","M","M","PHNL 251153Z 14015G23KT 10SM FEW025 SCT060 OVC120 26/21 A2979 RMK AO2 RAE04 SLP088 VCSH W P0000 60001 70001 T02560206 10267 20250 58020 $"]
["PHNL","2019-12-25T02:55:00",78.1,69.1,73.88,150,16,"T",29.78,1008.2,10,22,"FEW","BKN","OVC","M",2300,3500,6500,"M","M","M","M","M","M","M","M","M","PHNL 251253Z 15016G22KT 10SM FEW023 BKN035 OVC065 26/21 A2978 RMK AO2 RAB06E34 SLP082 P0000 T02560206 $"]
["PHNL","2019-12-25T03:55:00",79,68,69.07,150,16,0,29.76,1007.8,10,24,"FEW","BKN","OVC","M",2400,4100,6000,"M","M","M","M","M","M","M","M","M","PHNL 251353Z 15016G24KT 10SM FEW024 BKN041 OVC060 26/20 A2976 RMK AO2 SLP078 T02610200 $"]
["PHNL","2019-12-25T04:55:00",79,69.1,71.72,150,18,0,29.75,1007.3,10,25,"FEW","SCT","OVC","M",2600,3400,5500,"M","M","M","M","M","M","M","M","M","PHNL 251453Z 15018G25KT 10SM FEW026 SCT034 OVC055 26/21 A2975 RMK AO2 SLP073 60000 T02610206 56016 $"]
["PHNL","2019-12-25T05:55:00",79,68,69.07,150,20,0,29.75,1007.3,10,30,"FEW","SCT","BKN","M",2500,3400,5500,"M","M","M","M","M",30,150,"2019-12-25T15:51:00","M","PHNL 251553Z 15020G30KT 10SM FEW025 SCT034 BKN055 26/20 A2975 RMK AO2 PK WND 15030/1551 SLP073 VCSH NE T02610200 $"]
["PHNL","2019-12-25T06:55:00",79,69.1,71.72,140,20,0,29.77,1008,10,27,"SCT","BKN","M","M",2500,3500,"M","M","M","M","M","M",32,150,"2019-12-25T15:54:00","M","PHNL 251653Z 14020G27KT 10SM SCT025 BKN035 26/21 A2977 RMK AO2 PK WND 15032/1554 SLP080 T02610206 $"]
["PHNL","2019-12-25T07:55:00",79,70,73.97,160,19,0,29.78,1008.4,10,29,"SCT","BKN","BKN","M",2500,3500,5000,"M","M","M","M","M",30,150,"2019-12-25T17:08:00","M","PHNL 251753Z 16019G29KT 10SM SCT025 BKN035 BKN050 26/21 A2978 RMK AO2 PK WND 15030/1708 SLP084 60000 T02610211 10261 20256 53011 $"]
["PHNL","2019-12-25T08:55:00",80.1,70,71.35,150,19,0,29.79,1008.8,10,30,"SCT","BKN","BKN","M",2500,3300,4300,"M","M","M","M","M",32,140,"2019-12-25T18:34:00",83.28,"PHNL 251853Z 15019G30KT 10SM SCT025 BKN033 BKN043 27/21 A2979 RMK AO2 PK WND 14032/1834 SLP088 VCSH W T02670211 $"]
["PHNL","2019-12-25T09:10:00",79,70,73.97,160,22,0,29.8,"M",10,30,"BKN","M","M","M",2500,"M","M","M","M","M","M","M",31,160,"2019-12-25T18:57:00","M","PHNL 251908Z 16022G30KT 10SM BKN025 26/21 A2980 RMK AO2 PK WND 16031/1857 VCSH W T02610211 $"]
["PHNL","2019-12-25T09:55:00",80.1,70,71.35,160,21,"T",29.8,1009,10,31,"SCT","BKN","BKN","M",2200,2900,5000,"M","M","M","M","M",33,150,"2019-12-25T19:34:00",83.28,"PHNL 251953Z 16021G31KT 10SM SCT022 BKN029 BKN050 27/21 A2980 RMK AO2 PK WND 15033/1934 RAB15E45 SLP090 P0000 T02670211 $"]
["PHNL","2019-12-25T10:14:00",79,70,73.97,170,26,"T",29.82,"M",5,33,"SCT","BKN","BKN","M",2300,2800,5000,"M",{"$f":"-RA","v":{"$error":"#NAME?"}},"M","M","M",33,170,"2019-12-25T20:11:00","M","PHNL 252013Z 17026G33KT 5SM -RA SCT023 BKN028 BKN050 26/21 A2982 RMK AO2 PK WND 17033/2011 RAB1959 PRESRR P0000 T02610211 $"]
["PHNL","2019-12-25T10:15:00",78.1,70,76.19,170,24,"T",29.82,"M",4,33,"SCT","BKN","BKN","M",2300,2800,5000,"M",{"$f":"-RA","v":{"$error":"#NAME?"}},"M","M","M",33,170,"2019-12-25T20:11:00","M","PHNL 252014Z 17024G33KT 4SM -RA SCT023 BKN028 BKN050 26/21 A2982 RMK AO2 PK WND 17033/2011 RAB1959 P0000 T02560211 $"]
["PHNL","2019-12-25T10:30:00",78.1,70,76.19,180,19,"T",29.83,"M",2,33,"SCT","BKN","BKN","M",1700,2500,5000,"M",{"$f":"-RA","v":{"$error":"#NAME?"}},"M","M","M",33,170,"2019-12-25T20:11:00","M","PHNL 252027Z 18019G33KT 2SM -RA SCT017 BKN025 BKN050 26/21 A2983 RMK AO2 PK WND 17033/2011 RAB1959 P0000 T02560211 $"]
["PHNL","2019-12-25T10:35:00",77,70,79.02,180,18,0.02,29.82,"M",4,32,"SCT","BKN","BKN","M",1700,2500,5000,"M",{"$f":"+RA","v":{"$error":"#NAME?"}},"M","M","M",33,170,"2019-12-25T20:11:00","M","PHNL 252032Z 18018G32KT 4SM +RA SCT017 BKN025 BKN050 25/21 A2982 RMK AO2 PK WND 17033/2011 RAB1959 P0002 T02500211 $"]
["PHNL","2019-12-25T10:45:00",78.1,71.1,79.1,180,18,0.03,29.81,"M",8,26,"SCT","BKN","BKN","M",1700,2500,5000,"M",{"$f":"-RA","v":{"$error":"#NAME?"}},"M","M","M",33,170,"2019-12-25T20:11:00","M","PHNL 252040Z 18018G26KT 8SM -RA SCT017 BKN025 BKN050 26/22 A2981 RMK AO2 PK WND 17033/2011 RAB1959 P0003 T02560217 $"]
["PHNL","2019-12-25T10:50:00",78.8,71.6,78.62,170,20,0.03,29.81,"M",3,29,"SCT","BKN","BKN","M",1700,2500,5000,"M",{"$error":"#NAME?"},"M","M","M",33,170,"2019-12-25T20:11:00","M","PHNL 252047Z 17020G29KT 3SM -RA SCT017 BKN025 BKN050 26/22 A2981 RMK AO2 PK WND 17033/2011 RAB1959 P0003 $"]
["PHNL","2019-12-25T10:55:00",77,72,84.58,160,15,0.03,29.81,1009.2,4,29,"SCT","BKN","BKN","M",1700,2500,5000,"M",{"$error":"#NAME?"},"M","M","M",33,170,"2019-12-25T20:11:00","M","PHNL 252053Z 16015G29KT 4SM -RA SCT017 BKN025 BKN050 25/22 A2981 RMK AO2 PK WND 17033/2011 RAB1959 SLP092 P0003 60003 T02500222 51008 $"]
["PHNL","2019-12-25T11:05:00",77,73,87.48,160,21,0.01,29.79,"M",7,29,"SCT","BKN","M","M",1700,2500,"M","M",{"$error":"#NAME?"},"M","M","M",29,170,"2019-12-25T21:02:00","M","PHNL 252103Z 16021G29KT 7SM -RA SCT017 BKN025 25/23 A2979 RMK AO2 PK WND 17029/2102 P0001 T02500228 $"]
["PHNL","2019-12-25T11:55:00",78.1,72,81.55,180,19,0.01,29.79,1008.7,6,28,"SCT","BKN","OVC","M",1700,2500,4200,"M",{"$error":"#NAME?"},"M","M","M",30,160,"2019-12-25T21:10:00","M","PHNL 252153Z 18019G28KT 6SM -RA SCT017 BKN025 OVC042 25/22 A2979 RMK AO2 PK WND 16030/2110 SLP087 P0001 T02560222 $"]
["PHNL","2019-12-25T12:30:00",79,73.9,84.41,190,16,"T",29.78,"M",5,20,"SCT","BKN","OVC","M",1000,2500,4500,"M",{"$error":"#NAME?"},"M","M","M",31,180,"2019-12-25T21:59:00","M","PHNL 252229Z 19016G20KT 5SM -RA SCT010 BKN025 OVC045 26/23 A2978 RMK AO2 PK WND 18031/2159 P0000 T02610233 $"]
["PHNL","2019-12-25T12:55:00",79,75,87.58,190,16,"T",29.77,1008,5,23,"SCT","BKN","OVC","M",1000,2500,4500,"M",{"$f":"-RA BR","v":{"$error":"#NAME?"}},"M","M","M",31,180,"2019-12-25T21:59:00","M","PHNL 252253Z 19016G23KT 5SM -RA BR SCT010 BKN025 OVC045 26/24 A2977 RMK AO2 PK WND 18031/2159 SLP080 P0000 T02610239 $"]
["PHNL","2019-12-25T13:25:00",81,75,82.03,240,11,0.03,29.76,"M",2.5,19,"SCT","BKN","M","M",1000,2500,"M","M",{"$f":"+RA","v":{"$error":"#NAME?"}},"M","M","M","M","M","M",86.83,"PHNL 252322Z 24011G19KT 2 1/2SM +RA SCT010 BKN025 27/24 A2976 RMK AO2 P0003 T02720239 $"]
["PHNL","2019-12-25T13:30:00",81,75,82.03,200,18,0.05,29.76,"M",5,24,"SCT","BKN","M","M",1000,2500,"M","M",{"$f":"-RA","v":{"$error":"#NAME?"}},"M","M","M","M","M","M",86.83,"PHNL 252329Z 20018G24KT 5SM -RA SCT010 BKN025 27/24 A2976 RMK AO2 P0005 T02720239 $"]
["PHNL","2019-12-25T13:55:00",81,77,87.67,200,8,0.07,29.75,1007.4,3,"M","SCT","BKN","M","M",1000,2500,"M","M","RA BR","M","M","M","M","M","M",88.3,"PHNL 252353Z 20008KT 170V230 3SM RA BR SCT010 BKN025 27/25 A2975 RMK AO2 SLP074 P0007 60011 T02720250 10272 20250 56018 $"]
["PHNL","2019-12-25T14:00:00",81,73,76.7,"M",5,0.02,29.75,"M",5,15,"SCT","BKN","OVC","M",1000,2500,5500,"M",{"$f":"+RA","v":{"$error":"#NAME?"}},"M","M","M","M","M","M",85.81,"PHNL 252356Z VRB05G15KT 5SM +RA SCT010 BKN025 OVC055 27/23 A2975 RMK AO2 P0002 T02720228 $"]
["PHNL","2019-12-25T14:55:00",78.1,73.9,86.95,180,10,0.03,29.74,1007.1,9,"M","FEW","BKN","OVC","M",1000,2500,5500,"M",{"$f":"-RA","v":{"$error":"#NAME?"}},"M","M","M","M","M","M","M","PHNL 260053Z 18010KT 9SM -RA FEW010 BKN025 OVC055 26/23 A2974 RMK AO2 RAE06B45 SLP071 P0003 T02560233 $"]
["PHNL","2019-12-25T15:25:00",78.1,73.9,86.95,250,20,0.01,29.75,"M",1.5,25,"SCT","BKN","OVC","M",1000,2200,3800,"M","RA BR","M","M","M","M","M","M","M","PHNL 260122Z 25020G25KT 1 1/2SM RA BR SCT010 BKN022 OVC038 26/23 A2975 RMK AO2 P0001 T02560233 $"]
["PHNL","2019-12-25T15:30:00",78.1,73.9,86.95,260,13,0.04,29.75,"M",1,25,"BKN","BKN","OVC","M",1000,2000,3000,"M",{"$f":"+RA BR","v":{"$error":"#NAME?"}},"M","M","M","M","M","M","M","PHNL 260125Z 26013G25KT 1SM +RA BR BKN010 BKN020 OVC030 26/23 A2975 RMK AO2 WSHFT 0111 P0004 T02560233 $"]
["PHNL","2019-12-25T15:35:00",75,73.9,96.38,260,8,0.18,29.75,"M",3,"M","BKN","BKN","OVC","M",1000,2000,3000,"M",{"$f":"-RA BR","v":{"$error":"#NAME?"}},"M","M","M","M","M","M","M","PHNL 260133Z 26008KT 3SM -RA BR BKN010 BKN020 OVC030 24/23 A2975 RMK AO2 WSHFT 0111 VIS 1 1/4 RWY04R P0018 T02390233 $"]
["PHNL","2019-12-25T15:45:00",75,73.9,96.38,270,8,0.19,29.76,"M",1,"M","BKN","BKN","OVC","M",1000,2000,3000,"M",{"$f":"+RA BR","v":{"$error":"#NAME?"}},"M","M","M","M","M","M","M","PHNL 260141Z 27008KT 1SM +RA BR BKN010 BKN020 OVC030 24/23 A2976 RMK AO2 WSHFT 0111 P0019 T02390233 $"]
["PHNL","2019-12-25T15:55:00",75,73.9,96.38,310,4,0.34,29.75,1007.4,1,"M","SCT","BKN","OVC","M",1000,2000,3000,"M",{"$f":"+RA BR","v":{"$error":"#NAME?"}},"M","M","M","M","M","M","M","PHNL 260153Z 31004KT 1SM +RA BR SCT010 BKN020 OVC030 24/23 A2975 RMK AO2 WSHFT 0111 SLP074 P0034 T02390233 $"]
["PHNL","2019-12-25T16:00:00",75,73.9,96.38,"M",6,0.06,29.75,"M",10,"M","FEW","BKN","OVC","M",1000,3000,6000,"M",{"$f":"-RA","v":{"$error":"#NAME?"}},"M","M","M","M","M","M","M","PHNL 260158Z VRB06KT 10SM -RA FEW010 BKN030 OVC060 24/23 A2975 RMK AO2 P0006 T02390233 $"]
["PHNL","2019-12-25T16:55:00",75.9,73.9,93.53,160,4,0.07,29.77,1008,10,"M","FEW","BKN","BKN","M",1800,6000,8500,"M","M","M","M","M","M","M","M","M","PHNL 260253Z 16004KT 10SM FEW018 BKN060 BKN085 25/23 A2977 RMK AO2 RAE29 SLP080 P0007 60044 T02440233 53005 $"]
["PHNL","2019-12-25T17:55:00",75.9,73.9,93.53,240,4,0,29.79,1008.7,10,"M","FEW","BKN","M","M",1500,6500,"M","M","M","M","M","M","M","M","M","M","PHNL 260353Z 24004KT 10SM FEW015 BKN065 25/23 A2979 RMK AO2 SLP087 T02440233 $"]
["PHNL","2019-12-25T18:55:00",75.9,72,87.73,0,0,0,29.8,1009.1,10,"M","FEW","FEW","BKN","M",2000,5000,7000,"M","M","M","M","M","M","M","M","M","PHNL 260453Z 00000KT 10SM FEW020 FEW050 BKN070 25/22 A2980 RMK AO2 SLP091 T02440222 $"]
["PHNL","2019-12-25T19:55:00",73.9,72,93.79,0,0,0,29.82,1009.6,10,"M","FEW","FEW","BKN","M",2000,5000,7500,"M","M","M","M","M","M","M","M","M","PHNL 260553Z 00000KT 10SM FEW020 FEW050 BKN075 23/22 A2982 RMK AO2 SLP096 60044 T02330222 10272 20233 51016 $"]
["PHNL","2019-12-25T20:55:00",75,72,90.4,110,4,0,29.83,1010.2,10,"M","FEW","BKN","OVC","M",2000,4800,7500,"M","M","M","M","M","M","M","M","M","PHNL 260653Z 11004KT 10SM FEW020 BKN048 OVC075 24/22 A2983 RMK AO2 SLP102 T02390222 $"]
["PHNL","2019-12-25T21:55:00",75,72,90.4,80,5,0,29.84,1010.5,10,"M","FEW","BKN","BKN","M",2000,4800,7500,"M","M","M","M","M","M","M","M","M","PHNL 260753Z 08005KT 10SM FEW020 BKN048 BKN075 24/22 A2984 RMK AO2 SLP105 T02390222 $"]
["PHNL","2019-12-25T22:55:00",73.9,72,93.79,80,4,0,29.85,1010.6,10,"M","FEW","BKN","BKN","M",2000,2400,7500,"M","M","M","M","M","M","M","M","M","PHNL 260853Z 08004KT 10SM FEW020 BKN024 BKN075 23/22 A2985 RMK AO2 SLP106 T02330222 51010 $"]
["PHNL","2019-12-25T23:40:00",73.9,72,93.79,0,0,0,29.84,"M",10,"M","FEW","SCT","M","M",2300,6500,"M","M","M","M","M","M","M","M","M","M","PHNL 260937Z 00000KT 10SM FEW023 SCT065 23/22 A2984 RMK AO2 T02330222 $"]
["PHNL","2019-12-25T23:55:00",73.9,72,93.79,0,0,0,29.84,1010.4,10,"M","FEW","SCT","M","M",2200,6000,"M","M","M","M","M","M","M","M","M","M","PHNL 260953Z 00000KT 10SM FEW022 SCT060 24/22 A2984 RMK AO2 SLP104 T02330222 402720222 $"]
["PHNL","2019-12-26T00:55:00",75.9,71.1,85.09,0,0,0,29.83,1010.1,10,"M","SCT","SCT","M","M",1800,6000,"M","M","M","M","M","M","M","M","M","M","PHNL 261053Z 00000KT 10SM SCT018 SCT060 24/22 A2983 RMK AO2 SLP101 T02440217 $"]
["PHNL","2019-12-26T01:55:00",75,71.1,87.68,0,0,0,29.82,1009.8,10,"M","SCT","SCT","M","M",1800,6000,"M","M","M","M","M","M","M","M","M","M","PHNL 261153Z 00000KT 10SM SCT018 SCT060 24/22 A2982 RMK AO2 SLP098 70055 T02390217 10244 20233 58008 $"]
["PHNL","2019-12-26T02:55:00",73.9,70,87.63,0,0,0,29.81,1009.3,10,"M","FEW","SCT","M","M",2000,5000,"M","M","M","M","M","M","M","M","M","M","PHNL 261253Z 00000KT 10SM FEW020 SCT050 23/21 A2981 RMK AO2 SLP093 T02330211 $"]
["PHNL","2019-12-26T03:55:00",73,69.1,87.59,350,3,0,29.8,1009.2,10,"M","FEW","SCT","M","M",2000,4500,"M","M","M","M","M","M","M","M","M","M","PHNL 261353Z 35003KT 10SM FEW020 SCT045 23/21 A2980 RMK AO2 SLP092 T02280206 $"]
["PHNL","2019-12-26T04:55:00",73,69.1,87.59,0,0,0,29.82,1009.6,10,"M","SCT","SCT","M","M",2000,4500,"M","M","M","M","M","M","M","M","M","M","PHNL 261453Z 00000KT 10SM SCT020 SCT045 23/21 A2982 RMK AO2 SLP096 T02280206 55002 $"]
["PHNL","2019-12-26T05:55:00",73.9,69.1,84.97,120,3,0,29.84,1010.3,10,"M","FEW","SCT","M","M",2300,4500,"M","M","M","M","M","M","M","M","M","M","PHNL 261553Z 12003KT 10SM FEW023 SCT045 23/20 A2984 RMK AO2 SLP103 T02330206 $"]
["PHNL","2019-12-26T06:55:00",73,68,84.34,0,0,0,29.85,1010.8,10,"M","FEW","FEW","M","M",2500,3500,"M","M","M","M","M","M","M","M","M","M","PHNL 261653Z 00000KT 10SM FEW025 FEW035 23/20 A2985 RMK AO2 SLP108 T02280200 $"]
["PHNL","2019-12-26T07:55:00",72,70,93.43,0,0,0,29.88,1011.7,10,"M","FEW","FEW","M","M",2200,3500,"M","M","M","M","M","M","M","M","M","M","PHNL 261753Z 00000KT 10SM FEW022 FEW035 22/21 A2988 RMK AO2 SLP117 T02220211 10239 20222 53021 $"]
["PHNL","2019-12-26T08:55:00",75,73,93.51,310,4,0,29.89,1012.2,10,"M","FEW","SCT","M","M",2000,3500,"M","M","M","M","M","M","M","M","M","M","PHNL 261853Z 31004KT 10SM FEW020 SCT035 24/23 A2989 RMK AO2 SLP122 T02390228 $"]
["PHNL","2019-12-26T09:55:00",79,71.1,76.79,230,6,0,29.91,1012.8,10,"M","FEW","SCT","M","M",2000,3000,"M","M","M","M","M","M","M","M","M","M","PHNL 261953Z 23006KT 10SM FEW020 SCT030 26/22 A2991 RMK AO2 SLP128 T02610217 $"]
["PHNL","2019-12-26T10:55:00",80.1,71.1,74.07,220,6,0,29.91,1012.8,10,"M","FEW","SCT","M","M",2500,3500,"M","M","M","M","M","M","M","M","M",83.64,"PHNL 262053Z 22006KT 10SM FEW025 SCT035 27/22 A2991 RMK AO2 SLP128 T02670217 51012"]
["PHNL","2019-12-26T11:55:00",82,71.1,69.62,240,11,0,29.89,1012.1,10,"M","FEW","SCT","M","M",2500,3500,"M","M","M","M","M","M","M","M","M",86.35,"PHNL 262153Z 24011KT 10SM FEW025 SCT035 28/22 A2989 RMK AO2 SLP121 T02780217"]
["PHNL","2019-12-26T12:55:00",82,71.1,69.62,230,11,0,29.87,1011.3,10,"M","FEW","SCT","M","M",2500,3500,"M","M","M","M","M","M","M","M","M",86.35,"PHNL 262253Z 23011KT 10SM FEW025 SCT035 28/22 A2987 RMK AO2 SLP113 T02780217"]
["PHNL","2019-12-26T13:55:00",82,70,67.06,220,10,0,29.85,1010.8,10,"M","FEW","SCT","M","M",2500,4500,"M","M","M","M","M","M","M","M","M",85.81,"PHNL 262353Z 22010KT 10SM FEW025 SCT045 28/21 A2985 RMK AO2 SLP108 T02780211 10283 20222 56020"]
["PHNL","2019-12-26T14:55:00",82,71.1,69.62,230,11,0,29.85,1010.7,10,"M","SCT","SCT","M","M",2500,4500,"M","M","M","M","M","M","M","M","M",86.35,"PHNL 270053Z 23011KT 10SM SCT025 SCT045 28/22 A2985 RMK AO2 SLP107 T02780217"]
["PHNL","2019-12-26T15:55:00",82.9,66.9,58.55,260,10,0,29.85,1010.8,10,"M","FEW","SCT","M","M",3000,4500,"M","M","M","M","M","M","M","M","M",85.45,"PHNL 270153Z 26010KT 10SM FEW030 SCT045 28/19 A2985 RMK AO2 SLP108 T02830194"]
["PHNL","2019-12-26T16:55:00",82,66,58.43,250,10,0,29.87,1011.6,10,"M","FEW","FEW","M","M",3000,4000,"M","M","M","M","M","M","M","M","M",84.15,"PHNL 270253Z 25010KT 10SM FEW030 FEW040 28/19 A2987 RMK AO2 SLP116 T02780189 53008"]
["PHNL","2019-12-26T17:55:00",80.1,66,62.17,340,9,0,29.9,1012.5,10,"M","FEW","FEW","SCT","M",2800,4000,7000,"M","M","M","M","M","M","M","M",82.17,"PHNL 270353Z 34009KT 10SM FEW028 FEW040 SCT070 27/19 A2990 RMK AO2 SLP125 T02670189"]
["PHNL","2019-12-26T18:55:00",79,66.9,66.49,340,7,0,29.93,1013.4,10,"M","FEW","FEW","BKN","M",2800,4000,6000,"M","M","M","M","M","M","M","M","M","PHNL 270453Z 34007KT 10SM FEW028 FEW040 BKN060 26/19 A2993 RMK AO2 SLP134 T02610194"]
["PHNL","2019-12-26T19:55:00",79,66.9,66.49,330,8,0,29.95,1014.2,10,"M","FEW","FEW","BKN","M",2800,3800,6000,"M","M","M","M","M","M","M","M","M","PHNL 270553Z 33008KT 10SM FEW028 FEW038 BKN060 26/19 A2995 RMK AO2 SLP142 T02610194 10289 20256 51027"]
["PHNL","2019-12-26T20:55:00",77,66.9,71.03,340,7,0,29.97,1014.7,10,"M","FEW","SCT","M","M",2800,6000,"M","M","M","M","M","M","M","M","M","M","PHNL 270653Z 34007KT 10SM FEW028 SCT060 25/19 A2997 RMK AO2 SLP147 T02500194"]
["PHNL","2019-12-26T21:55:00",75.9,66.9,73.68,360,4,0,29.99,1015.4,10,"M","FEW","SCT","M","M",2800,6500,"M","M","M","M","M","M","M","M","M","M","PHNL 270753Z 36004KT 10SM FEW028 SCT065 24/19 A2999 RMK AO2 SLP154 T02440194"]
["PHNL","2019-12-26T22:55:00",75,66.9,75.92,10,4,0,30,1015.7,10,"M","FEW","FEW","M","M",2500,6500,"M","M","M","M","M","M","M","M","M","M","PHNL 270853Z 01004KT 10SM FEW025 FEW065 24/19 A3000 RMK AO2 SLP157 T02390194 51015"]
["PHNL","2019-12-26T23:55:00",73.9,66.9,78.77,330,4,0,29.99,1015.6,10,"M","FEW","FEW","SCT","M",2500,6000,8000,"M","M","M","M","M","M","M","M","M","PHNL 270953Z 33004KT 10SM FEW025 FEW060 SCT080 23/19 A2999 RMK AO2 SLP156 T02330194 402890222"]
["PHNL","2019-12-27T00:55:00",73.9,66.9,78.77,330,5,"T",29.99,1015.4,10,"M","FEW","SCT","SCT","M",2400,6500,8000,"M","M","M","M","M","M","M","M","M","PHNL 271053Z 33005KT 10SM FEW024 SCT065 SCT080 23/19 A2999 RMK AO2 RAB27E36 SLP154 P0000 T02330194"]
["PHNL","2019-12-27T01:55:00",73,66.9,81.2,10,3,0,29.97,1014.9,10,"M","FEW","FEW","M","M",3600,7000,"M","M","M","M","M","M","M","M","M","M","PHNL 271153Z 01003KT 10SM FEW036 FEW070 23/19 A2997 RMK AO2 SLP149 60000 T02280194 10261 20228 58007"]
["PHNL","2019-12-27T02:55:00",73.9,66.9,78.77,10,3,0,29.96,1014.6,10,"M","FEW","FEW","M","M",3500,6000,"M","M","M","M","M","M","M","M","M","M","PHNL 271253Z 01003KT 10SM FEW035 FEW060 23/19 A2996 RMK AO2 SLP146 T02330194"]
["PHNL","2019-12-27T03:55:00",72,66,81.41,0,0,0,29.96,1014.5,10,"M","CLR","M","M","M","M","M","M","M","M","M","M","M","M","M","M","M","PHNL 271353Z 00000KT 10SM CLR 22/19 A2996 RMK AO2 SLP145 T02220189"]
["PHNL","2019-12-27T04:55:00",70,66,87.14,0,0,0,29.96,1014.4,10,"M","FEW","FEW","SCT","M",2700,3800,4500,"M","M","M","M","M","M","M","M","M","PHNL 271453Z 00000KT 10SM FEW027 FEW038 SCT045 21/19 A2996 RMK AO2 SLP144 T02110189 56005"]
["PHNL","2019-12-27T05:55:00",72,68,87.24,320,3,0,29.97,1014.8,10,"M","FEW","SCT","SCT","M",2400,3800,5500,"M","M","M","M","M","M","M","M","M","PHNL 271553Z 32003KT 10SM FEW024 SCT038 SCT055 22/20 A2997 RMK AO2 SLP148 VCSH N T02220200"]
["PHNL","2019-12-27T06:55:00",72,69.1,90.59,10,3,"T",30,1015.8,10,"M","FEW","SCT","SCT","M",1500,2500,3500,"M",{"$f":"-RA","v":{"$error":"#NAME?"}},"M","M","M","M","M","M","M","PHNL 271653Z 01003KT 10SM -RA FEW015 SCT025 SCT035 22/21 A3000 RMK AO2 RAB49 SLP158 P0000 T02220206"]
["PHNL","2019-12-27T07:55:00",73,69.1,87.59,70,6,"T",30.01,1016.2,10,"M","FEW","SCT","M","M",2000,3000,"M","M","M","M","M","M","M","M","M","M","PHNL 271753Z 07006KT 10SM FEW020 SCT030 23/21 A3001 RMK AO2 RAE06 SLP162 VCSH N-E P0000 60000 T02280206 10233 20211 53018"]
["PHNL","2019-12-27T08:55:00",75,71.1,87.68,360,3,"T",30.03,1016.7,10,"M","FEW","SCT","M","M",2200,3500,"M","M",{"$f":"-RA","v":{"$error":"#NAME?"}},"M","M","M","M","M","M","M","PHNL 271853Z 36003KT 10SM -RA FEW022 SCT035 24/22 A3003 RMK AO2 RAB41 SLP167 P0000 T02390217"]
["PHNL","2019-12-27T09:55:00",80.1,69.1,69.18,50,9,"T",30.04,1017.1,10,"M","FEW","SCT","M","M",2200,3500,"M","M","M","M","M","M","M","M","M",83.01,"PHNL 271953Z 05009KT 10SM FEW022 SCT035 27/21 A3004 RMK AO2 RAE1854 SLP171 P0000 T02670206"]
["PHNL","2019-12-27T10:55:00",80.1,66.9,64.14,40,10,"T",30.03,1017,10,15,"FEW","SCT","BKN","M",2200,3500,5000,"M",{"$f":"-RA","v":{"$error":"#NAME?"}},"M","M","M","M","M","M",82.4,"PHNL 272053Z 04010G15KT 10SM -RA FEW022 SCT035 BKN050 27/19 A3003 RMK AO2 RAB49 SLP170 P0000 60000 T02670194 50008"]
["PHNL","2019-12-27T11:55:00",81,68,64.69,60,10,"T",30.01,1016.2,10,"M","FEW","SCT","SCT","M",2500,3600,4600,"M","M","M","M","M","M","M","M",83.76,"PHNL 272153Z 06010KT 10SM FEW025 SCT036 SCT046 27/20 A3001 RMK AO2 RAE18 SLP162 VCSH N-NE P0000 T02720200"]
["PHNL","2019-12-27T12:55:00",82,68,62.62,30,8,0,29.98,1015.2,10,"M","FEW","SCT","SCT","M",2300,4000,5000,"M","M","M","M","M","M","M","M",84.92,"PHNL 272253Z 03008KT 10SM FEW023 SCT040 SCT050 28/20 A2998 RMK AO2 SLP152 VCSH NE T02780200"]
["PHNL","2019-12-27T13:55:00",82,66.9,60.28,40,9,0,29.97,1014.7,10,"M","FEW","SCT","M","M",2500,4000,"M","M","M","M","M","M","M","M","M",84.48,"PHNL 272353Z 04009KT 10SM FEW025 SCT040 28/19 A2997 RMK AO2 SLP147 60000 T02780194 10283 20228 56023"]
["PHNL","2019-12-27T14:55:00",81,66.9,62.28,50,11,0,29.96,1014.5,10,17,"FEW","FEW","SCT","M",2200,3400,4500,"M","M","M","M","M","M","M","M",83.4,"PHNL 280053Z 05011G17KT 10SM FEW022 FEW034 SCT045 27/19 A2996 RMK AO2 SLP145 T02720194"]
["PHNL","2019-12-27T15:55:00",79,68,69.07,50,8,0,29.97,1014.8,10,"M","FEW","BKN","M","M",1800,3600,"M","M","M","M","M","M","M","M","M","M","PHNL 280153Z 05008KT 10SM FEW018 BKN036 26/20 A2997 RMK AO2 SLP148 VCSH NE T02610200"]
["PHNL","2019-12-27T16:55:00",80.1,66.9,64.14,40,11,0,29.98,1015,10,"M","SCT","OVC","M","M",2700,3600,"M","M","M","M","M","M","M","M","M",82.4,"PHNL 280253Z 04011KT 10SM SCT027 OVC036 27/19 A2998 RMK AO2 SLP150 T02670194 53004"]
["PHNL","2019-12-27T17:55:00",78.1,66.9,68.49,40,4,0,30,1015.9,10,"M","FEW","SCT","SCT","M",1800,2700,4000,"M","M","M","M","M","M","M","M","M","PHNL 280353Z 04004KT 10SM FEW018 SCT027 SCT040 26/19 A3000 RMK AO2 SLP159 T02560194"]
["PHNL","2019-12-27T18:55:00",77,66.9,71.03,30,5,0,30.02,1016.6,10,"M","FEW","SCT","SCT","M",1800,2700,4000,"M","M","M","M","M","M","M","M","M","PHNL 280453Z 03005KT 10SM FEW018 SCT027 SCT040 25/19 A3002 RMK AO2 SLP166 T02500194"]
["PHNL","2019-12-27T19:55:00",77,66.9,71.03,30,7,0,30.04,1017,10,"M","FEW","BKN","M","M",1800,2800,"M","M","M","M","M","M","M","M","M","M","PHNL 280553Z 03007KT 10SM FEW018 BKN028 25/19 A3004 RMK AO2 SLP170 T02500194 10283 20244 51020"]
["PHNL","2019-12-27T20:55:00",75.9,66.9,73.68,20,5,0,30.05,1017.5,10,"M","FEW","SCT","M","M",1800,2800,"M","M","M","M","M","M","M","M","M","M","PHNL 280653Z 02005KT 10SM FEW018 SCT028 24/19 A3005 RMK AO2 SLP175 T02440194"]
["PHNL","2019-12-27T21:15:00",75.9,66.9,73.68,40,6,0,30.06,"M",10,"M","FEW","BKN","M","M",1800,2800,"M","M","M","M","M","M","M","M","M","M","PHNL 280712Z 04006KT 10SM FEW018 BKN028 24/19 A3006 RMK AO2 T02440194"]
["PHNL","2019-12-27T21:55:00",75.9,66.9,73.68,30,6,0,30.06,1017.9,10,"M","FEW","BKN","M","M",1800,2800,"M","M","M","M","M","M","M","M","M","M","PHNL 280753Z 03006KT 10SM FEW018 BKN028 24/19 A3006 RMK AO2 SLP179 T02440194"]
["PHNL","2019-12-27T22:55:00",75.9,66.9,73.68,40,4,0,30.06,1018,10,"M","FEW","BKN","M","M",1800,2800,"M","M","M","M","M","M","M","M","M","M","PHNL 280853Z 04004KT 10SM FEW018 BKN028 24/19 A3006 RMK AO2 SLP180 T02440194 51009"]
["PHNL","2019-12-27T23:55:00",75,66.9,75.92,0,0,0,30.06,1017.7,10,"M","FEW","SCT","M","M",1800,2800,"M","M","M","M","M","M","M","M","M","M","PHNL 280953Z 00000KT 10SM FEW018 SCT028 24/19 A3006 RMK AO2 SLP177 T02390194 402830211"]
["PHNL","2019-12-28T00:55:00",75.9,66.9,73.68,20,6,0,30.05,1017.5,10,"M","FEW","SCT","M","M",2000,2900,"M","M","M","M","M","M","M","M","M","M","PHNL 281053Z 02006KT 10SM FEW020 SCT029 24/19 A3005 RMK AO2 SLP175 T02440194"]
["PHNL","2019-12-28T01:55:00",75,66.9,75.92,80,6,0,30.05,1017.3,10,"M","SCT","BKN","M","M",2200,3600,"M","M","M","M","M","M","M","M","M","M","PHNL 281153Z 08006KT 10SM SCT022 BKN036 24/19 A3005 RMK AO2 SLP173 T02390194 10250 20239 56006"]
["PHNL","2019-12-28T02:55:00",75,68,78.86,60,3,0,30.04,1017.3,10,"M","BKN","OVC","M","M",2000,2500,"M","M","M","M","M","M","M","M","M","M","PHNL 281253Z 06003KT 10SM BKN020 OVC025 24/20 A3004 RMK AO2 SLP173 T02390200"]
["PHNL","2019-12-28T03:55:00",75,68,78.86,30,6,0,30.04,1017.1,10,"M","SCT","BKN","M","M",2500,4100,"M","M","M","M","M","M","M","M","M","M","PHNL 281353Z 03006KT 10SM SCT025 BKN041 24/20 A3004 RMK AO2 SLP171 T02390200"]
["PHNL","2019-12-28T04:55:00",75,69.1,81.9,20,4,0,30.04,1017.3,10,"M","FEW","SCT","BKN","M",2000,2700,3600,"M","M","M","M","M","M","M","M","M","PHNL 281453Z 02004KT 10SM FEW020 SCT027 BKN036 24/21 A3004 RMK AO2 SLP173 T02390206 55001"]
["PHNL","2019-12-28T05:55:00",75,68,78.86,80,7,0,30.06,1017.7,10,"M","SCT","BKN","BKN","M",2200,3600,7000,"M","M","M","M","M","M","M","M","M","PHNL 281553Z 08007KT 10SM SCT022 BKN036 BKN070 24/20 A3006 RMK AO2 SLP177 T02390200"]
["PHNL","2019-12-28T06:55:00",75,68,78.86,70,8,0,30.06,1017.9,10,"M","SCT","BKN","BKN","M",2000,2800,3700,"M","M","M","M","M","M","M","M","M","PHNL 281653Z 07008KT 10SM SCT020 BKN028 BKN037 24/20 A3006 RMK AO2 SLP179 T02390200"]
["PHNL","2019-12-28T07:05:00",75,68,78.86,60,11,0,30.06,"M",10,"M","FEW","SCT","M","M",2600,3300,"M","M","M","M","M","M","M","M","M","M","PHNL 281701Z 06011KT 10SM FEW026 SCT033 24/20 A3006 RMK AO2 T02390200"]
["PHNL","2019-12-28T07:55:00",77,68,73.78,60,9,0,30.07,1018.2,10,"M","FEW","SCT","SCT","M",2400,3300,4200,"M","M","M","M","M","M","M","M","M","PHNL 281753Z 06009KT 10SM FEW024 SCT033 SCT042 25/20 A3007 RMK AO2 SLP182 VCSH NE T02500200 10250 20233 51009"]
["PHNL","2019-12-28T08:55:00",79,68,69.07,70,12,0,30.09,1018.8,10,"M","FEW","FEW","M","M",2300,4200,"M","M","M","M","M","M","M","M","M","M","PHNL 281853Z 07012KT 10SM FEW023 FEW042 26/20 A3009 RMK AO2 SLP188 T02610200"]
["PHNL","2019-12-28T09:55:00",81,66.9,62.28,70,13,0,30.1,1019.2,10,"M","FEW","FEW","M","M",2300,4200,"M","M","M","M","M","M","M","M","M",83.4,"PHNL 281953Z 07013KT 10SM FEW023 FEW042 27/19 A3010 RMK AO2 SLP192 T02720194"]
["PHNL","2019-12-28T10:55:00",82,66.9,60.28,70,13,0,30.09,1018.9,10,21,"FEW","FEW","M","M",2400,4500,"M","M","M","M","M","M","M","M","M",84.48,"PHNL 282053Z 07013G21KT 10SM FEW024 FEW045 28/19 A3009 RMK AO2 SLP189 VCSH NE T02780194 50007"]
["PHNL","2019-12-28T11:55:00",82.9,66.9,58.55,70,15,0,30.07,1018.1,10,"M","FEW","FEW","M","M",2400,5000,"M","M","M","M","M","M","M","M","M",85.45,"PHNL 282153Z 07015KT 10SM FEW024 FEW050 28/19 A3007 RMK AO2 SLP181 T02830194"]
["PHNL","2019-12-28T12:55:00",82,66.9,60.28,50,12,0,30.03,1016.8,10,"M","FEW","SCT","M","M",2400,5000,"M","M","M","M","M","M","M","M","M",84.48,"PHNL 282253Z 05012KT 10SM FEW024 SCT050 28/19 A3003 RMK AO2 SLP168 T02780194"]
["PHNL","2019-12-28T13:55:00",84,66.9,56.51,70,13,0,30,1015.9,10,"M","FEW","FEW","M","M",2400,5000,"M","M","M","M","M","M","M","M","M",86.62,"PHNL 282353Z 07013KT 10SM FEW024 FEW050 29/19 A3000 RMK AO2 SLP159 T02890194 10289 20250 58031"]
["PHNL","2019-12-28T14:55:00",84,66.9,56.51,70,10,0,29.99,1015.4,10,"M","FEW","FEW","M","M",2400,4500,"M","M","M","M","M","M","M","M","M",86.62,"PHNL 290053Z 07010KT 10SM FEW024 FEW045 29/19 A2999 RMK AO2 SLP154 T02890194"]
["PHNL","2019-12-28T15:55:00",82.9,66,56.75,50,9,0,29.99,1015.4,10,"M","FEW","FEW","M","M",2400,4500,"M","M","M","M","M","M","M","M","M",85.07,"PHNL 290153Z 05009KT 10SM FEW024 FEW045 28/19 A2999 RMK AO2 SLP154 T02830189"]
["PHNL","2019-12-28T16:55:00",82,66.9,60.28,50,10,0,30,1015.8,10,"M","FEW","FEW","M","M",2000,4500,"M","M","M","M","M","M","M","M","M",84.48,"PHNL 290253Z 05010KT 10SM FEW020 FEW045 28/19 A3000 RMK AO2 SLP158 T02780194 55001"]
["PHNL","2019-12-28T17:55:00",80.1,68,66.62,60,8,0,30.01,1016.1,10,"M","FEW","FEW","M","M",1800,4000,"M","M","M","M","M","M","M","M","M",82.7,"PHNL 290353Z 06008KT 10SM FEW018 FEW040 27/20 A3001 RMK AO2 SLP161 T02670200"]
["PHNL","2019-12-28T18:55:00",79,68,69.07,60,8,0,30.04,1017,10,"M","FEW","FEW","M","M",1800,4000,"M","M","M","M","M","M","M","M","M","M","PHNL 290453Z 06008KT 10SM FEW018 FEW040 26/20 A3004 RMK AO2 SLP170 T02610200"]
["PHNL","2019-12-28T19:55:00",78.1,68,71.14,60,6,0,30.06,1017.7,10,"M","FEW","FEW","M","M",1800,4000,"M","M","M","M","M","M","M","M","M","M","PHNL 290553Z 06006KT 10SM FEW018 FEW040 26/20 A3006 RMK AO2 SLP177 T02560200 10294 20250 53019"]
["PHNL","2019-12-28T20:55:00",77,68,73.78,20,4,0,30.07,1018.2,10,"M","FEW","SCT","M","M",1800,2900,"M","M","M","M","M","M","M","M","M","M","PHNL 290653Z 02004KT 10SM FEW018 SCT029 25/20 A3007 RMK AO2 SLP182 T02500200"]
["PHNL","2019-12-28T21:55:00",75.9,68,76.53,0,0,0,30.08,1018.5,10,"M","CLR","M","M","M","M","M","M","M","M","M","M","M","M","M","M","M","PHNL 290753Z 00000KT 10SM CLR 24/20 A3008 RMK AO2 SLP185 T02440200"]
["PHNL","2019-12-28T22:55:00",73.9,68,81.82,340,3,0,30.09,1018.8,10,"M","FEW","FEW","M","M",1800,4000,"M","M","M","M","M","M","M","M","M","M","PHNL 290853Z 34003KT 10SM FEW018 FEW040 23/20 A3009 RMK AO2 SLP188 T02330200 51011"]
["PHNL","2019-12-28T23:55:00",73.9,68,81.82,340,4,0,30.08,1018.6,10,"M","FEW","M","M","M",2400,"M","M","M","M","M","M","M","M","M","M","M","PHNL 290953Z 34004KT 10SM FEW024 23/20 A3008 RMK AO2 SLP186 T02330200 402940228"]
["PHNL","2019-12-29T00:55:00",72,66.9,83.99,0,0,0,30.07,1018.2,10,"M","FEW","M","M","M",2400,"M","M","M","M","M","M","M","M","M","M","M","PHNL 291053Z 00000KT 10SM FEW024 22/19 A3007 RMK AO2 SLP182 T02220194"]
["PHNL","2019-12-29T01:55:00",73,66.9,81.2,300,4,0,30.07,1018.3,10,"M","FEW","M","M","M",2700,"M","M","M","M","M","M","M","M","M","M","M","PHNL 291153Z 30004KT 10SM FEW027 23/19 A3007 RMK AO2 SLP183 T02280194 10256 20222 55005"]
["PHNL","2019-12-29T02:55:00",73,66.9,81.2,320,4,0,30.07,1018.1,10,"M","FEW","FEW","M","M",2300,3300,"M","M","M","M","M","M","M","M","M","M","PHNL 291253Z 32004KT 10SM FEW023 FEW033 23/19 A3007 RMK AO2 SLP181 T02280194"]
["PHNL","2019-12-29T03:55:00",72,66.9,83.99,0,0,0,30.07,1018.1,10,"M","FEW","M","M","M",2300,"M","M","M","M","M","M","M","M","M","M","M","PHNL 291353Z 00000KT 10SM FEW023 22/19 A3007 RMK AO2 SLP181 T02220194"]
["PHNL","2019-12-29T04:55:00",72,66.9,83.99,350,4,0,30.07,1018.2,10,"M","FEW","M","M","M",2200,"M","M","M","M","M","M","M","M","M","M","M","PHNL 291453Z 35004KT 10SM FEW022 22/19 A3007 RMK AO2 SLP182 T02220194 55001"]
["PHNL","2019-12-29T05:55:00",73.9,68,81.82,360,4,0,30.07,1018.3,10,"M","FEW","M","M","M",2400,"M","M","M","M","M","M","M","M","M","M","M","PHNL 291553Z 36004KT 10SM FEW024 23/20 A3007 RMK AO2 SLP183 T02330200"]
["PHNL","2019-12-29T06:55:00",72,66.9,83.99,330,4,0,30.09,1018.8,10,"M","FEW","M","M","M",2500,"M","M","M","M","M","M","M","M","M","M","M","PHNL 291653Z 33004KT 10SM FEW025 22/19 A3009 RMK AO2 SLP188 T02220194"]
["PHNL","2019-12-29T07:55:00",73.9,68,81.82,350,4,0,30.1,1019.4,10,"M","FEW","M","M","M",2500,"M","M","M","M","M","M","M","M","M","M","M","PHNL 291753Z 35004KT 10SM FEW025 23/20 A3010 RMK AO2 SLP194 T02330200 10239 20217 53012"]
["PHNL","2019-12-29T08:55:00",78.1,69.1,73.88,80,5,0,30.13,1020.1,10,"M","SCT","M","M","M",2500,"M","M","M","M","M","M","M","M","M","M","M","PHNL 291853Z 08005KT 10SM SCT025 26/21 A3013 RMK AO2 SLP201 T02560206"]
["PHNL","2019-12-29T09:55:00",81,66.9,62.28,70,10,0,30.13,1020.3,10,"M","FEW","M","M","M",2500,"M","M","M","M","M","M","M","M","M","M",83.4,"PHNL 291953Z 07010KT 10SM FEW025 27/19 A3013 RMK AO2 SLP203 T02720194"]
["PHNL","2019-12-29T10:55:00",82.9,66.9,58.55,70,10,0,30.12,1019.9,10,"M","FEW","M","M","M",3000,"M","M","M","M","M","M","M","M","M","M",85.45,"PHNL 292053Z 07010KT 10SM FEW030 28/19 A3012 RMK AO2 SLP199 T02830194 50006"]
["PHNL","2019-12-29T11:55:00",84,66,54.77,60,13,0,30.1,1019.2,10,"M","FEW","M","M","M",3000,"M","M","M","M","M","M","M","M","M","M",86.2,"PHNL 292153Z 06013KT 10SM FEW030 29/19 A3010 RMK AO2 SLP192 T02890189"]
["PHNL","2019-12-29T12:55:00",84,66,54.77,80,12,0,30.07,1018.1,10,"M","FEW","M","M","M",4000,"M","M","M","M","M","M","M","M","M","M",86.2,"PHNL 292253Z 08012KT 10SM FEW040 29/19 A3007 RMK AO2 SLP181 T02890189"]
["PHNL","2019-12-29T13:55:00",84,66,54.77,70,13,0,30.04,1017.3,10,21,"FEW","M","M","M",4000,"M","M","M","M","M","M","M","M","M","M",86.2,"PHNL 292353Z 07013G21KT 10SM FEW040 29/19 A3004 RMK AO2 SLP173 T02890189 10294 20239 56026"]
["PHNL","2019-12-29T14:55:00",82.9,66,56.75,50,11,0,30.04,1017.2,10,"M","FEW","M","M","M",3300,"M","M","M","M","M","M","M","M","M","M",85.07,"PHNL 300053Z 05011KT 10SM FEW033 28/19 A3004 RMK AO2 SLP172 T02830189"]
["PHNL","2019-12-29T15:55:00",82.9,66,56.75,60,11,0,30.05,1017.5,10,"M","FEW","FEW","M","M",2800,4000,"M","M","M","M","M","M","M","M","M",85.07,"PHNL 300153Z 06011KT 10SM FEW028 FEW040 28/19 A3005 RMK AO2 SLP175 T02830189"]
["PHNL","2019-12-29T16:55:00",81,64.9,58.1,60,11,0,30.06,1017.9,10,"M","FEW","FEW","M","M",2800,4000,"M","M","M","M","M","M","M","M","M",82.79,"PHNL 300253Z 06011KT 10SM FEW028 FEW040 27/18 A3006 RMK AO2 SLP179 T02720183 53006"]
["PHNL","2019-12-29T17:55:00",79,64.9,62.03,50,9,0,30.08,1018.6,10,"M","FEW","FEW","M","M",2800,4000,"M","M","M","M","M","M","M","M","M","M","PHNL 300353Z 05009KT 10SM FEW028 FEW040 26/18 A3008 RMK AO2 SLP186 T02610183"]
["PHNL","2019-12-29T18:55:00",78.1,66,66.39,50,8,0,30.1,1019.1,10,"M","FEW","FEW","M","M",2500,4000,"M","M","M","M","M","M","M","M","M","M","PHNL 300453Z 05008KT 10SM FEW025 FEW040 26/19 A3010 RMK AO2 SLP191 T02560189"]
["PHNL","2019-12-29T19:55:00",77,66,68.85,60,9,0,30.12,1019.7,10,"M","FEW","FEW","M","M",2500,4000,"M","M","M","M","M","M","M","M","M","M","PHNL 300553Z 06009KT 10SM FEW025 FEW040 25/19 A3012 RMK AO2 SLP197 T02500189 10289 20250 51018"]
["PHNL","2019-12-29T20:55:00",77,64,64.21,50,9,0,30.12,1019.9,10,"M","FEW","M","M","M",2500,"M","M","M","M","M","M","M","M","M","M","M","PHNL 300653Z 05009KT 10SM FEW025 25/18 A3012 RMK AO2 SLP199 T02500178"]
["PHNL","2019-12-29T21:55:00",77,64,64.21,70,8,0,30.13,1020.2,10,"M","FEW","M","M","M",2500,"M","M","M","M","M","M","M","M","M","M","M","PHNL 300753Z 07008KT 10SM FEW025 25/18 A3013 RMK AO2 SLP202 T02500178"]
["PHNL","2019-12-29T22:55:00",75.9,64,66.6,80,7,0,30.13,1020.2,10,"M","FEW","M","M","M",2500,"M","M","M","M","M","M","M","M","M","M","M","PHNL 300853Z 08007KT 10SM FEW025 24/18 A3013 RMK AO2 SLP202 T02440178 51005"]
["PHNL","2019-12-29T23:55:00",77,62.1,60.06,80,17,0,30.11,1019.7,10,22,"FEW","M","M","M",2400,"M","M","M","M","M","M","M","M","M","M","M","PHNL 300953Z 08017G22KT 10SM FEW024 25/17 A3011 RMK AO2 SLP197 T02500167 402940217"]
["PHNL","2019-12-30T00:55:00",75,62.1,64.2,70,5,0,30.11,1019.7,10,"M","FEW","M","M","M",2700,"M","M","M","M","M","M","M","M","M","M","M","PHNL 301053Z 07005KT 10SM FEW027 24/17 A3011 RMK AO2 SLP197 T02390167"]
["PHNL","2019-12-30T01:55:00",75,64,68.64,90,6,0,30.11,1019.6,10,"M","FEW","FEW","M","M",2600,4300,"M","M","M","M","M","M","M","M","M","M","PHNL 301153Z 09006KT 10SM FEW026 FEW043 24/18 A3011 RMK AO2 SLP196 T02390178 10250 20228 56006"]
["PHNL","2019-12-30T02:55:00",73.9,63,68.76,40,6,0,30.1,1019.1,10,"M","FEW","M","M","M",2600,"M","M","M","M","M","M","M","M","M","M","M","PHNL 301253Z 04006KT 10SM FEW026 23/17 A3010 RMK AO2 SLP191 T02330172"]
["PHNL","2019-12-30T03:55:00",72,63,73.31,0,0,0,30.09,1018.8,10,"M","FEW","FEW","M","M",2500,3800,"M","M","M","M","M","M","M","M","M","M","PHNL 301353Z 00000KT 10SM FEW025 FEW038 22/17 A3009 RMK AO2 SLP188 T02220172"]
["PHNL","2019-12-30T04:55:00",70,62.1,76.01,0,0,0,30.09,1019,10,"M","FEW","FEW","M","M",2400,3800,"M","M","M","M","M","M","M","M","M","M","PHNL 301453Z 00000KT 10SM FEW024 FEW038 21/17 A3009 RMK AO2 SLP190 T02110167 55006"]
["PHNL","2019-12-30T05:55:00",72,63,73.31,0,0,0,30.1,1019.2,10,"M","FEW","FEW","M","M",2300,3600,"M","M","M","M","M","M","M","M","M","M","PHNL 301553Z 00000KT 10SM FEW023 FEW036 22/17 A3010 RMK AO2 SLP192 T02220172"]
["PHNL","2019-12-30T06:55:00",73,62.1,68.66,40,6,0,30.12,1019.8,10,"M","FEW","FEW","M","M",2500,3500,"M","M","M","M","M","M","M","M","M","M","PHNL 301653Z 04006KT 10SM FEW025 FEW035 23/17 A3012 RMK AO2 SLP198 T02280167"]
["PHNL","2019-12-30T07:55:00",75.9,63,64.31,50,8,0,30.13,1020.2,10,"M","FEW","FEW","M","M",2500,4000,"M","M","M","M","M","M","M","M","M","M","PHNL 301753Z 05008KT 10SM FEW025 FEW040 24/17 A3013 RMK AO2 SLP202 T02440172 10244 20211 53012"]
["PHNL","2019-12-30T08:55:00",78.1,63,59.78,70,12,0,30.15,1021,10,"M","FEW","M","M","M",2500,"M","M","M","M","M","M","M","M","M","M","M","PHNL 301853Z 07012KT 10SM FEW025 26/17 A3015 RMK AO2 SLP210 T02560172"]
["PHNL","2019-12-30T09:55:00",80.1,64,57.98,70,12,0,30.15,1021,10,"M","FEW","SCT","M","M",2500,3500,"M","M","M","M","M","M","M","M","M",81.71,"PHNL 301953Z 07012KT 10SM FEW025 SCT035 27/18 A3015 RMK AO2 SLP210 T02670178"]
["PHNL","2019-12-30T10:55:00",82.9,64,52.93,60,11,0,30.14,1020.7,10,"M","FEW","SCT","M","M",2500,4000,"M","M","M","M","M","M","M","M","M",84.32,"PHNL 302053Z 06011KT 10SM FEW025 SCT040 28/18 A3014 RMK AO2 SLP207 T02830178 50005"]
["PHNL","2019-12-30T11:55:00",82.9,63,51.1,50,13,0,30.13,1020.1,10,"M","FEW","FEW","M","M",2500,4500,"M","M","M","M","M","M","M","M","M",83.98,"PHNL 302153Z 05013KT 10SM FEW025 FEW045 28/17 A3013 RMK AO2 SLP201 T02830172"]
["PHNL","2019-12-30T12:55:00",82.9,64,52.93,80,16,0,30.1,1019.2,10,22,"FEW","FEW","M","M",2500,4500,"M","M","M","M","M","M","M","M","M",84.32,"PHNL 302253Z 08016G22KT 10SM FEW025 FEW045 28/18 A3010 RMK AO2 SLP192 T02830178"]
["PHNL","2019-12-30T13:55:00",82.9,64,52.93,70,17,0,30.08,1018.5,10,24,"CLR","M","M","M","M","M","M","M","M","M","M","M","M","M","M",84.32,"PHNL 302353Z 07017G24KT 10SM CLR 28/18 A3008 RMK AO2 SLP185 T02830178 10289 20244 58022"]
["PHNL","2019-12-30T14:55:00",82,64,54.5,50,16,0,30.07,1018.2,10,24,"FEW","SCT","M","M",2500,4500,"M","M","M","M","M","M","M","M","M",83.47,"PHNL 310053Z 05016G24KT 10SM FEW025 SCT045 28/18 A3007 RMK AO2 SLP182 T02780178"]
["PHNL","2019-12-30T15:55:00",81,63,54.36,60,15,0,30.08,1018.4,10,24,"FEW","BKN","M","M",2500,5000,"M","M","M","M","M","M",27,60,"2019-12-31T01:11:00",82.28,"PHNL 310153Z 06015G24KT 10SM FEW025 BKN050 27/17 A3008 RMK AO2 PK WND 06027/0111 SLP184 T02720172"]
["PHNL","2019-12-30T16:55:00",80.1,63,55.98,50,13,0,30.09,1018.8,10,"M","FEW","FEW","SCT","M",2500,3500,5000,"M","M","M","M","M","M","M","M",81.5,"PHNL 310253Z 05013KT 10SM FEW025 FEW035 SCT050 27/17 A3009 RMK AO2 SLP188 T02670172 53004"]
["PHNL","2019-12-30T17:55:00",78.1,63,59.78,60,12,0,30.11,1019.4,10,"M","FEW","FEW","SCT","M",2500,3800,5000,"M","M","M","M","M","M","M","M","M","PHNL 310353Z 06012KT 10SM FEW025 FEW038 SCT050 26/17 A3011 RMK AO2 SLP194 T02560172"]
["PHNL","2019-12-30T18:55:00",77,63,62,60,12,0,30.12,1019.9,10,19,"FEW","FEW","M","M",2500,3800,"M","M","M","M","M","M","M","M","M","M","PHNL 310453Z 06012G19KT 10SM FEW025 FEW038 25/17 A3012 RMK AO2 SLP199 T02500172"]
["PHNL","2019-12-30T19:55:00",77,63,62,60,13,0,30.13,1020.3,10,"M","FEW","FEW","M","M",2500,3800,"M","M","M","M","M","M","M","M","M","M","PHNL 310553Z 06013KT 10SM FEW025 FEW038 25/17 A3013 RMK AO2 SLP203 T02500172 10283 20250 51015"]
["PHNL","2019-12-30T20:55:00",77,63,62,60,15,0,30.13,1020.4,10,21,"FEW","M","M","M",2500,"M","M","M","M","M","M","M","M","M","M","M","PHNL 310653Z 06015G21KT 10SM FEW025 25/17 A3013 RMK AO2 SLP204 T02500172"]
["PHNL","2019-12-30T21:55:00",77,64,64.21,60,13,0,30.15,1020.8,10,20,"FEW","M","M","M",2500,"M","M","M","M","M","M","M","M","M","M","M","PHNL 310753Z 06013G20KT 10SM FEW025 25/18 A3015 RMK AO2 SLP208 T02500178"]
["PHNL","2019-12-30T22:55:00",75.9,63,64.31,70,11,0,30.14,1020.6,10,"M","FEW","M","M","M",2400,"M","M","M","M","M","M","M","M","M","M","M","PHNL 310853Z 07011KT 10SM FEW024 24/17 A3014 RMK AO2 SLP206 T02440172 50003"]
["PHNL","2019-12-30T23:55:00",75.9,62.1,62.3,90,16,0,30.14,1020.6,10,"M","FEW","M","M","M",2800,"M","M","M","M","M","M","M","M","M","M","M","PHNL 310953Z 09016KT 10SM FEW028 24/17 A3014 RMK AO2 SLP206 T02440167 402890211"]
["PHNL","2019-12-31T00:55:00",75.9,62.1,62.3,60,8,0,30.14,1020.4,10,"M","FEW","FEW","SCT","M",2600,4300,5000,"M","M","M","M","M","M","M","M","M","PHNL 311053Z 06008KT 10SM FEW026 FEW043 SCT050 24/17 A3014 RMK AO2 SLP204 T02440167"]
["PHNL","2019-12-31T01:55:00",73.9,60.1,62.05,80,6,0,30.14,1020.5,10,"M","FEW","M","M","M",2500,"M","M","M","M","M","M","M","M","M","M","M","PHNL 311153Z 08006KT 10SM FEW025 23/16 A3014 RMK AO2 SLP205 T02330156 10256 20233 55001"]
["PHNL","2019-12-31T02:55:00",73.9,61,64.07,0,0,0,30.13,1020.4,10,"M","FEW","FEW","M","M",2400,3600,"M","M","M","M","M","M","M","M","M","M","PHNL 311253Z 00000KT 10SM FEW024 FEW036 23/16 A3013 RMK AO2 SLP204 T02330161"]
["PHNL","2019-12-31T03:55:00",73.9,62.1,66.61,80,6,0,30.13,1020.2,10,"M","CLR","M","M","M","M","M","M","M","M","M","M","M","M","M","M","M","PHNL 311353Z 08006KT 10SM CLR 23/17 A3013 RMK AO2 SLP202 T02330167"]
["PHNL","2019-12-31T04:55:00",72,62.1,71.02,70,9,0,30.13,1020.1,10,"M","FEW","M","M","M",2500,"M","M","M","M","M","M","M","M","M","M","M","PHNL 311453Z 07009KT 10SM FEW025 22/17 A3013 RMK AO2 SLP201 T02220167 58005"]
["PHNL","2019-12-31T05:55:00",73.9,63,68.76,80,7,0,30.13,1020.1,10,"M","FEW","M","M","M",2400,"M","M","M","M","M","M","M","M","M","M","M","PHNL 311553Z 08007KT 10SM FEW024 23/17 A3013 RMK AO2 SLP201 T02330172"]
["PHNL","2019-12-31T06:55:00",75,64,68.64,60,13,0,30.14,1020.5,10,"M","FEW","M","M","M",2500,"M","M","M","M","M","M","M","M","M","M","M","PHNL 311653Z 06013KT 10SM FEW025 24/18 A3014 RMK AO2 SLP205 T02390178"]
["PHNL","2019-12-31T07:55:00",75.9,64,66.6,60,10,0,30.15,1020.9,10,"M","FEW","FEW","M","M",2500,4500,"M","M","M","M","M","M","M","M","M","M","PHNL 311753Z 06010KT 10SM FEW025 FEW045 24/18 A3015 RMK AO2 SLP209 T02440178 10244 20217 53008"]
["PHNL","2019-12-31T08:55:00",78.1,64.9,63.9,60,11,0,30.17,1021.5,10,"M","FEW","FEW","M","M",2500,4500,"M","M","M","M","M","M","M","M","M","M","PHNL 311853Z 06011KT 10SM FEW025 FEW045 26/18 A3017 RMK AO2 SLP215 T02560183"]
["PHNL","2019-12-31T09:55:00",80.1,64.9,59.83,70,11,0,30.18,1021.8,10,17,"FEW","SCT","M","M",2500,3500,"M","M","M","M","M","M","M","M","M",81.91,"PHNL 311953Z 07011G17KT 10SM FEW025 SCT035 27/18 A3018 RMK AO2 SLP218 T02670183"]
["PHNL","2019-12-31T10:55:00",82,64,54.5,60,14,0,30.16,1021.4,10,21,"FEW","SCT","M","M",2500,4500,"M","M","M","M","M","M","M","M","M",83.47,"PHNL 312053Z 06014G21KT 10SM FEW025 SCT045 28/18 A3016 RMK AO2 SLP214 T02780178 50004"]
["PHNL","2019-12-31T11:55:00",82.9,64.9,54.62,100,11,0,30.14,1020.6,10,"M","FEW","SCT","M","M",2500,3600,"M","M","M","M","M","M","M","M","M",84.64,"PHNL 312153Z 10011KT 10SM FEW025 SCT036 28/18 A3014 RMK AO2 SLP206 T02830183"]
["PHNL","2019-12-31T12:55:00",82,66,58.43,40,10,0,30.1,1019.2,10,19,"FEW","SCT","SCT","M",2500,4100,5000,"M","M","M","M","M","M","M","M",84.15,"PHNL 312253Z 04010G19KT 10SM FEW025 SCT041 SCT050 28/19 A3010 RMK AO2 SLP192 T02780189"]
["PHNL","2019-12-31T13:55:00",82,64.9,56.24,70,13,0,30.07,1018.3,10,21,"FEW","SCT","M","M",2500,4500,"M","M","M","M","M","M","M","M","M",83.76,"PHNL 312353Z 07013G21KT 10SM FEW025 SCT045 28/18 A3007 RMK AO2 SLP183 T02780183 10289 20244 58031"]
["PHNL","2019-12-31T14:55:00",82,64,54.5,80,15,0,30.07,1018.1,10,24,"FEW","FEW","SCT","M",2800,3800,5000,"M","M","M","M","M","M","M","M",83.47,"PHNL 010053Z 08015G24KT 10SM FEW028 FEW038 SCT050 28/18 A3007 RMK AO2 SLP181 T02780178"]
["PHNL","2019-12-31T15:55:00",80.1,63,55.98,70,17,0,30.07,1018.2,10,25,"FEW","FEW","SCT","M",2800,3800,5000,"M","M","M","M","M","M","M","M",81.5,"PHNL 010153Z 07017G25KT 10SM FEW028 FEW038 SCT050 27/17 A3007 RMK AO2 SLP182 T02670172"]
["PHNL","2019-12-31T16:55:00",80.1,62.1,54.23,60,17,0,30.08,1018.5,10,22,"FEW","M","M","M",5500,"M","M","M","M","M","M","M","M","M","M",81.31,"PHNL 010253Z 06017G22KT 10SM FEW055 27/17 A3008 RMK AO2 SLP185 T02670167 53002"]
["PHNL","2019-12-31T17:55:00",78.1,61,55.71,60,13,0,30.09,1018.9,10,20,"FEW","FEW","SCT","M",2500,3800,5500,"M","M","M","M","M","M","M","M","M","PHNL 010353Z 06013G20KT 10SM FEW025 FEW038 SCT055 26/16 A3009 RMK AO2 SLP189 T02560161"]
["PHNL","2019-12-31T18:55:00",77,63,62,70,12,0,30.1,1019.2,10,"M","FEW","FEW","M","M",2500,5000,"M","M","M","M","M","M","M","M","M","M","PHNL 010453Z 07012KT 10SM FEW025 FEW050 25/17 A3010 RMK AO2 SLP192 T02500172"]
["PHNL","2019-12-31T19:55:00",75.9,63,64.31,60,15,0,30.1,1019.2,10,20,"FEW","M","M","M",2500,"M","M","M","M","M","M","M","M","M","M","M","PHNL 010553Z 06015G20KT 10SM FEW025 24/17 A3010 RMK AO2 SLP192 T02440172 10283 20244 51007"]
["PHNL","2019-12-31T20:55:00",75.9,63,64.31,60,10,0,30.1,1019.3,10,"M","FEW","M","M","M",2500,"M","M","M","M","M","M","M","M","M","M","M","PHNL 010653Z 06010KT 10SM FEW025 24/17 A3010 RMK AO2 SLP193 T02440172"]
["PHNL","2019-12-31T21:55:00",75.9,63,64.31,60,10,0,30.1,1019.3,10,"M","FEW","M","M","M",2500,"M","M","M","M","M","M","M","M","M","M","M","PHNL 010753Z 06010KT 10SM FEW025 24/17 A3010 RMK AO2 SLP193 T02440172"]
["PHNL","2019-12-31T22:55:00",75,62.1,64.2,80,8,0,30.1,1019,10,"M","FEW","FEW","M","M",2400,3500,"M","M","M","M","M","M","M","M","M","M","PHNL 010853Z 08008KT 10SM FEW024 FEW035 24/17 A3010 RMK AO2 SLP190 T02390167 58001"]
["PHNL","2019-12-31T23:55:00",73,62.1,68.66,60,6,0,30.09,1018.7,10,"M","FEW","M","M","M",3600,"M","M","M","M","M","M","M","M","M","M","M","PHNL 010953Z 06006KT 10SM FEW036 23/17 A3009 RMK AO2 SLP187 T02280167 402890217"]

{"sheet":"tmy_21.305_-157.858_2006_2015","index":4,"n_rows":8789,"n_cols":27,"rows_kept":4500,"cut":true,"merged":[[15,10,15,13],[16,18,16,19],[16,20,16,21],[16,25,16,26]],"bounds":{"rows_first":2000,"rows_last":500,"rows_between":2000,"halvings":0}}
["Latitude (decimal degrees): 21.305"]
["Longitude (decimal degrees): -157.858"]
["Elevation (m): 5.0"]
["month","year"]
[1,2010]
[2,2007]
[3,2013]
[4,2012]
[5,2012]
[6,2009]
[7,2006]
[8,2006]
[9,2007]
[10,2007]
[11,2007]
[12,2011,{"$nulls":8},"Date and Time, UCT",{"$nulls":3},"Time zone adj. - ",-10,"hours from UTC"]
["time(UTC)","T2m","RH","G(h)","Gb(n)","Gd(h)","IR(h)","WS10m","WD10m","SP","Year","Month","Day","Hour","Text string","Excel date and Time, HST","Temperature, °F",null,{"$f":"setChartAxis(\"tmy_21.305_-157.858_2006_2015\",\"chart 2\",\"Min\",\"X\",\"Primary\",T18)","v":"X Primary Min: 43740"},null,{"$f":"setChartAxis(\"tmy_21.305_-157.858_2006_2015\",\"chart 2\",\"Max\",\"X\",\"Primary\",T19)","v":"X Primary Max: 43741"},{"$nulls":4},"Straight Line"]
["20070101:0000",23.82,79.69,676,{"v":876.7,"d":"876.70"},100,{"v":365.1,"d":"365.10"},7.01,223,101243,{"$f":"'Honolulu TMY 3'!$D$5","v":2019},{"$f":"MID(A18,5,2)","v":"01"},{"$f":"MID(A18,7,2)","v":"01"},{"$f":"MID(A18,10,2)","v":"00"},{"$f":"L18&\"/\"&M18&\"/\"&K18&\" \"&N18&\":00\"","v":"01/01/2019 00:00"},{"$f":"(DATEVALUE(O18)+TIMEVALUE(O18))+($P$16/24)","v":"2018-12-31T14:00:00"},{"$f":"((9/5)*B18)+32","v":74.876},null,"Min",{"$f":"V18","v":43740},null,"2019-10-02",{"$nulls":3},"X","Y"]
["20070101:0100",23.96,80.02,547,828.48,92,365.97,{"v":7.3,"d":"7.30"},227,101217,{"$f":"'Honolulu TMY 3'!$D$5","v":2019},{"$f":"MID(A19,5,2)","v":"01"},{"$f":"MID(A19,7,2)","v":"01"},{"$f":"MID(A19,10,2)","v":"01"},{"$f":"L19&\"/\"&M19&\"/\"&K19&\" \"&N19&\":00\"","v":"01/01/2019 01:00"},{"$f":"(DATEVALUE(O19)+TIMEVALUE(O19))+($P$16/24)","v":"2018-12-31T15:00:00"},{"$f":"((9/5)*B19)+32","v":75.128},null,"Max",{"$f":"V19","v":43741},null,"2019-10-03",{"$nulls":3},0,0]
["20070101:0200",{"v":24.1,"d":"24.10"},80.34,297,393.12,142,366.84,7.58,231,101190,{"$f":"'Honolulu TMY 3'!$D$5","v":2019},"01","01","02","01/01/2019 02:00","2018-12-31T16:00:00",75.38,{"$nulls":8},140,140]
["20070101:0300",24.23,80.67,158,507.83,55,367.71,7.87,237,101230,{"$f":"'Honolulu TMY 3'!$D$5","v":2019},"01","01","03","01/01/2019 03:00","2018-12-31T17:00:00",75.614]
["20070101:0400",24.37,{"v":81,"d":"81.00"},0,{"v":0,"d":"0.00"},0,368.58,8.15,243,101270,{"$f":"'Honolulu TMY 3'!$D$5","v":2019},"01","01","04","01/01/2019 04:00","2018-12-31T18:00:00",75.866]
["20070101:0500",24.51,81.33,0,{"v":0,"d":"0.00"},0,369.45,8.43,248,101310,{"$f":"'Honolulu TMY 3'!$D$5","v":2019},"01","01","05","01/01/2019 05:00","2018-12-31T19:00:00",76.118]
["20070101:0600",24.65,81.65,0,{"v":0,"d":"0.00"},0,370.32,8.72,255,101330,{"$f":"'Honolulu TMY 3'!$D$5","v":2019},"01","01","06","01/01/2019 06:00","2018-12-31T20:00:00",76.37]
["20070101:0700",24.78,81.98,0,{"v":0,"d":"0.00"},0,371.19,{"v":9,"d":"9.00"},263,101350,{"$f":"'Honolulu TMY 3'!$D$5","v":2019},"01","01","07","01/01/2019 07:00","2018-12-31T21:00:00",76.60400000000001]
["20070101:0800",23.61,83.88,0,{"v":0,"d":"0.00"},0,377.65,7.43,270,101370,{"$f":"'Honolulu TMY 3'!$D$5","v":2019},"01","01","08","01/01/2019 08:00","2018-12-31T22:00:00",74.49799999999999]
["20070101:0900",23.55,82.18,0,{"v":0,"d":"0.00"},0,{"v":380.6,"d":"380.60"},7.03,278,101347,{"$f":"'Honolulu TMY 3'!$D$5","v":2019},"01","01","09","01/01/2019 09:00","2018-12-31T23:00:00",74.39]
["20070101:1000",{"v":23.5,"d":"23.50"},80.47,0,{"v":0,"d":"0.00"},0,383.55,6.62,286,101323,{"$f":"'Honolulu TMY 3'!$D$5","v":2019},"01","01","10","01/01/2019 10:00","2019-01-01",74.30000000000001]
["20070101:1100",23.44,78.77,0,{"v":0,"d":"0.00"},0,{"v":386.5,"d":"386.50"},6.21,294,101300,{"$f":"'Honolulu TMY 3'!$D$5","v":2019},"01","01","11","01/01/2019 11:00","2019-01-01T01:00:00",74.19200000000001]
["20070101:1200",23.45,76.59,0,{"v":0,"d":"0.00"},0,386.55,6.12,312,101280,{"$f":"'Honolulu TMY 3'!$D$5","v":2019},"01","01","12","01/01/2019 12:00","2019-01-01T02:00:00",74.21000000000001]
["20070101:1300",23.47,74.41,0,{"v":0,"d":"0.00"},0,{"v":386.6,"d":"386.60"},6.03,330,101260,{"$f":"'Honolulu TMY 3'!$D$5","v":2019},"01","01","13","01/01/2019 13:00","2019-01-01T03:00:00",74.24600000000001]
["20070101:1400",23.48,72.23,0,{"v":0,"d":"0.00"},0,386.65,5.94,348,101240,{"$f":"'Honolulu TMY 3'!$D$5","v":2019},"01","01","14","01/01/2019 14:00","2019-01-01T04:00:00",74.26400000000001]
["20070101:1500",23.46,70.93,0,{"v":0,"d":"0.00"},0,385.15,5.71,357,101297,{"$f":"'Honolulu TMY 3'!$D$5","v":2019},"01","01","15","01/01/2019 15:00","2019-01-01T05:00:00",74.22800000000001]
["20070101:1600",23.44,69.62,0,{"v":0,"d":"0.00"},0,383.65,5.47,6,101353,{"$f":"'Honolulu TMY 3'!$D$5","v":2019},"01","01","16","01/01/2019 16:00","2019-01-01T06:00:00",74.19200000000001]
["20070101:1700",23.43,68.32,0,{"v":0,"d":"0.00"},0,382.15,5.23,16,101410,{"$f":"'Honolulu TMY 3'!$D$5","v":2019},"01","01","17","01/01/2019 17:00","2019-01-01T07:00:00",74.174]
["20070101:1800",{"v":23.4,"d":"23.40"},67.26,125,448.83,49,380.93,5.06,22,101423,{"$f":"'Honolulu TMY 3'!$D$5","v":2019},"01","01","18","01/01/2019 18:00","2019-01-01T08:00:00",74.12]
["20070101:1900",23.37,{"v":66.2,"d":"66.20"},334,705.84,76,379.72,{"v":4.9,"d":"4.90"},29,101437,{"$f":"'Honolulu TMY 3'!$D$5","v":2019},"01","01","19","01/01/2019 19:00","2019-01-01T09:00:00",74.066]
["20070101:2000",23.34,65.14,524,821.43,91,{"v":378.5,"d":"378.50"},4.73,35,101450,{"$f":"'Honolulu TMY 3'!$D$5","v":2019},"01","01","20","01/01/2019 20:00","2019-01-01T10:00:00",74.012]
["20070101:2100",23.46,64.89,666,881.62,99,376.83,3.31,36,101390,{"$f":"'Honolulu TMY 3'!$D$5","v":2019},"01","01","21","01/01/2019 21:00","2019-01-01T11:00:00",74.22800000000001]
["20070101:2200",23.57,64.64,745,908.41,104,375.17,{"v":1.9,"d":"1.90"},37,101330,{"$f":"'Honolulu TMY 3'!$D$5","v":2019},"01","01","22","01/01/2019 22:00","2019-01-01T12:00:00",74.426]
["20070101:2300",23.69,64.39,594,406.83,305,{"v":373.5,"d":"373.50"},0.48,38,101270,{"$f":"'Honolulu TMY 3'!$D$5","v":2019},"01","01","23","01/01/2019 23:00","2019-01-01T13:00:00",74.642]
["20070102:0000",23.57,63.81,689,892.78,101,367.67,0.88,29,101243,{"$f":"'Honolulu TMY 3'!$D$5","v":2019},"01","02","00","01/02/2019 00:00","2019-01-01T14:00:00",74.426]
["20070102:0100",23.45,63.22,559,843.73,94,361.83,1.28,20,101217,{"$f":"'Honolulu TMY 3'!$D$5","v":2019},"01","02","01","01/02/2019 01:00","2019-01-01T15:00:00",74.21000000000001]
["20070102:0200",23.34,62.64,286,340.54,151,{"v":356,"d":"356.00"},1.68,11,101190,{"$f":"'Honolulu TMY 3'!$D$5","v":2019},"01","02","02","01/02/2019 02:00","2019-01-01T16:00:00",74.012]
["20070102:0300",23.25,63.08,90,58.52,78,356.32,{"v":2.4,"d":"2.40"},14,101233,{"$f":"'Honolulu TMY 3'!$D$5","v":2019},"01","02","03","01/02/2019 03:00","2019-01-01T17:00:00",73.85]
["20070102:0400",23.17,63.53,0,{"v":0,"d":"0.00"},0,356.63,3.11,18,101277,{"$f":"'Honolulu TMY 3'!$D$5","v":2019},"01","02","04","01/02/2019 04:00","2019-01-01T18:00:00",73.706]
["20070102:0500",23.08,63.97,0,{"v":0,"d":"0.00"},0,356.95,3.82,21,101320,{"$f":"'Honolulu TMY 3'!$D$5","v":2019},"01","02","05","01/02/2019 05:00","2019-01-01T19:00:00",73.544]
["20070102:0600",22.94,64.52,0,{"v":0,"d":"0.00"},0,358.43,3.81,28,101323,{"$f":"'Honolulu TMY 3'!$D$5","v":2019},"01","02","06","01/02/2019 06:00","2019-01-01T20:00:00",73.292]
["20070102:0700",{"v":22.8,"d":"22.80"},65.08,0,{"v":0,"d":"0.00"},0,359.92,{"v":3.8,"d":"3.80"},36,101327,{"$f":"'Honolulu TMY 3'!$D$5","v":2019},"01","02","07","01/02/2019 07:00","2019-01-01T21:00:00",73.03999999999999]
["20070102:0800",22.66,65.63,0,{"v":0,"d":"0.00"},0,{"v":361.4,"d":"361.40"},3.79,43,101330,{"$f":"'Honolulu TMY 3'!$D$5","v":2019},"01","02","08","01/02/2019 08:00","2019-01-01T22:00:00",72.78800000000001]
["20070102:0900",22.63,66.15,0,{"v":0,"d":"0.00"},0,361.47,{"v":3,"d":"3.00"},53,101300,{"$f":"'Honolulu TMY 3'!$D$5","v":2019},"01","02","09","01/02/2019 09:00","2019-01-01T23:00:00",72.73400000000001]
["20070102:1000",22.61,66.66,0,{"v":0,"d":"0.00"},0,361.53,{"v":2.2,"d":"2.20"},62,101270,{"$f":"'Honolulu TMY 3'!$D$5","v":2019},"01","02","10","01/02/2019 10:00","2019-01-02",72.69800000000001]
["20070102:1100",22.58,67.18,0,{"v":0,"d":"0.00"},0,{"v":361.6,"d":"361.60"},1.41,71,101240,{"$f":"'Honolulu TMY 3'!$D$5","v":2019},"01","02","11","01/02/2019 11:00","2019-01-02T01:00:00",72.644]
["20070102:1200",22.52,66.71,0,{"v":0,"d":"0.00"},0,368.42,1.21,78,101207,{"$f":"'Honolulu TMY 3'!$D$5","v":2019},"01","02","12","01/02/2019 12:00","2019-01-02T02:00:00",72.536]
["20070102:1300",22.46,66.25,0,{"v":0,"d":"0.00"},0,375.23,1.02,85,101173,{"$f":"'Honolulu TMY 3'!$D$5","v":2019},"01","02","13","01/02/2019 13:00","2019-01-02T03:00:00",72.428]
["20070102:1400",{"v":22.4,"d":"22.40"},65.78,0,{"v":0,"d":"0.00"},0,382.05,0.83,92,101140,{"$f":"'Honolulu TMY 3'!$D$5","v":2019},"01","02","14","01/02/2019 14:00","2019-01-02T04:00:00",72.32]
["20070102:1500",22.38,65.91,0,{"v":0,"d":"0.00"},0,{"v":384.3,"d":"384.30"},1.27,114,101183,{"$f":"'Honolulu TMY 3'!$D$5","v":2019},"01","02","15","01/02/2019 15:00","2019-01-02T05:00:00",72.28399999999999]
["20070102:1600",22.36,66.03,0,{"v":0,"d":"0.00"},0,386.55,1.71,135,101227,{"$f":"'Honolulu TMY 3'!$D$5","v":2019},"01","02","16","01/02/2019 16:00","2019-01-02T06:00:00",72.24799999999999]
["20070102:1700",22.34,66.16,0,{"v":0,"d":"0.00"},0,{"v":388.8,"d":"388.80"},2.15,156,101270,{"$f":"'Honolulu TMY 3'!$D$5","v":2019},"01","02","17","01/02/2019 17:00","2019-01-02T07:00:00",72.212]
["20070102:1800",22.41,65.87,125,451.12,49,385.03,2.26,172,101293,{"$f":"'Honolulu TMY 3'!$D$5","v":2019},"01","02","18","01/02/2019 18:00","2019-01-02T08:00:00",72.338]
["20070102:1900",22.48,65.57,333,704.11,76,381.27,2.36,188,101317,{"$f":"'Honolulu TMY 3'!$D$5","v":2019},"01","02","19","01/02/2019 19:00","2019-01-02T09:00:00",72.464]
["20070102:2000",22.55,65.28,520,814.03,91,{"v":377.5,"d":"377.50"},2.47,205,101340,{"$f":"'Honolulu TMY 3'!$D$5","v":2019},"01","02","20","01/02/2019 20:00","2019-01-02T10:00:00",72.59]
["20070102:2100",22.78,65.44,659,{"v":870.3,"d":"870.30"},99,378.05,3.04,210,101257,{"$f":"'Honolulu TMY 3'!$D$5","v":2019},"01","02","21","01/02/2019 21:00","2019-01-02T11:00:00",73.004]
["20070102:2200",23.01,65.61,736,896.07,103,{"v":378.6,"d":"378.60"},3.61,216,101173,{"$f":"'Honolulu TMY 3'!$D$5","v":2019},"01","02","22","01/02/2019 22:00","2019-01-02T12:00:00",73.418]
["20070102:2300",23.24,65.77,742,897.99,103,379.15,4.18,222,101090,{"$f":"'Honolulu TMY 3'!$D$5","v":2019},"01","02","23","01/02/2019 23:00","2019-01-02T13:00:00",73.832]
["20070103:0000",23.59,66.53,678,875.34,100,379.15,4.29,218,101057,{"$f":"'Honolulu TMY 3'!$D$5","v":2019},"01","03","00","01/03/2019 00:00","2019-01-02T14:00:00",74.462]
["20070103:0100",23.94,67.29,549,824.41,93,379.15,4.41,214,101023,{"$f":"'Honolulu TMY 3'!$D$5","v":2019},"01","03","01","01/03/2019 01:00","2019-01-02T15:00:00",75.09200000000001]
["20070103:0200",24.29,68.05,369,724.98,80,379.15,4.52,210,100990,{"$f":"'Honolulu TMY 3'!$D$5","v":2019},"01","03","02","01/03/2019 02:00","2019-01-02T16:00:00",75.72200000000001]
["20070103:0300",24.27,68.07,162,511.17,56,375.33,4.51,209,101030,{"$f":"'Honolulu TMY 3'!$D$5","v":2019},"01","03","03","01/03/2019 03:00","2019-01-02T17:00:00",75.686]
["20070103:0400",24.25,{"v":68.1,"d":"68.10"},0,{"v":0,"d":"0.00"},0,371.52,4.49,207,101070,{"$f":"'Honolulu TMY 3'!$D$5","v":2019},"01","03","04","01/03/2019 04:00","2019-01-02T18:00:00",75.65]
["20070103:0500",24.23,68.12,0,{"v":0,"d":"0.00"},0,{"v":367.7,"d":"367.70"},4.47,205,101110,{"$f":"'Honolulu TMY 3'!$D$5","v":2019},"01","03","05","01/03/2019 05:00","2019-01-02T19:00:00",75.614]
["20070103:0600",24.17,68.47,0,{"v":0,"d":"0.00"},0,{"v":367.6,"d":"367.60"},{"v":4.6,"d":"4.60"},205,101113,{"$f":"'Honolulu TMY 3'!$D$5","v":2019},"01","03","06","01/03/2019 06:00","2019-01-02T20:00:00",75.506]
["20070103:0700",24.11,68.81,0,{"v":0,"d":"0.00"},0,{"v":367.5,"d":"367.50"},4.73,205,101117,{"$f":"'Honolulu TMY 3'!$D$5","v":2019},"01","03","07","01/03/2019 07:00","2019-01-02T21:00:00",75.398]
["20070103:0800",24.06,69.16,0,{"v":0,"d":"0.00"},0,{"v":367.4,"d":"367.40"},4.86,205,101120,{"$f":"'Honolulu TMY 3'!$D$5","v":2019},"01","03","08","01/03/2019 08:00","2019-01-02T22:00:00",75.30799999999999]
["20070103:0900",24.07,69.32,0,{"v":0,"d":"0.00"},0,369.92,4.99,208,101090,{"$f":"'Honolulu TMY 3'!$D$5","v":2019},"01","03","09","01/03/2019 09:00","2019-01-02T23:00:00",75.326]
["20070103:1000",24.09,69.49,0,{"v":0,"d":"0.00"},0,372.43,5.12,211,101060,{"$f":"'Honolulu TMY 3'!$D$5","v":2019},"01","03","10","01/03/2019 10:00","2019-01-03",75.362]
["20070103:1100",{"v":24.1,"d":"24.10"},69.65,0,{"v":0,"d":"0.00"},0,374.95,5.26,214,101030,{"$f":"'Honolulu TMY 3'!$D$5","v":2019},"01","03","11","01/03/2019 11:00","2019-01-03T01:00:00",75.38]
["20070103:1200",24.03,69.76,0,{"v":0,"d":"0.00"},0,378.02,5.46,219,100990,{"$f":"'Honolulu TMY 3'!$D$5","v":2019},"01","03","12","01/03/2019 12:00","2019-01-03T02:00:00",75.254]
["20070103:1300",23.96,69.87,0,{"v":0,"d":"0.00"},0,381.08,5.66,225,100950,{"$f":"'Honolulu TMY 3'!$D$5","v":2019},"01","03","13","01/03/2019 13:00","2019-01-03T03:00:00",75.128]
["20070103:1400",23.89,69.98,0,{"v":0,"d":"0.00"},0,384.15,5.86,230,100910,{"$f":"'Honolulu TMY 3'!$D$5","v":2019},"01","03","14","01/03/2019 14:00","2019-01-03T04:00:00",75.00200000000001]
["20070103:1500",23.92,70.32,0,{"v":0,"d":"0.00"},0,386.23,6.42,224,100917,{"$f":"'Honolulu TMY 3'!$D$5","v":2019},"01","03","15","01/03/2019 15:00","2019-01-03T05:00:00",75.05600000000001]
["20070103:1600",23.96,70.67,0,{"v":0,"d":"0.00"},0,388.32,6.98,218,100923,{"$f":"'Honolulu TMY 3'!$D$5","v":2019},"01","03","16","01/03/2019 16:00","2019-01-03T06:00:00",75.128]
["20070103:1700",{"v":24,"d":"24.00"},71.01,0,{"v":0,"d":"0.00"},0,{"v":390.4,"d":"390.40"},7.54,211,100930,{"$f":"'Honolulu TMY 3'!$D$5","v":2019},{"$f":"MID(A83,5,2)","v":"01"},{"$f":"MID(A83,7,2)","v":"03"},{"$f":"MID(A83,10,2)","v":"17"},{"$f":"L83&\"/\"&M83&\"/\"&K83&\" \"&N83&\":00\"","v":"01/03/2019 17:00"},{"$f":"(DATEVALUE(O83)+TIMEVALUE(O83))+($P$16/24)","v":"2019-01-03T07:00:00"},{"$f":"((9/5)*B83)+32","v":75.2}]
["20070103:1800",24.04,{"v":71.4,"d":"71.40"},120,429.38,48,388.22,7.73,211,100947,{"$f":"'Honolulu TMY 3'!$D$5","v":2019},"01","03","18","01/03/2019 18:00","2019-01-03T08:00:00",75.27199999999999]
["20070103:1900",24.08,71.78,327,688.51,76,386.03,7.91,211,100963,{"$f":"'Honolulu TMY 3'!$D$5","v":2019},"01","03","19","01/03/2019 19:00","2019-01-03T09:00:00",75.344]
["20070103:2000",24.13,72.17,514,{"v":802.7,"d":"802.70"},91,383.85,{"v":8.1,"d":"8.10"},210,100980,{"$f":"'Honolulu TMY 3'!$D$5","v":2019},"01","03","20","01/03/2019 20:00","2019-01-03T10:00:00",75.434]
["20070103:2100",24.31,{"v":72.7,"d":"72.70"},654,861.97,99,382.97,7.94,212,100913,{"$f":"'Honolulu TMY 3'!$D$5","v":2019},"01","03","21","01/03/2019 21:00","2019-01-03T11:00:00",75.758]
["20070103:2200",24.48,73.23,731,{"v":887.9,"d":"887.90"},103,382.08,7.78,214,100847,{"$f":"'Honolulu TMY 3'!$D$5","v":2019},"01","03","22","01/03/2019 22:00","2019-01-03T12:00:00",76.064]
["20070103:2300",24.66,73.76,740,892.14,104,{"v":381.2,"d":"381.20"},7.63,216,100780,{"$f":"'Honolulu TMY 3'!$D$5","v":2019},"01","03","23","01/03/2019 23:00","2019-01-03T13:00:00",76.388]
["20070104:0000",24.69,74.04,678,871.49,101,381.08,{"v":7.7,"d":"7.70"},217,100750,{"$f":"'Honolulu TMY 3'!$D$5","v":2019},"01","04","00","01/04/2019 00:00","2019-01-03T14:00:00",76.44200000000001]
["20070104:0100",24.72,74.32,551,824.94,93,380.97,7.77,217,100720,{"$f":"'Honolulu TMY 3'!$D$5","v":2019},"01","04","01","01/04/2019 01:00","2019-01-03T15:00:00",76.49600000000001]
["20070104:0200",24.75,{"v":74.6,"d":"74.60"},372,728.37,80,380.85,7.83,217,100690,{"$f":"'Honolulu TMY 3'!$D$5","v":2019},"01","04","02","01/04/2019 02:00","2019-01-03T16:00:00",76.55000000000001]
["20070104:0300",24.72,{"v":74.9,"d":"74.90"},165,514.99,57,379.83,7.79,217,100730,{"$f":"'Honolulu TMY 3'!$D$5","v":2019},"01","04","03","01/04/2019 03:00","2019-01-03T17:00:00",76.49600000000001]
["20070104:0400",24.68,75.19,0,{"v":0,"d":"0.00"},0,378.82,7.74,217,100770,{"$f":"'Honolulu TMY 3'!$D$5","v":2019},"01","04","04","01/04/2019 04:00","2019-01-03T18:00:00",76.424]
["20070104:0500",24.65,75.49,0,{"v":0,"d":"0.00"},0,{"v":377.8,"d":"377.80"},{"v":7.7,"d":"7.70"},217,100810,{"$f":"'Honolulu TMY 3'!$D$5","v":2019},"01","04","05","01/04/2019 05:00","2019-01-03T19:00:00",76.37]
["20070104:0600",24.57,76.18,0,{"v":0,"d":"0.00"},0,378.47,{"v":7.7,"d":"7.70"},219,100837,{"$f":"'Honolulu TMY 3'!$D$5","v":2019},"01","04","06","01/04/2019 06:00","2019-01-03T20:00:00",76.226]
["20070104:0700",24.48,76.87,0,{"v":0,"d":"0.00"},0,379.13,7.71,221,100864,{"$f":"'Honolulu TMY 3'!$D$5","v":2019},"01","04","07","01/04/2019 07:00","2019-01-03T21:00:00",76.064]
["20070104:0800",{"v":24.4,"d":"24.40"},77.56,0,{"v":0,"d":"0.00"},0,{"v":379.8,"d":"379.80"},7.71,224,100890,{"$f":"'Honolulu TMY 3'!$D$5","v":2019},"01","04","08","01/04/2019 08:00","2019-01-03T22:00:00",75.92]
["20070104:0900",{"v":24.4,"d":"24.40"},77.72,0,{"v":0,"d":"0.00"},0,377.85,7.37,224,100877,{"$f":"'Honolulu TMY 3'!$D$5","v":2019},"01","04","09","01/04/2019 09:00","2019-01-03T23:00:00",75.92]
["20070104:1000",{"v":24.4,"d":"24.40"},77.89,0,{"v":0,"d":"0.00"},0,{"v":375.9,"d":"375.90"},7.02,225,100864,{"$f":"'Honolulu TMY 3'!$D$5","v":2019},"01","04","10","01/04/2019 10:00","2019-01-04",75.92]
["20070104:1100",{"v":24.4,"d":"24.40"},78.05,0,{"v":0,"d":"0.00"},0,373.95,6.68,225,100850,{"$f":"'Honolulu TMY 3'!$D$5","v":2019},"01","04","11","01/04/2019 11:00","2019-01-04T01:00:00",75.92]
["20070104:1200",24.35,78.69,0,{"v":0,"d":"0.00"},0,377.92,7.11,222,100820,{"$f":"'Honolulu TMY 3'!$D$5","v":2019},"01","04","12","01/04/2019 12:00","2019-01-04T02:00:00",75.83000000000001]
["20070104:1300",24.31,79.34,0,{"v":0,"d":"0.00"},0,381.88,7.54,220,100790,{"$f":"'Honolulu TMY 3'!$D$5","v":2019},"01","04","13","01/04/2019 13:00","2019-01-04T03:00:00",75.758]
["20070104:1400",24.26,79.98,0,{"v":0,"d":"0.00"},0,385.85,7.97,217,100760,{"$f":"'Honolulu TMY 3'!$D$5","v":2019},"01","04","14","01/04/2019 14:00","2019-01-04T04:00:00",75.668]
["20070104:1500",24.27,79.73,0,{"v":0,"d":"0.00"},0,386.75,8.43,218,100807,{"$f":"'Honolulu TMY 3'!$D$5","v":2019},"01","04","15","01/04/2019 15:00","2019-01-04T05:00:00",75.686]
["20070104:1600",24.28,79.49,0,{"v":0,"d":"0.00"},0,387.65,8.89,219,100854,{"$f":"'Honolulu TMY 3'!$D$5","v":2019},"01","04","16","01/04/2019 16:00","2019-01-04T06:00:00",75.70400000000001]
["20070104:1700",24.29,79.24,0,{"v":0,"d":"0.00"},0,388.55,9.35,219,100900,{"$f":"'Honolulu TMY 3'!$D$5","v":2019},"01","04","17","01/04/2019 17:00","2019-01-04T07:00:00",75.72200000000001]
["20070104:1800",24.35,78.65,121,{"v":431.2,"d":"431.20"},49,386.78,9.82,220,100917,{"$f":"'Honolulu TMY 3'!$D$5","v":2019},"01","04","18","01/04/2019 18:00","2019-01-04T08:00:00",75.83000000000001]
["20070104:1900",24.41,78.05,328,691.94,76,385.02,10.28,221,100933,{"$f":"'Honolulu TMY 3'!$D$5","v":2019},"01","04","19","01/04/2019 19:00","2019-01-04T09:00:00",75.938]
["20070104:2000",24.47,77.46,515,804.51,91,383.25,10.74,221,100950,{"$f":"'Honolulu TMY 3'!$D$5","v":2019},"01","04","20","01/04/2019 20:00","2019-01-04T10:00:00",76.04599999999999]
["20070104:2100",24.66,77.29,656,{"v":864.4,"d":"864.40"},99,378.18,9.86,222,100870,{"$f":"'Honolulu TMY 3'!$D$5","v":2019},"01","04","21","01/04/2019 21:00","2019-01-04T11:00:00",76.388]
["20070104:2200",24.84,77.12,733,{"v":888.1,"d":"888.10"},104,373.12,8.97,222,100790,{"$f":"'Honolulu TMY 3'!$D$5","v":2019},"01","04","22","01/04/2019 22:00","2019-01-04T12:00:00",76.712]
["20070104:2300",25.03,76.95,742,{"v":893.2,"d":"893.20"},104,368.05,8.08,222,100710,{"$f":"'Honolulu TMY 3'!$D$5","v":2019},"01","04","23","01/04/2019 23:00","2019-01-04T13:00:00",77.054]
["20070105:0000",25.01,76.42,515,{"v":317.8,"d":"317.80"},304,364.92,8.12,219,100704,{"$f":"'Honolulu TMY 3'!$D$5","v":2019},"01","05","00","01/05/2019 00:00","2019-01-04T14:00:00",77.018]
["20070105:0100",24.98,75.88,551,821.78,93,361.78,8.16,217,100697,{"$f":"'Honolulu TMY 3'!$D$5","v":2019},"01","05","01","01/05/2019 01:00","2019-01-04T15:00:00",76.964]
["20070105:0200",24.96,75.35,372,724.18,80,358.65,8.19,214,100690,{"$f":"'Honolulu TMY 3'!$D$5","v":2019},"01","05","02","01/05/2019 02:00","2019-01-04T16:00:00",76.928]
["20070105:0300",24.96,75.86,166,{"v":513.9,"d":"513.90"},57,360.07,7.76,216,100740,{"$f":"'Honolulu TMY 3'!$D$5","v":2019},"01","05","03","01/05/2019 03:00","2019-01-04T17:00:00",76.928]
["20070105:0400",24.95,76.36,0,{"v":0,"d":"0.00"},0,361.48,7.32,218,100790,{"$f":"'Honolulu TMY 3'!$D$5","v":2019},"01","05","04","01/05/2019 04:00","2019-01-04T18:00:00",76.91]
["20070105:0500",24.95,76.87,0,{"v":0,"d":"0.00"},0,{"v":362.9,"d":"362.90"},6.88,220,100840,{"$f":"'Honolulu TMY 3'!$D$5","v":2019},"01","05","05","01/05/2019 05:00","2019-01-04T19:00:00",76.91]
["20070105:0600",24.92,77.37,0,{"v":0,"d":"0.00"},0,364.38,6.96,221,100870,{"$f":"'Honolulu TMY 3'!$D$5","v":2019},"01","05","06","01/05/2019 06:00","2019-01-04T20:00:00",76.856]
["20070105:0700",24.89,77.86,0,{"v":0,"d":"0.00"},0,365.87,7.04,221,100900,{"$f":"'Honolulu TMY 3'!$D$5","v":2019},"01","05","07","01/05/2019 07:00","2019-01-04T21:00:00",76.80199999999999]
["20070105:0800",24.86,78.36,0,{"v":0,"d":"0.00"},0,367.35,7.12,222,100930,{"$f":"'Honolulu TMY 3'!$D$5","v":2019},"01","05","08","01/05/2019 08:00","2019-01-04T22:00:00",76.74799999999999]
["20070105:0900",24.81,78.85,0,{"v":0,"d":"0.00"},0,367.53,6.71,221,100903,{"$f":"'Honolulu TMY 3'!$D$5","v":2019},"01","05","09","01/05/2019 09:00","2019-01-04T23:00:00",76.658]
["20070105:1000",24.77,79.35,0,{"v":0,"d":"0.00"},0,367.72,{"v":6.3,"d":"6.30"},220,100877,{"$f":"'Honolulu TMY 3'!$D$5","v":2019},"01","05","10","01/05/2019 10:00","2019-01-05",76.586]
["20070105:1100",24.73,79.84,0,{"v":0,"d":"0.00"},0,{"v":367.9,"d":"367.90"},5.89,219,100850,{"$f":"'Honolulu TMY 3'!$D$5","v":2019},"01","05","11","01/05/2019 11:00","2019-01-05T01:00:00",76.51400000000001]
["20070105:1200",24.68,80.51,0,{"v":0,"d":"0.00"},0,371.48,6.28,216,100834,{"$f":"'Honolulu TMY 3'!$D$5","v":2019},"01","05","12","01/05/2019 12:00","2019-01-05T02:00:00",76.424]
["20070105:1300",24.64,81.17,0,{"v":0,"d":"0.00"},0,375.07,6.66,214,100817,{"$f":"'Honolulu TMY 3'!$D$5","v":2019},"01","05","13","01/05/2019 13:00","2019-01-05T03:00:00",76.352]
["20070105:1400",24.59,81.84,0,{"v":0,"d":"0.00"},0,378.65,7.05,211,100800,{"$f":"'Honolulu TMY 3'!$D$5","v":2019},"01","05","14","01/05/2019 14:00","2019-01-05T04:00:00",76.262]
["20070105:1500",24.56,81.97,0,{"v":0,"d":"0.00"},0,379.73,7.36,211,100864,{"$f":"'Honolulu TMY 3'!$D$5","v":2019},"01","05","15","01/05/2019 15:00","2019-01-05T05:00:00",76.208]
["20070105:1600",24.54,82.11,0,{"v":0,"d":"0.00"},0,380.82,7.66,211,100927,{"$f":"'Honolulu TMY 3'!$D$5","v":2019},"01","05","16","01/05/2019 16:00","2019-01-05T06:00:00",76.172]
["20070105:1700",24.52,82.24,0,{"v":0,"d":"0.00"},0,{"v":381.9,"d":"381.90"},7.97,211,100990,{"$f":"'Honolulu TMY 3'!$D$5","v":2019},"01","05","17","01/05/2019 17:00","2019-01-05T07:00:00",76.136]
["20070105:1800",{"v":24.5,"d":"24.50"},82.36,119,426.83,48,381.93,8.04,211,101023,{"$f":"'Honolulu TMY 3'!$D$5","v":2019},"01","05","18","01/05/2019 18:00","2019-01-05T08:00:00",76.1]
["20070105:1900",24.49,82.47,162,43.97,146,381.97,{"v":8.1,"d":"8.10"},211,101057,{"$f":"'Honolulu TMY 3'!$D$5","v":2019},"01","05","19","01/05/2019 19:00","2019-01-05T09:00:00",76.082]
["20070105:2000",24.48,82.59,256,56.91,226,{"v":382,"d":"382.00"},8.17,211,101090,{"$f":"'Honolulu TMY 3'!$D$5","v":2019},"01","05","20","01/05/2019 20:00","2019-01-05T10:00:00",76.064]
["20070105:2100",24.63,82.45,255,20.16,242,{"v":379.9,"d":"379.90"},8.16,211,101027,{"$f":"'Honolulu TMY 3'!$D$5","v":2019},"01","05","21","01/05/2019 21:00","2019-01-05T11:00:00",76.334]
["20070105:2200",24.79,82.31,473,170.59,352,{"v":377.8,"d":"377.80"},8.16,211,100963,{"$f":"'Honolulu TMY 3'!$D$5","v":2019},"01","05","22","01/05/2019 22:00","2019-01-05T12:00:00",76.622]
["20070105:2300",24.94,82.17,459,{"v":143.9,"d":"143.90"},356,{"v":375.7,"d":"375.70"},8.15,211,100900,{"$f":"'Honolulu TMY 3'!$D$5","v":2019},"01","05","23","01/05/2019 23:00","2019-01-05T13:00:00",76.892]
["20070106:0000",24.93,81.35,350,67.58,305,373.32,8.13,213,100887,{"$f":"'Honolulu TMY 3'!$D$5","v":2019},"01","06","00","01/06/2019 00:00","2019-01-05T14:00:00",76.874]
["20070106:0100",24.92,80.53,191,7.15,187,370.93,8.11,216,100874,{"$f":"'Honolulu TMY 3'!$D$5","v":2019},"01","06","01","01/06/2019 01:00","2019-01-05T15:00:00",76.856]
["20070106:0200",24.92,79.71,162,19.72,154,368.55,{"v":8.1,"d":"8.10"},218,100860,{"$f":"'Honolulu TMY 3'!$D$5","v":2019},"01","06","02","01/06/2019 02:00","2019-01-05T16:00:00",76.856]
["20070106:0300",{"v":24.9,"d":"24.90"},80.23,68,{"v":0,"d":"0.00"},68,367.75,7.83,220,100920,{"$f":"'Honolulu TMY 3'!$D$5","v":2019},"01","06","03","01/06/2019 03:00","2019-01-05T17:00:00",76.82]
["20070106:0400",24.87,80.76,0,{"v":0,"d":"0.00"},0,366.95,7.56,223,100980,{"$f":"'Honolulu TMY 3'!$D$5","v":2019},"01","06","04","01/06/2019 04:00","2019-01-05T18:00:00",76.766]
["20070106:0500",24.85,81.28,0,{"v":0,"d":"0.00"},0,366.15,{"v":7.3,"d":"7.30"},225,101040,{"$f":"'Honolulu TMY 3'!$D$5","v":2019},"01","06","05","01/06/2019 05:00","2019-01-05T19:00:00",76.73]
["20070106:0600",{"v":24.8,"d":"24.80"},81.75,0,{"v":0,"d":"0.00"},0,368.42,{"v":7.3,"d":"7.30"},228,101087,{"$f":"'Honolulu TMY 3'!$D$5","v":2019},"01","06","06","01/06/2019 06:00","2019-01-05T20:00:00",76.64]
["20070106:0700",24.75,82.22,0,{"v":0,"d":"0.00"},0,370.68,7.31,232,101133,{"$f":"'Honolulu TMY 3'!$D$5","v":2019},"01","06","07","01/06/2019 07:00","2019-01-05T21:00:00",76.55000000000001]
["20070106:0800",{"v":24.7,"d":"24.70"},82.69,0,{"v":0,"d":"0.00"},0,372.95,7.31,235,101180,{"$f":"'Honolulu TMY 3'!$D$5","v":2019},"01","06","08","01/06/2019 08:00","2019-01-05T22:00:00",76.46000000000001]
["20070106:0900",24.68,83.43,0,{"v":0,"d":"0.00"},0,372.98,6.64,236,101173,{"$f":"'Honolulu TMY 3'!$D$5","v":2019},{"$f":"MID(A147,5,2)","v":"01"},{"$f":"MID(A147,7,2)","v":"06"},{"$f":"MID(A147,10,2)","v":"09"},{"$f":"L147&\"/\"&M147&\"/\"&K147&\" \"&N147&\":00\"","v":"01/06/2019 09:00"},{"$f":"(DATEVALUE(O147)+TIMEVALUE(O147))+($P$16/24)","v":"2019-01-05T23:00:00"},{"$f":"((9/5)*B147)+32","v":76.424}]
["20070106:1000",24.67,84.16,0,{"v":0,"d":"0.00"},0,373.02,5.98,236,101167,{"$f":"'Honolulu TMY 3'!$D$5","v":2019},"01","06","10","01/06/2019 10:00","2019-01-06",76.406]
["20070106:1100",24.66,{"v":84.9,"d":"84.90"},0,{"v":0,"d":"0.00"},0,373.05,5.31,237,101160,{"$f":"'Honolulu TMY 3'!$D$5","v":2019},"01","06","11","01/06/2019 11:00","2019-01-06T01:00:00",76.388]
["20070106:1200",24.53,{"v":85.5,"d":"85.50"},0,{"v":0,"d":"0.00"},0,377.77,5.09,236,101160,{"$f":"'Honolulu TMY 3'!$D$5","v":2019},"01","06","12","01/06/2019 12:00","2019-01-06T02:00:00",76.154]
["20070106:1300",24.41,86.11,0,{"v":0,"d":"0.00"},0,382.48,4.88,235,101160,{"$f":"'Honolulu TMY 3'!$D$5","v":2019},"01","06","13","01/06/2019 13:00","2019-01-06T03:00:00",75.938]
["20070106:1400",24.28,86.71,0,{"v":0,"d":"0.00"},0,{"v":387.2,"d":"387.20"},4.66,233,101160,{"$f":"'Honolulu TMY 3'!$D$5","v":2019},"01","06","14","01/06/2019 14:00","2019-01-06T04:00:00",75.70400000000001]
["20070106:1500",24.33,86.33,0,{"v":0,"d":"0.00"},0,386.77,4.86,232,101233,{"$f":"'Honolulu TMY 3'!$D$5","v":2019},"01","06","15","01/06/2019 15:00","2019-01-06T05:00:00",75.794]
["20070106:1600",24.38,85.96,0,{"v":0,"d":"0.00"},0,386.33,5.05,231,101307,{"$f":"'Honolulu TMY 3'!$D$5","v":2019},"01","06","16","01/06/2019 16:00","2019-01-06T06:00:00",75.884]
["20070106:1700",24.43,85.58,0,{"v":0,"d":"0.00"},0,{"v":385.9,"d":"385.90"},5.24,229,101380,{"$f":"'Honolulu TMY 3'!$D$5","v":2019},"01","06","17","01/06/2019 17:00","2019-01-06T07:00:00",75.974]
["20070106:1800",24.47,85.18,115,386.04,51,384.85,5.32,230,101410,{"$f":"'Honolulu TMY 3'!$D$5","v":2019},"01","06","18","01/06/2019 18:00","2019-01-06T08:00:00",76.04599999999999]
["20070106:1900",24.51,84.77,111,{"v":0,"d":"0.00"},111,{"v":383.8,"d":"383.80"},{"v":5.4,"d":"5.40"},231,101440,{"$f":"'Honolulu TMY 3'!$D$5","v":2019},"01","06","19","01/06/2019 19:00","2019-01-06T09:00:00",76.118]
["20070106:2000",24.55,84.37,198,13.27,191,382.75,5.48,232,101470,{"$f":"'Honolulu TMY 3'!$D$5","v":2019},"01","06","20","01/06/2019 20:00","2019-01-06T10:00:00",76.19]
["20070106:2100",24.71,83.92,416,161.08,312,381.25,5.37,233,101400,{"$f":"'Honolulu TMY 3'!$D$5","v":2019},"01","06","21","01/06/2019 21:00","2019-01-06T11:00:00",76.47800000000001]
["20070106:2200",24.86,83.48,726,864.25,112,379.75,5.26,233,101330,{"$f":"'Honolulu TMY 3'!$D$5","v":2019},"01","06","22","01/06/2019 22:00","2019-01-06T12:00:00",76.74799999999999]
["20070106:2300",25.02,83.03,736,{"v":868.5,"d":"868.50"},113,378.25,5.14,234,101260,{"$f":"'Honolulu TMY 3'!$D$5","v":2019},"01","06","23","01/06/2019 23:00","2019-01-06T13:00:00",77.036]
["20070107:0000",24.92,82.16,676,{"v":847.5,"d":"847.50"},110,{"v":376.4,"d":"376.40"},4.78,244,101243,{"$f":"'Honolulu TMY 3'!$D$5","v":2019},"01","07","00","01/07/2019 00:00","2019-01-06T14:00:00",76.856]
["20070107:0100",24.82,81.29,550,797.45,102,374.55,4.41,255,101227,{"$f":"'Honolulu TMY 3'!$D$5","v":2019},"01","07","01","01/07/2019 01:00","2019-01-06T15:00:00",76.676]
["20070107:0200",24.73,80.42,373,700.95,87,{"v":372.7,"d":"372.70"},4.04,265,101210,{"$f":"'Honolulu TMY 3'!$D$5","v":2019},"01","07","02","01/07/2019 02:00","2019-01-06T16:00:00",76.51400000000001]
["20070107:0300",24.64,81.05,168,488.46,62,372.77,3.45,277,101267,{"$f":"'Honolulu TMY 3'!$D$5","v":2019},"01","07","03","01/07/2019 03:00","2019-01-06T17:00:00",76.352]
["20070107:0400",24.56,81.68,0,{"v":0,"d":"0.00"},0,372.83,2.86,288,101323,{"$f":"'Honolulu TMY 3'!$D$5","v":2019},"01","07","04","01/07/2019 04:00","2019-01-06T18:00:00",76.208]
["20070107:0500",24.47,82.31,0,{"v":0,"d":"0.00"},0,{"v":372.9,"d":"372.90"},2.26,299,101380,{"$f":"'Honolulu TMY 3'!$D$5","v":2019},"01","07","05","01/07/2019 05:00","2019-01-06T19:00:00",76.04599999999999]
["20070107:0600",24.36,82.29,0,{"v":0,"d":"0.00"},0,373.82,3.23,316,101437,{"$f":"'Honolulu TMY 3'!$D$5","v":2019},"01","07","06","01/07/2019 06:00","2019-01-06T20:00:00",75.848]
["20070107:0700",24.24,82.27,0,{"v":0,"d":"0.00"},0,374.73,4.19,333,101493,{"$f":"'Honolulu TMY 3'!$D$5","v":2019},"01","07","07","01/07/2019 07:00","2019-01-06T21:00:00",75.632]
["20070107:0800",24.13,82.25,0,{"v":0,"d":"0.00"},0,375.65,5.16,350,101550,{"$f":"'Honolulu TMY 3'!$D$5","v":2019},"01","07","08","01/07/2019 08:00","2019-01-06T22:00:00",75.434]
["20070107:0900",23.98,81.41,0,{"v":0,"d":"0.00"},0,382.65,4.73,360,101533,{"$f":"'Honolulu TMY 3'!$D$5","v":2019},"01","07","09","01/07/2019 09:00","2019-01-06T23:00:00",75.164]
["20070107:1000",23.84,80.56,0,{"v":0,"d":"0.00"},0,389.65,4.29,10,101516,{"$f":"'Honolulu TMY 3'!$D$5","v":2019},"01","07","10","01/07/2019 10:00","2019-01-07",74.912]
["20070107:1100",23.69,79.72,0,{"v":0,"d":"0.00"},0,396.65,3.86,19,101500,{"$f":"'Honolulu TMY 3'!$D$5","v":2019},"01","07","11","01/07/2019 11:00","2019-01-07T01:00:00",74.642]
["20070107:1200",23.66,{"v":78.5,"d":"78.50"},0,{"v":0,"d":"0.00"},0,391.43,4.56,22,101506,{"$f":"'Honolulu TMY 3'!$D$5","v":2019},"01","07","12","01/07/2019 12:00","2019-01-07T02:00:00",74.588]
["20070107:1300",23.64,77.28,0,{"v":0,"d":"0.00"},0,386.22,5.25,26,101513,{"$f":"'Honolulu TMY 3'!$D$5","v":2019},"01","07","13","01/07/2019 13:00","2019-01-07T03:00:00",74.55199999999999]
["20070107:1400",23.61,76.06,0,{"v":0,"d":"0.00"},0,{"v":381,"d":"381.00"},5.94,29,101520,{"$f":"'Honolulu TMY 3'!$D$5","v":2019},"01","07","14","01/07/2019 14:00","2019-01-07T04:00:00",74.49799999999999]
["20070107:1500",23.56,74.81,0,{"v":0,"d":"0.00"},0,382.78,6.33,33,101560,{"$f":"'Honolulu TMY 3'!$D$5","v":2019},"01","07","15","01/07/2019 15:00","2019-01-07T05:00:00",74.408]
["20070107:1600",23.52,73.55,0,{"v":0,"d":"0.00"},0,384.57,6.71,37,101600,{"$f":"'Honolulu TMY 3'!$D$5","v":2019},"01","07","16","01/07/2019 16:00","2019-01-07T06:00:00",74.336]
["20070107:1700",23.48,{"v":72.3,"d":"72.30"},0,{"v":0,"d":"0.00"},0,386.35,7.09,42,101640,{"$f":"'Honolulu TMY 3'!$D$5","v":2019},"01","07","17","01/07/2019 17:00","2019-01-07T07:00:00",74.26400000000001]
["20070107:1800",23.51,71.61,25,{"v":0,"d":"0.00"},25,384.23,6.86,45,101670,{"$f":"'Honolulu TMY 3'!$D$5","v":2019},"01","07","18","01/07/2019 18:00","2019-01-07T08:00:00",74.31800000000001]
["20070107:1900",23.54,70.92,323,660.03,83,382.12,6.62,48,101700,{"$f":"'Honolulu TMY 3'!$D$5","v":2019},"01","07","19","01/07/2019 19:00","2019-01-07T09:00:00",74.372]
["20070107:2000",23.58,70.23,513,{"v":784.5,"d":"784.50"},99,{"v":380,"d":"380.00"},6.39,51,101730,{"$f":"'Honolulu TMY 3'!$D$5","v":2019},"01","07","20","01/07/2019 20:00","2019-01-07T10:00:00",74.44399999999999]
["20070107:2100",23.72,69.76,656,846.18,109,377.65,{"v":5.7,"d":"5.70"},48,101663,{"$f":"'Honolulu TMY 3'!$D$5","v":2019},"01","07","21","01/07/2019 21:00","2019-01-07T11:00:00",74.696]
["20070107:2200",23.85,69.28,737,876.82,113,{"v":375.3,"d":"375.30"},5.02,44,101596,{"$f":"'Honolulu TMY 3'!$D$5","v":2019},"01","07","22","01/07/2019 22:00","2019-01-07T12:00:00",74.93]
["20070107:2300",23.99,68.81,747,880.43,114,372.95,4.33,41,101530,{"$f":"'Honolulu TMY 3'!$D$5","v":2019},"01","07","23","01/07/2019 23:00","2019-01-07T13:00:00",75.18199999999999]
["20070108:0000",23.97,69.41,686,858.31,111,371.78,5.09,37,101503,{"$f":"'Honolulu TMY 3'!$D$5","v":2019},"01","08","00","01/08/2019 00:00","2019-01-07T14:00:00",75.146]
["20070108:0100",23.95,{"v":70,"d":"70.00"},560,810.12,103,370.62,5.85,32,101476,{"$f":"'Honolulu TMY 3'!$D$5","v":2019},"01","08","01","01/08/2019 01:00","2019-01-07T15:00:00",75.11]
["20070108:0200",23.93,{"v":70.6,"d":"70.60"},147,4.87,145,369.45,6.61,28,101450,{"$f":"'Honolulu TMY 3'!$D$5","v":2019},"01","08","02","01/08/2019 02:00","2019-01-07T16:00:00",75.074]
["20070108:0300",23.86,70.53,173,501.09,63,371.38,6.69,31,101496,{"$f":"'Honolulu TMY 3'!$D$5","v":2019},"01","08","03","01/08/2019 03:00","2019-01-07T17:00:00",74.94800000000001]
["20070108:0400",{"v":23.8,"d":"23.80"},70.46,0,{"v":0,"d":"0.00"},0,373.32,6.78,34,101543,{"$f":"'Honolulu TMY 3'!$D$5","v":2019},"01","08","04","01/08/2019 04:00","2019-01-07T18:00:00",74.84]
["20070108:0500",23.73,70.39,0,{"v":0,"d":"0.00"},0,375.25,6.87,37,101590,{"$f":"'Honolulu TMY 3'!$D$5","v":2019},"01","08","05","01/08/2019 05:00","2019-01-07T19:00:00",74.714]
["20070108:0600",23.66,70.35,0,{"v":0,"d":"0.00"},0,377.28,6.65,41,101606,{"$f":"'Honolulu TMY 3'!$D$5","v":2019},"01","08","06","01/08/2019 06:00","2019-01-07T20:00:00",74.588]
["20070108:0700",23.58,{"v":70.3,"d":"70.30"},0,{"v":0,"d":"0.00"},0,379.32,6.43,44,101623,{"$f":"'Honolulu TMY 3'!$D$5","v":2019},"01","08","07","01/08/2019 07:00","2019-01-07T21:00:00",74.44399999999999]
["20070108:0800",23.51,70.26,0,{"v":0,"d":"0.00"},0,381.35,6.21,48,101640,{"$f":"'Honolulu TMY 3'!$D$5","v":2019},"01","08","08","01/08/2019 08:00","2019-01-07T22:00:00",74.31800000000001]
["20070108:0900",23.46,70.61,0,{"v":0,"d":"0.00"},0,{"v":382.3,"d":"382.30"},5.83,50,101603,{"$f":"'Honolulu TMY 3'!$D$5","v":2019},"01","08","09","01/08/2019 09:00","2019-01-07T23:00:00",74.22800000000001]
["20070108:1000",23.42,70.96,0,{"v":0,"d":"0.00"},0,383.25,5.44,53,101566,{"$f":"'Honolulu TMY 3'!$D$5","v":2019},"01","08","10","01/08/2019 10:00","2019-01-08",74.156]
["20070108:1100",23.38,71.31,0,{"v":0,"d":"0.00"},0,{"v":384.2,"d":"384.20"},5.06,55,101530,{"$f":"'Honolulu TMY 3'!$D$5","v":2019},"01","08","11","01/08/2019 11:00","2019-01-08T01:00:00",74.084]
["20070108:1200",23.28,71.16,0,{"v":0,"d":"0.00"},0,384.25,4.77,57,101490,{"$f":"'Honolulu TMY 3'!$D$5","v":2019},"01","08","12","01/08/2019 12:00","2019-01-08T02:00:00",73.904]
["20070108:1300",23.18,71.01,0,{"v":0,"d":"0.00"},0,{"v":384.3,"d":"384.30"},4.47,59,101450,{"$f":"'Honolulu TMY 3'!$D$5","v":2019},"01","08","13","01/08/2019 13:00","2019-01-08T03:00:00",73.724]
["20070108:1400",23.08,70.86,0,{"v":0,"d":"0.00"},0,384.35,4.18,60,101410,{"$f":"'Honolulu TMY 3'!$D$5","v":2019},"01","08","14","01/08/2019 14:00","2019-01-08T04:00:00",73.544]
["20070108:1500",23.12,70.28,0,{"v":0,"d":"0.00"},0,384.15,4.18,67,101430,{"$f":"'Honolulu TMY 3'!$D$5","v":2019},"01","08","15","01/08/2019 15:00","2019-01-08T05:00:00",73.616]
["20070108:1600",23.17,69.69,0,{"v":0,"d":"0.00"},0,383.95,4.19,74,101450,{"$f":"'Honolulu TMY 3'!$D$5","v":2019},"01","08","16","01/08/2019 16:00","2019-01-08T06:00:00",73.706]
["20070108:1700",23.22,69.11,0,{"v":0,"d":"0.00"},0,383.75,4.19,82,101470,{"$f":"'Honolulu TMY 3'!$D$5","v":2019},"01","08","17","01/08/2019 17:00","2019-01-08T07:00:00",73.79599999999999]
["20070108:1800",23.38,68.95,118,400.23,52,384.27,4.26,94,101466,{"$f":"'Honolulu TMY 3'!$D$5","v":2019},"01","08","18","01/08/2019 18:00","2019-01-08T08:00:00",74.084]
["20070108:1900",23.54,68.78,327,671.08,83,384.78,4.32,106,101463,{"$f":"'Honolulu TMY 3'!$D$5","v":2019},"01","08","19","01/08/2019 19:00","2019-01-08T09:00:00",74.372]
["20070108:2000",{"v":23.7,"d":"23.70"},68.62,518,791.47,100,{"v":385.3,"d":"385.30"},4.39,118,101460,{"$f":"'Honolulu TMY 3'!$D$5","v":2019},"01","08","20","01/08/2019 20:00","2019-01-08T10:00:00",74.66]
["20070108:2100",23.94,{"v":69.6,"d":"69.60"},661,852.78,109,{"v":380.9,"d":"380.90"},3.69,127,101363,{"$f":"'Honolulu TMY 3'!$D$5","v":2019},"01","08","21","01/08/2019 21:00","2019-01-08T11:00:00",75.09200000000001]
["20070108:2200",24.19,70.59,740,878.01,114,{"v":376.5,"d":"376.50"},{"v":3,"d":"3.00"},137,101267,{"$f":"'Honolulu TMY 3'!$D$5","v":2019},"01","08","22","01/08/2019 22:00","2019-01-08T12:00:00",75.542]
["20070108:2300",24.43,71.57,750,882.49,114,{"v":372.1,"d":"372.10"},{"v":2.3,"d":"2.30"},146,101170,{"$f":"'Honolulu TMY 3'!$D$5","v":2019},"01","08","23","01/08/2019 23:00","2019-01-08T13:00:00",75.974]
["20070109:0000",24.23,72.31,689,860.05,111,371.88,2.47,179,101167,{"$f":"'Honolulu TMY 3'!$D$5","v":2019},"01","09","00","01/09/2019 00:00","2019-01-08T14:00:00",75.614]
["20070109:0100",24.02,73.05,563,{"v":812,"d":"812.00"},103,371.67,2.63,211,101163,{"$f":"'Honolulu TMY 3'!$D$5","v":2019},{"$f":"MID(A211,5,2)","v":"01"},{"$f":"MID(A211,7,2)","v":"09"},{"$f":"MID(A211,10,2)","v":"01"},{"$f":"L211&\"/\"&M211&\"/\"&K211&\" \"&N211&\":00\"","v":"01/09/2019 01:00"},{"$f":"(DATEVALUE(O211)+TIMEVALUE(O211))+($P$16/24)","v":"2019-01-08T15:00:00"},{"$f":"((9/5)*B211)+32","v":75.23599999999999}]
["20070109:0200",23.82,73.79,384,714.25,89,371.45,{"v":2.8,"d":"2.80"},243,101160,{"$f":"'Honolulu TMY 3'!$D$5","v":2019},"01","09","02","01/09/2019 02:00","2019-01-08T16:00:00",74.876]
["20070109:0300",23.78,74.11,176,504.34,64,371.63,2.64,250,101200,{"$f":"'Honolulu TMY 3'!$D$5","v":2019},"01","09","03","01/09/2019 03:00","2019-01-08T17:00:00",74.804]
["20070109:0400",23.73,74.43,0,{"v":0,"d":"0.00"},0,371.82,2.49,257,101240,{"$f":"'Honolulu TMY 3'!$D$5","v":2019},"01","09","04","01/09/2019 04:00","2019-01-08T18:00:00",74.714]
["20070109:0500",23.69,74.75,0,{"v":0,"d":"0.00"},0,{"v":372,"d":"372.00"},2.33,263,101280,{"$f":"'Honolulu TMY 3'!$D$5","v":2019},"01","09","05","01/09/2019 05:00","2019-01-08T19:00:00",74.642]
["20070109:0600",23.62,75.29,0,{"v":0,"d":"0.00"},0,371.67,2.41,269,101300,{"$f":"'Honolulu TMY 3'!$D$5","v":2019},"01","09","06","01/09/2019 06:00","2019-01-08T20:00:00",74.516]
["20070109:0700",23.55,75.82,0,{"v":0,"d":"0.00"},0,371.33,2.49,274,101320,{"$f":"'Honolulu TMY 3'!$D$5","v":2019},"01","09","07","01/09/2019 07:00","2019-01-08T21:00:00",74.39]
["20070109:0800",23.48,76.36,0,{"v":0,"d":"0.00"},0,{"v":371,"d":"371.00"},2.57,280,101340,{"$f":"'Honolulu TMY 3'!$D$5","v":2019},"01","09","08","01/09/2019 08:00","2019-01-08T22:00:00",74.26400000000001]
["20070109:0900",23.46,76.95,0,{"v":0,"d":"0.00"},0,371.63,2.29,281,101310,{"$f":"'Honolulu TMY 3'!$D$5","v":2019},"01","09","09","01/09/2019 09:00","2019-01-08T23:00:00",74.22800000000001]
["20070109:1000",23.44,77.55,0,{"v":0,"d":"0.00"},0,372.27,{"v":2,"d":"2.00"},283,101280,{"$f":"'Honolulu TMY 3'!$D$5","v":2019},"01","09","10","01/09/2019 10:00","2019-01-09",74.19200000000001]
["20070109:1100",23.42,78.14,0,{"v":0,"d":"0.00"},0,{"v":372.9,"d":"372.90"},1.72,284,101250,{"$f":"'Honolulu TMY 3'!$D$5","v":2019},"01","09","11","01/09/2019 11:00","2019-01-09T01:00:00",74.156]
["20070109:1200",23.35,78.03,0,{"v":0,"d":"0.00"},0,372.72,1.74,274,101210,{"$f":"'Honolulu TMY 3'!$D$5","v":2019},"01","09","12","01/09/2019 12:00","2019-01-09T02:00:00",74.03]
["20070109:1300",23.27,77.91,0,{"v":0,"d":"0.00"},0,372.53,1.76,264,101170,{"$f":"'Honolulu TMY 3'!$D$5","v":2019},"01","09","13","01/09/2019 13:00","2019-01-09T03:00:00",73.886]
["20070109:1400",{"v":23.2,"d":"23.20"},{"v":77.8,"d":"77.80"},0,{"v":0,"d":"0.00"},0,372.35,1.78,254,101130,{"$f":"'Honolulu TMY 3'!$D$5","v":2019},"01","09","14","01/09/2019 14:00","2019-01-09T04:00:00",73.75999999999999]
["20070109:1500",23.23,{"v":77.9,"d":"77.90"},0,{"v":0,"d":"0.00"},0,372.02,2.74,240,101157,{"$f":"'Honolulu TMY 3'!$D$5","v":2019},"01","09","15","01/09/2019 15:00","2019-01-09T05:00:00",73.814]
["20070109:1600",23.26,{"v":78,"d":"78.00"},0,{"v":0,"d":"0.00"},0,371.68,3.71,226,101183,{"$f":"'Honolulu TMY 3'!$D$5","v":2019},"01","09","16","01/09/2019 16:00","2019-01-09T06:00:00",73.868]
["20070109:1700",{"v":23.3,"d":"23.30"},{"v":78.1,"d":"78.10"},0,{"v":0,"d":"0.00"},0,371.35,4.68,211,101210,{"$f":"'Honolulu TMY 3'!$D$5","v":2019},"01","09","17","01/09/2019 17:00","2019-01-09T07:00:00",73.94]
["20070109:1800",23.39,77.69,117,394.93,52,371.52,5.01,212,101223,{"$f":"'Honolulu TMY 3'!$D$5","v":2019},"01","09","18","01/09/2019 18:00","2019-01-09T08:00:00",74.102]
["20070109:1900",23.49,77.29,236,247.49,146,371.68,5.35,214,101237,{"$f":"'Honolulu TMY 3'!$D$5","v":2019},"01","09","19","01/09/2019 19:00","2019-01-09T09:00:00",74.282]
["20070109:2000",23.59,76.88,435,454.01,195,371.85,5.68,215,101250,{"$f":"'Honolulu TMY 3'!$D$5","v":2019},"01","09","20","01/09/2019 20:00","2019-01-09T10:00:00",74.462]
["20070109:2100",23.79,76.78,358,86.39,302,371.03,6.13,222,101190,{"$f":"'Honolulu TMY 3'!$D$5","v":2019},"01","09","21","01/09/2019 21:00","2019-01-09T11:00:00",74.822]
["20070109:2200",23.99,76.69,740,{"v":876.3,"d":"876.30"},114,370.22,6.57,228,101130,{"$f":"'Honolulu TMY 3'!$D$5","v":2019},"01","09","22","01/09/2019 22:00","2019-01-09T12:00:00",75.18199999999999]
["20070109:2300",24.19,76.59,751,880.29,115,{"v":369.4,"d":"369.40"},7.02,235,101070,{"$f":"'Honolulu TMY 3'!$D$5","v":2019},"01","09","23","01/09/2019 23:00","2019-01-09T13:00:00",75.542]
["20070110:0000",24.28,75.93,692,{"v":860.2,"d":"860.20"},112,368.67,7.02,236,101030,{"$f":"'Honolulu TMY 3'!$D$5","v":2019},"01","10","00","01/10/2019 00:00","2019-01-09T14:00:00",75.70400000000001]
["20070110:0100",24.36,75.26,264,43.94,239,367.93,7.02,236,100990,{"$f":"'Honolulu TMY 3'!$D$5","v":2019},"01","10","01","01/10/2019 01:00","2019-01-09T15:00:00",75.848]
["20070110:0200",24.45,{"v":74.6,"d":"74.60"},387,714.64,90,{"v":367.2,"d":"367.20"},7.02,237,100950,{"$f":"'Honolulu TMY 3'!$D$5","v":2019},"01","10","02","01/10/2019 02:00","2019-01-09T16:00:00",76.00999999999999]
["20070110:0300",24.41,74.82,52,{"v":0,"d":"0.00"},52,367.73,6.78,240,101023,{"$f":"'Honolulu TMY 3'!$D$5","v":2019},"01","10","03","01/10/2019 03:00","2019-01-09T17:00:00",75.938]
["20070110:0400",24.36,75.03,0,{"v":0,"d":"0.00"},0,368.27,6.54,242,101097,{"$f":"'Honolulu TMY 3'!$D$5","v":2019},"01","10","04","01/10/2019 04:00","2019-01-09T18:00:00",75.848]
["20070110:0500",24.32,75.25,0,{"v":0,"d":"0.00"},0,{"v":368.8,"d":"368.80"},{"v":6.3,"d":"6.30"},245,101170,{"$f":"'Honolulu TMY 3'!$D$5","v":2019},"01","10","05","01/10/2019 05:00","2019-01-09T19:00:00",75.77600000000001]
["20070110:0600",24.21,75.75,0,{"v":0,"d":"0.00"},0,{"v":369.5,"d":"369.50"},6.08,252,101210,{"$f":"'Honolulu TMY 3'!$D$5","v":2019},"01","10","06","01/10/2019 06:00","2019-01-09T20:00:00",75.578]
["20070110:0700",{"v":24.1,"d":"24.10"},76.25,0,{"v":0,"d":"0.00"},0,{"v":370.2,"d":"370.20"},5.86,258,101250,{"$f":"'Honolulu TMY 3'!$D$5","v":2019},"01","10","07","01/10/2019 07:00","2019-01-09T21:00:00",75.38]
["20070110:0800",{"v":24,"d":"24.00"},76.75,0,{"v":0,"d":"0.00"},0,{"v":370.9,"d":"370.90"},5.64,264,101290,{"$f":"'Honolulu TMY 3'!$D$5","v":2019},"01","10","08","01/10/2019 08:00","2019-01-09T22:00:00",75.2]
["20070110:0900",24.03,76.68,0,{"v":0,"d":"0.00"},0,371.98,5.37,268,101263,{"$f":"'Honolulu TMY 3'!$D$5","v":2019},"01","10","09","01/10/2019 09:00","2019-01-09T23:00:00",75.254]
["20070110:1000",24.06,76.62,0,{"v":0,"d":"0.00"},0,373.07,5.11,271,101237,{"$f":"'Honolulu TMY 3'!$D$5","v":2019},"01","10","10","01/10/2019 10:00","2019-01-10",75.30799999999999]
["20070110:1100",24.09,76.55,0,{"v":0,"d":"0.00"},0,374.15,4.84,275,101210,{"$f":"'Honolulu TMY 3'!$D$5","v":2019},"01","10","11","01/10/2019 11:00","2019-01-10T01:00:00",75.362]
["20070110:1200",24.11,{"v":76.4,"d":"76.40"},0,{"v":0,"d":"0.00"},0,373.38,4.86,262,101173,{"$f":"'Honolulu TMY 3'!$D$5","v":2019},"01","10","12","01/10/2019 12:00","2019-01-10T02:00:00",75.398]
["20070110:1300",24.12,76.24,0,{"v":0,"d":"0.00"},0,372.62,4.89,249,101137,{"$f":"'Honolulu TMY 3'!$D$5","v":2019},"01","10","13","01/10/2019 13:00","2019-01-10T03:00:00",75.416]
["20070110:1400",24.14,76.09,0,{"v":0,"d":"0.00"},0,371.85,4.91,236,101100,{"$f":"'Honolulu TMY 3'!$D$5","v":2019},"01","10","14","01/10/2019 14:00","2019-01-10T04:00:00",75.452]
["20070110:1500",24.14,76.42,0,{"v":0,"d":"0.00"},0,371.53,4.86,237,101153,{"$f":"'Honolulu TMY 3'!$D$5","v":2019},"01","10","15","01/10/2019 15:00","2019-01-10T05:00:00",75.452]
["20070110:1600",24.15,76.74,0,{"v":0,"d":"0.00"},0,371.22,{"v":4.8,"d":"4.80"},237,101207,{"$f":"'Honolulu TMY 3'!$D$5","v":2019},"01","10","16","01/10/2019 16:00","2019-01-10T06:00:00",75.47]
["20070110:1700",24.16,77.07,0,{"v":0,"d":"0.00"},0,{"v":370.9,"d":"370.90"},4.74,237,101260,{"$f":"'Honolulu TMY 3'!$D$5","v":2019},"01","10","17","01/10/2019 17:00","2019-01-10T07:00:00",75.488]
["20070110:1800",{"v":24.2,"d":"24.20"},77.85,116,389.43,52,370.62,{"v":4.8,"d":"4.80"},242,101297,{"$f":"'Honolulu TMY 3'!$D$5","v":2019},"01","10","18","01/10/2019 18:00","2019-01-10T08:00:00",75.56]
["20070110:1900",24.24,78.63,203,137.44,153,370.33,4.86,248,101333,{"$f":"'Honolulu TMY 3'!$D$5","v":2019},"01","10","19","01/10/2019 19:00","2019-01-10T09:00:00",75.632]
["20070110:2000",24.29,79.41,222,26.45,208,370.05,4.92,253,101370,{"$f":"'Honolulu TMY 3'!$D$5","v":2019},"01","10","20","01/10/2019 20:00","2019-01-10T10:00:00",75.72200000000001]
["20070110:2100",24.21,81.11,291,33.88,269,370.05,4.09,261,101320,{"$f":"'Honolulu TMY 3'!$D$5","v":2019},"01","10","21","01/10/2019 21:00","2019-01-10T11:00:00",75.578]
["20070110:2200",24.12,82.81,98,{"v":0,"d":"0.00"},98,370.05,3.26,268,101270,{"$f":"'Honolulu TMY 3'!$D$5","v":2019},"01","10","22","01/10/2019 22:00","2019-01-10T12:00:00",75.416]
["20070110:2300",24.04,84.51,87,{"v":0,"d":"0.00"},87,370.05,2.43,275,101220,{"$f":"'Honolulu TMY 3'!$D$5","v":2019},"01","10","23","01/10/2019 23:00","2019-01-10T13:00:00",75.27199999999999]
["20070111:0000",{"v":24,"d":"24.00"},81.91,63,{"v":0,"d":"0.00"},63,370.12,3.33,295,101233,{"$f":"'Honolulu TMY 3'!$D$5","v":2019},"01","11","00","01/11/2019 00:00","2019-01-10T14:00:00",75.2]
["20070111:0100",23.95,79.31,58,{"v":0,"d":"0.00"},58,370.18,4.23,315,101247,{"$f":"'Honolulu TMY 3'!$D$5","v":2019},"01","11","01","01/11/2019 01:00","2019-01-10T15:00:00",75.11]
["20070111:0200",23.91,76.71,35,{"v":0,"d":"0.00"},35,370.25,5.13,334,101260,{"$f":"'Honolulu TMY 3'!$D$5","v":2019},"01","11","02","01/11/2019 02:00","2019-01-10T16:00:00",75.03800000000001]
["20070111:0300",23.83,75.11,66,{"v":0,"d":"0.00"},66,{"v":371.1,"d":"371.10"},5.58,347,101323,{"$f":"'Honolulu TMY 3'!$D$5","v":2019},"01","11","03","01/11/2019 03:00","2019-01-10T17:00:00",74.894]
["20070111:0400",23.75,{"v":73.5,"d":"73.50"},0,{"v":0,"d":"0.00"},0,371.95,6.03,360,101387,{"$f":"'Honolulu TMY 3'!$D$5","v":2019},"01","11","04","01/11/2019 04:00","2019-01-10T18:00:00",74.75]
["20070111:0500",23.67,{"v":71.9,"d":"71.90"},0,{"v":0,"d":"0.00"},0,{"v":372.8,"d":"372.80"},6.48,13,101450,{"$f":"'Honolulu TMY 3'!$D$5","v":2019},"01","11","05","01/11/2019 05:00","2019-01-10T19:00:00",74.606]
["20070111:0600",{"v":23.6,"d":"23.60"},70.53,0,{"v":0,"d":"0.00"},0,372.35,6.63,18,101490,{"$f":"'Honolulu TMY 3'!$D$5","v":2019},"01","11","06","01/11/2019 06:00","2019-01-10T20:00:00",74.48]
["20070111:0700",23.52,69.16,0,{"v":0,"d":"0.00"},0,{"v":371.9,"d":"371.90"},6.79,24,101530,{"$f":"'Honolulu TMY 3'!$D$5","v":2019},"01","11","07","01/11/2019 07:00","2019-01-10T21:00:00",74.336]
["20070111:0800",23.45,67.79,0,{"v":0,"d":"0.00"},0,371.45,6.94,29,101570,{"$f":"'Honolulu TMY 3'!$D$5","v":2019},"01","11","08","01/11/2019 08:00","2019-01-10T22:00:00",74.21000000000001]
["20070111:0900",23.39,67.32,0,{"v":0,"d":"0.00"},0,372.33,6.63,32,101566,{"$f":"'Honolulu TMY 3'!$D$5","v":2019},"01","11","09","01/11/2019 09:00","2019-01-10T23:00:00",74.102]
["20070111:1000",23.34,66.84,0,{"v":0,"d":"0.00"},0,373.22,6.31,34,101563,{"$f":"'Honolulu TMY 3'!$D$5","v":2019},"01","11","10","01/11/2019 10:00","2019-01-11",74.012]
["20070111:1100",23.29,66.37,0,{"v":0,"d":"0.00"},0,{"v":374.1,"d":"374.10"},{"v":6,"d":"6.00"},37,101560,{"$f":"'Honolulu TMY 3'!$D$5","v":2019},"01","11","11","01/11/2019 11:00","2019-01-11T01:00:00",73.922]
["20070111:1200",23.29,67.36,0,{"v":0,"d":"0.00"},0,373.92,6.05,40,101540,{"$f":"'Honolulu TMY 3'!$D$5","v":2019},"01","11","12","01/11/2019 12:00","2019-01-11T02:00:00",73.922]
["20070111:1300",23.29,68.34,0,{"v":0,"d":"0.00"},0,373.73,{"v":6.1,"d":"6.10"},43,101520,{"$f":"'Honolulu TMY 3'!$D$5","v":2019},"01","11","13","01/11/2019 13:00","2019-01-11T03:00:00",73.922]
["20070111:1400",23.29,69.33,0,{"v":0,"d":"0.00"},0,373.55,6.15,46,101500,{"$f":"'Honolulu TMY 3'!$D$5","v":2019},"01","11","14","01/11/2019 14:00","2019-01-11T04:00:00",73.922]
["20070111:1500",23.27,69.08,0,{"v":0,"d":"0.00"},0,375.92,6.09,46,101566,{"$f":"'Honolulu TMY 3'!$D$5","v":2019},"01","11","15","01/11/2019 15:00","2019-01-11T05:00:00",73.886]
["20070111:1600",23.25,68.82,0,{"v":0,"d":"0.00"},0,378.28,6.03,46,101633,{"$f":"'Honolulu TMY 3'!$D$5","v":2019},"01","11","16","01/11/2019 16:00","2019-01-11T06:00:00",73.85]
["20070111:1700",23.24,68.57,0,{"v":0,"d":"0.00"},0,380.65,5.97,46,101700,{"$f":"'Honolulu TMY 3'!$D$5","v":2019},{"$f":"MID(A275,5,2)","v":"01"},{"$f":"MID(A275,7,2)","v":"11"},{"$f":"MID(A275,10,2)","v":"17"},{"$f":"L275&\"/\"&M275&\"/\"&K275&\" \"&N275&\":00\"","v":"01/11/2019 17:00"},{"$f":"(DATEVALUE(O275)+TIMEVALUE(O275))+($P$16/24)","v":"2019-01-11T07:00:00"},{"$f":"((9/5)*B275)+32","v":73.832}]
["20070111:1800",23.25,68.08,16,{"v":0,"d":"0.00"},16,380.12,6.16,45,101746,{"$f":"'Honolulu TMY 3'!$D$5","v":2019},"01","11","18","01/11/2019 18:00","2019-01-11T08:00:00",73.85]
["20070111:1900",23.26,{"v":67.6,"d":"67.60"},240,247.23,150,379.58,6.34,44,101793,{"$f":"'Honolulu TMY 3'!$D$5","v":2019},"01","11","19","01/11/2019 19:00","2019-01-11T09:00:00",73.868]
["20070111:2000",23.27,67.11,325,154.75,243,379.05,6.52,43,101840,{"$f":"'Honolulu TMY 3'!$D$5","v":2019},"01","11","20","01/11/2019 20:00","2019-01-11T10:00:00",73.886]
["20070111:2100",{"v":23.4,"d":"23.40"},66.92,370,96.86,307,378.03,6.22,43,101783,{"$f":"'Honolulu TMY 3'!$D$5","v":2019},"01","11","21","01/11/2019 21:00","2019-01-11T11:00:00",74.12]
["20070111:2200",23.52,66.72,754,889.31,116,377.02,5.92,43,101726,{"$f":"'Honolulu TMY 3'!$D$5","v":2019},"01","11","22","01/11/2019 22:00","2019-01-11T12:00:00",74.336]
["20070111:2300",23.65,66.53,766,893.54,117,{"v":376,"d":"376.00"},5.61,43,101670,{"$f":"'Honolulu TMY 3'!$D$5","v":2019},"01","11","23","01/11/2019 23:00","2019-01-11T13:00:00",74.57]
["20070112:0000",23.62,67.31,706,{"v":873.5,"d":"873.50"},113,375.93,6.17,40,101640,{"$f":"'Honolulu TMY 3'!$D$5","v":2019},"01","12","00","01/12/2019 00:00","2019-01-11T14:00:00",74.516]
["20070112:0100",23.59,68.08,480,456.44,218,375.87,6.74,37,101610,{"$f":"'Honolulu TMY 3'!$D$5","v":2019},"01","12","01","01/12/2019 01:00","2019-01-11T15:00:00",74.462]
["20070112:0200",23.57,68.86,398,729.42,91,{"v":375.8,"d":"375.80"},{"v":7.3,"d":"7.30"},35,101580,{"$f":"'Honolulu TMY 3'!$D$5","v":2019},"01","12","02","01/12/2019 02:00","2019-01-11T16:00:00",74.426]
["20070112:0300",23.48,68.78,187,526.24,66,{"v":376.2,"d":"376.20"},7.16,37,101640,{"$f":"'Honolulu TMY 3'!$D$5","v":2019},"01","12","03","01/12/2019 03:00","2019-01-11T17:00:00",74.26400000000001]
["20070112:0400",23.39,68.71,0,{"v":0,"d":"0.00"},0,{"v":376.6,"d":"376.60"},7.03,40,101700,{"$f":"'Honolulu TMY 3'!$D$5","v":2019},"01","12","04","01/12/2019 04:00","2019-01-11T18:00:00",74.102]
["20070112:0500",{"v":23.3,"d":"23.30"},68.63,0,{"v":0,"d":"0.00"},0,{"v":377,"d":"377.00"},{"v":6.9,"d":"6.90"},42,101760,{"$f":"'Honolulu TMY 3'!$D$5","v":2019},"01","12","05","01/12/2019 05:00","2019-01-11T19:00:00",73.94]
["20070112:0600",23.22,68.44,0,{"v":0,"d":"0.00"},0,374.87,{"v":6.9,"d":"6.90"},48,101780,{"$f":"'Honolulu TMY 3'!$D$5","v":2019},"01","12","06","01/12/2019 06:00","2019-01-11T20:00:00",73.79599999999999]
["20070112:0700",23.14,68.25,0,{"v":0,"d":"0.00"},0,372.73,{"v":6.9,"d":"6.90"},53,101800,{"$f":"'Honolulu TMY 3'!$D$5","v":2019},"01","12","07","01/12/2019 07:00","2019-01-11T21:00:00",73.652]
["20070112:0800",23.07,68.06,0,{"v":0,"d":"0.00"},0,{"v":370.6,"d":"370.60"},{"v":6.9,"d":"6.90"},58,101820,{"$f":"'Honolulu TMY 3'!$D$5","v":2019},"01","12","08","01/12/2019 08:00","2019-01-11T22:00:00",73.52600000000001]
["20070112:0900",23.06,68.55,0,{"v":0,"d":"0.00"},0,369.05,6.44,61,101783,{"$f":"'Honolulu TMY 3'!$D$5","v":2019},"01","12","09","01/12/2019 09:00","2019-01-11T23:00:00",73.508]
["20070112:1000",23.05,69.04,0,{"v":0,"d":"0.00"},0,{"v":367.5,"d":"367.50"},5.98,64,101746,{"$f":"'Honolulu TMY 3'!$D$5","v":2019},"01","12","10","01/12/2019 10:00","2019-01-12",73.49000000000001]
["20070112:1100",23.04,69.53,0,{"v":0,"d":"0.00"},0,365.95,5.52,67,101710,{"$f":"'Honolulu TMY 3'!$D$5","v":2019},"01","12","11","01/12/2019 11:00","2019-01-12T01:00:00",73.47200000000001]
["20070112:1200",22.97,70.13,0,{"v":0,"d":"0.00"},0,367.98,5.66,66,101670,{"$f":"'Honolulu TMY 3'!$D$5","v":2019},"01","12","12","01/12/2019 12:00","2019-01-12T02:00:00",73.346]
["20070112:1300",22.89,70.74,0,{"v":0,"d":"0.00"},0,370.02,{"v":5.8,"d":"5.80"},65,101630,{"$f":"'Honolulu TMY 3'!$D$5","v":2019},"01","12","13","01/12/2019 13:00","2019-01-12T03:00:00",73.202]
["20070112:1400",22.82,71.34,0,{"v":0,"d":"0.00"},0,372.05,5.94,64,101590,{"$f":"'Honolulu TMY 3'!$D$5","v":2019},"01","12","14","01/12/2019 14:00","2019-01-12T04:00:00",73.076]
["20070112:1500",22.83,71.15,0,{"v":0,"d":"0.00"},0,374.87,6.29,67,101640,{"$f":"'Honolulu TMY 3'!$D$5","v":2019},"01","12","15","01/12/2019 15:00","2019-01-12T05:00:00",73.094]
["20070112:1600",22.84,70.97,0,{"v":0,"d":"0.00"},0,377.68,6.63,70,101690,{"$f":"'Honolulu TMY 3'!$D$5","v":2019},"01","12","16","01/12/2019 16:00","2019-01-12T06:00:00",73.112]
["20070112:1700",22.85,70.78,0,{"v":0,"d":"0.00"},0,{"v":380.5,"d":"380.50"},6.97,73,101740,{"$f":"'Honolulu TMY 3'!$D$5","v":2019},"01","12","17","01/12/2019 17:00","2019-01-12T07:00:00",73.13]
["20070112:1800",22.94,69.95,119,402.21,53,379.43,{"v":6.8,"d":"6.80"},75,101776,{"$f":"'Honolulu TMY 3'!$D$5","v":2019},"01","12","18","01/12/2019 18:00","2019-01-12T08:00:00",73.292]
["20070112:1900",23.03,69.12,331,675.19,85,378.37,6.63,78,101813,{"$f":"'Honolulu TMY 3'!$D$5","v":2019},"01","12","19","01/12/2019 19:00","2019-01-12T09:00:00",73.45400000000001]
["20070112:2000",23.13,68.29,525,797.17,102,{"v":377.3,"d":"377.30"},6.47,80,101850,{"$f":"'Honolulu TMY 3'!$D$5","v":2019},"01","12","20","01/12/2019 20:00","2019-01-12T10:00:00",73.634]
["20070112:2100",23.36,67.47,671,859.41,111,378.78,{"v":5.1,"d":"5.10"},78,101773,{"$f":"'Honolulu TMY 3'!$D$5","v":2019},"01","12","21","01/12/2019 21:00","2019-01-12T11:00:00",74.048]
["20070112:2200",23.58,66.66,754,887.28,116,380.27,3.73,77,101696,{"$f":"'Honolulu TMY 3'!$D$5","v":2019},"01","12","22","01/12/2019 22:00","2019-01-12T12:00:00",74.44399999999999]
["20070112:2300",23.81,65.84,765,889.68,117,381.75,2.36,75,101620,{"$f":"'Honolulu TMY 3'!$D$5","v":2019},"01","12","23","01/12/2019 23:00","2019-01-12T13:00:00",74.858]
["20070113:0000",23.71,{"v":66.6,"d":"66.60"},704,867.48,113,380.57,2.02,68,101596,{"$f":"'Honolulu TMY 3'!$D$5","v":2019},"01","13","00","01/13/2019 00:00","2019-01-12T14:00:00",74.678]
["20070113:0100",{"v":23.6,"d":"23.60"},67.37,577,818.57,105,379.38,1.68,60,101573,{"$f":"'Honolulu TMY 3'!$D$5","v":2019},"01","13","01","01/13/2019 01:00","2019-01-12T15:00:00",74.48]
["20070113:0200",{"v":23.5,"d":"23.50"},68.13,396,720.04,91,{"v":378.2,"d":"378.20"},1.34,52,101550,{"$f":"'Honolulu TMY 3'!$D$5","v":2019},"01","13","02","01/13/2019 02:00","2019-01-12T16:00:00",74.30000000000001]
["20070113:0300",23.45,{"v":68.4,"d":"68.40"},186,515.87,66,377.28,1.29,41,101586,{"$f":"'Honolulu TMY 3'!$D$5","v":2019},"01","13","03","01/13/2019 03:00","2019-01-12T17:00:00",74.21000000000001]
["20070113:0400",23.39,68.67,10,{"v":0,"d":"0.00"},10,376.37,1.24,30,101623,{"$f":"'Honolulu TMY 3'!$D$5","v":2019},"01","13","04","01/13/2019 04:00","2019-01-12T18:00:00",74.102]
["20070113:0500",23.34,68.94,0,{"v":0,"d":"0.00"},0,375.45,1.19,19,101660,{"$f":"'Honolulu TMY 3'!$D$5","v":2019},"01","13","05","01/13/2019 05:00","2019-01-12T19:00:00",74.012]
["20070113:0600",23.23,69.02,0,{"v":0,"d":"0.00"},0,374.35,2.08,6,101686,{"$f":"'Honolulu TMY 3'!$D$5","v":2019},"01","13","06","01/13/2019 06:00","2019-01-12T20:00:00",73.814]
["20070113:0700",23.12,69.11,0,{"v":0,"d":"0.00"},0,373.25,2.97,353,101713,{"$f":"'Honolulu TMY 3'!$D$5","v":2019},"01","13","07","01/13/2019 07:00","2019-01-12T21:00:00",73.616]
["20070113:0800",23.02,69.19,0,{"v":0,"d":"0.00"},0,372.15,3.86,340,101740,{"$f":"'Honolulu TMY 3'!$D$5","v":2019},"01","13","08","01/13/2019 08:00","2019-01-12T22:00:00",73.436]
["20070113:0900",22.95,69.16,0,{"v":0,"d":"0.00"},0,370.88,3.31,336,101713,{"$f":"'Honolulu TMY 3'!$D$5","v":2019},"01","13","09","01/13/2019 09:00","2019-01-12T23:00:00",73.31]
["20070113:1000",22.89,69.13,0,{"v":0,"d":"0.00"},0,369.62,2.76,332,101686,{"$f":"'Honolulu TMY 3'!$D$5","v":2019},"01","13","10","01/13/2019 10:00","2019-01-13",73.202]
["20070113:1100",22.82,{"v":69.1,"d":"69.10"},0,{"v":0,"d":"0.00"},0,368.35,2.21,328,101660,{"$f":"'Honolulu TMY 3'!$D$5","v":2019},"01","13","11","01/13/2019 11:00","2019-01-13T01:00:00",73.076]
["20070113:1200",22.84,68.34,0,{"v":0,"d":"0.00"},0,367.68,3.43,321,101626,{"$f":"'Honolulu TMY 3'!$D$5","v":2019},"01","13","12","01/13/2019 12:00","2019-01-13T02:00:00",73.112]
["20070113:1300",22.85,67.59,0,{"v":0,"d":"0.00"},0,367.02,4.64,314,101593,{"$f":"'Honolulu TMY 3'!$D$5","v":2019},"01","13","13","01/13/2019 13:00","2019-01-13T03:00:00",73.13]
["20070113:1400",22.87,66.83,0,{"v":0,"d":"0.00"},0,366.35,5.86,307,101560,{"$f":"'Honolulu TMY 3'!$D$5","v":2019},"01","13","14","01/13/2019 14:00","2019-01-13T04:00:00",73.166]
["20070113:1500",22.92,66.61,0,{"v":0,"d":"0.00"},0,362.65,4.92,307,101590,{"$f":"'Honolulu TMY 3'!$D$5","v":2019},"01","13","15","01/13/2019 15:00","2019-01-13T05:00:00",73.256]
["20070113:1600",22.97,66.38,0,{"v":0,"d":"0.00"},0,358.95,3.98,306,101620,{"$f":"'Honolulu TMY 3'!$D$5","v":2019},"01","13","16","01/13/2019 16:00","2019-01-13T06:00:00",73.346]
["20070113:1700",23.03,66.16,0,{"v":0,"d":"0.00"},0,355.25,3.03,305,101650,{"$f":"'Honolulu TMY 3'!$D$5","v":2019},"01","13","17","01/13/2019 17:00","2019-01-13T07:00:00",73.45400000000001]
["20070113:1800",23.15,66.24,120,402.21,54,{"v":351.4,"d":"351.40"},{"v":3,"d":"3.00"},303,101656,{"$f":"'Honolulu TMY 3'!$D$5","v":2019},"01","13","18","01/13/2019 18:00","2019-01-13T08:00:00",73.67]
["20070113:1900",23.27,66.31,337,688.16,86,347.55,2.96,301,101663,{"$f":"'Honolulu TMY 3'!$D$5","v":2019},"01","13","19","01/13/2019 19:00","2019-01-13T09:00:00",73.886]
["20070113:2000",23.39,66.39,533,809.09,103,{"v":343.7,"d":"343.70"},2.92,299,101670,{"$f":"'Honolulu TMY 3'!$D$5","v":2019},"01","13","20","01/13/2019 20:00","2019-01-13T10:00:00",74.102]
["20070113:2100",23.49,66.47,681,{"v":871.5,"d":"871.50"},112,343.43,{"v":3.8,"d":"3.80"},301,101586,{"$f":"'Honolulu TMY 3'!$D$5","v":2019},"01","13","21","01/13/2019 21:00","2019-01-13T11:00:00",74.282]
["20070113:2200",23.59,66.55,767,901.81,117,343.17,4.68,304,101503,{"$f":"'Honolulu TMY 3'!$D$5","v":2019},"01","13","22","01/13/2019 22:00","2019-01-13T12:00:00",74.462]
["20070113:2300",23.69,66.63,782,909.03,118,{"v":342.9,"d":"342.90"},5.56,306,101420,{"$f":"'Honolulu TMY 3'!$D$5","v":2019},"01","13","23","01/13/2019 23:00","2019-01-13T13:00:00",74.642]
["20070114:0000",23.67,{"v":66.6,"d":"66.60"},723,889.22,115,{"v":343.2,"d":"343.20"},5.98,306,101400,{"$f":"'Honolulu TMY 3'!$D$5","v":2019},"01","14","00","01/14/2019 00:00","2019-01-13T14:00:00",74.606]
["20070114:0100",23.65,66.58,596,844.15,107,{"v":343.5,"d":"343.50"},{"v":6.4,"d":"6.40"},306,101380,{"$f":"'Honolulu TMY 3'!$D$5","v":2019},"01","14","01","01/14/2019 01:00","2019-01-13T15:00:00",74.57]
["20070114:0200",23.64,66.55,412,748.24,93,{"v":343.8,"d":"343.80"},6.81,305,101360,{"$f":"'Honolulu TMY 3'!$D$5","v":2019},"01","14","02","01/14/2019 02:00","2019-01-13T16:00:00",74.55199999999999]
["20070114:0300",23.44,67.53,195,539.67,68,345.67,7.15,311,101437,{"$f":"'Honolulu TMY 3'!$D$5","v":2019},"01","14","03","01/14/2019 03:00","2019-01-13T17:00:00",74.19200000000001]
["20070114:0400",23.23,{"v":68.5,"d":"68.50"},12,{"v":0,"d":"0.00"},12,347.53,7.49,317,101513,{"$f":"'Honolulu TMY 3'!$D$5","v":2019},"01","14","04","01/14/2019 04:00","2019-01-13T18:00:00",73.814]
["20070114:0500",23.03,69.48,0,{"v":0,"d":"0.00"},0,{"v":349.4,"d":"349.40"},7.83,322,101590,{"$f":"'Honolulu TMY 3'!$D$5","v":2019},"01","14","05","01/14/2019 05:00","2019-01-13T19:00:00",73.45400000000001]
["20070114:0600",22.76,69.85,0,{"v":0,"d":"0.00"},0,356.02,7.83,327,101636,{"$f":"'Honolulu TMY 3'!$D$5","v":2019},"01","14","06","01/14/2019 06:00","2019-01-13T20:00:00",72.968]
["20070114:0700",22.48,70.21,0,{"v":0,"d":"0.00"},0,362.63,7.82,331,101683,{"$f":"'Honolulu TMY 3'!$D$5","v":2019},"01","14","07","01/14/2019 07:00","2019-01-13T21:00:00",72.464]
["20070114:0800",22.21,70.58,0,{"v":0,"d":"0.00"},0,369.25,7.81,336,101730,{"$f":"'Honolulu TMY 3'!$D$5","v":2019},"01","14","08","01/14/2019 08:00","2019-01-13T22:00:00",71.97800000000001]
["20070114:0900",21.96,69.55,0,{"v":0,"d":"0.00"},0,{"v":372.4,"d":"372.40"},7.85,336,101730,{"$f":"'Honolulu TMY 3'!$D$5","v":2019},{"$f":"MID(A339,5,2)","v":"01"},{"$f":"MID(A339,7,2)","v":"14"},{"$f":"MID(A339,10,2)","v":"09"},{"$f":"L339&\"/\"&M339&\"/\"&K339&\" \"&N339&\":00\"","v":"01/14/2019 09:00"},{"$f":"(DATEVALUE(O339)+TIMEVALUE(O339))+($P$16/24)","v":"2019-01-13T23:00:00"},{"$f":"((9/5)*B339)+32","v":71.528}]
["20070114:1000",21.72,68.51,0,{"v":0,"d":"0.00"},0,375.55,{"v":7.9,"d":"7.90"},337,101730,{"$f":"'Honolulu TMY 3'!$D$5","v":2019},"01","14","10","01/14/2019 10:00","2019-01-14",71.096]
["20070114:1100",21.47,67.48,0,{"v":0,"d":"0.00"},0,{"v":378.7,"d":"378.70"},7.94,338,101730,{"$f":"'Honolulu TMY 3'!$D$5","v":2019},"01","14","11","01/14/2019 11:00","2019-01-14T01:00:00",70.646]
["20070114:1200",21.48,68.74,0,{"v":0,"d":"0.00"},0,371.85,8.15,339,101726,{"$f":"'Honolulu TMY 3'!$D$5","v":2019},"01","14","12","01/14/2019 12:00","2019-01-14T02:00:00",70.664]
["20070114:1300",21.49,70.01,0,{"v":0,"d":"0.00"},0,{"v":365,"d":"365.00"},8.35,339,101723,{"$f":"'Honolulu TMY 3'!$D$5","v":2019},"01","14","13","01/14/2019 13:00","2019-01-14T03:00:00",70.68199999999999]
["20070114:1400",{"v":21.5,"d":"21.50"},71.27,0,{"v":0,"d":"0.00"},0,358.15,8.55,340,101720,{"$f":"'Honolulu TMY 3'!$D$5","v":2019},"01","14","14","01/14/2019 14:00","2019-01-14T04:00:00",70.7]
["20070114:1500",21.22,71.44,0,{"v":0,"d":"0.00"},0,359.93,8.57,346,101776,{"$f":"'Honolulu TMY 3'!$D$5","v":2019},"01","14","15","01/14/2019 15:00","2019-01-14T05:00:00",70.196]
["20070114:1600",20.94,71.62,0,{"v":0,"d":"0.00"},0,361.72,8.59,351,101833,{"$f":"'Honolulu TMY 3'!$D$5","v":2019},"01","14","16","01/14/2019 16:00","2019-01-14T06:00:00",69.69200000000001]
["20070114:1700",20.67,71.79,0,{"v":0,"d":"0.00"},0,{"v":363.5,"d":"363.50"},8.61,357,101890,{"$f":"'Honolulu TMY 3'!$D$5","v":2019},"01","14","17","01/14/2019 17:00","2019-01-14T07:00:00",69.206]
["20070114:1800",20.54,70.34,119,402.02,53,362.82,8.54,2,101920,{"$f":"'Honolulu TMY 3'!$D$5","v":2019},"01","14","18","01/14/2019 18:00","2019-01-14T08:00:00",68.97200000000001]
["20070114:1900",20.42,68.88,334,681.77,85,362.13,8.48,8,101950,{"$f":"'Honolulu TMY 3'!$D$5","v":2019},"01","14","19","01/14/2019 19:00","2019-01-14T09:00:00",68.756]
["20070114:2000",{"v":20.3,"d":"20.30"},67.43,360,{"v":225.4,"d":"225.40"},240,361.45,8.41,13,101980,{"$f":"'Honolulu TMY 3'!$D$5","v":2019},"01","14","20","01/14/2019 20:00","2019-01-14T10:00:00",68.53999999999999]
["20070114:2100",{"v":20.5,"d":"20.50"},66.71,681,868.14,113,353.23,7.98,17,101900,{"$f":"'Honolulu TMY 3'!$D$5","v":2019},"01","14","21","01/14/2019 21:00","2019-01-14T11:00:00",68.9]
["20070114:2200",{"v":20.7,"d":"20.70"},{"v":66,"d":"66.00"},767,898.19,118,345.02,7.54,20,101820,{"$f":"'Honolulu TMY 3'!$D$5","v":2019},"01","14","22","01/14/2019 22:00","2019-01-14T12:00:00",69.25999999999999]
["20070114:2300",{"v":20.9,"d":"20.90"},65.28,781,904.97,118,{"v":336.8,"d":"336.80"},{"v":7.1,"d":"7.10"},24,101740,{"$f":"'Honolulu TMY 3'!$D$5","v":2019},"01","14","23","01/14/2019 23:00","2019-01-14T13:00:00",69.62]
["20070115:0000",21.09,64.44,723,885.95,115,335.28,7.24,29,101703,{"$f":"'Honolulu TMY 3'!$D$5","v":2019},"01","15","00","01/15/2019 00:00","2019-01-14T14:00:00",69.962]
["20070115:0100",21.28,{"v":63.6,"d":"63.60"},595,838.51,107,333.77,7.38,34,101666,{"$f":"'Honolulu TMY 3'!$D$5","v":2019},"01","15","01","01/15/2019 01:00","2019-01-14T15:00:00",70.304]
["20070115:0200",21.47,62.76,412,743.39,93,332.25,7.52,38,101630,{"$f":"'Honolulu TMY 3'!$D$5","v":2019},"01","15","02","01/15/2019 02:00","2019-01-14T16:00:00",70.646]
["20070115:0300",21.54,63.04,198,546.06,68,332.52,7.87,43,101683,{"$f":"'Honolulu TMY 3'!$D$5","v":2019},"01","15","03","01/15/2019 03:00","2019-01-14T17:00:00",70.77199999999999]
["20070115:0400",{"v":21.6,"d":"21.60"},63.31,13,{"v":0,"d":"0.00"},13,332.78,8.22,47,101736,{"$f":"'Honolulu TMY 3'!$D$5","v":2019},"01","15","04","01/15/2019 04:00","2019-01-14T18:00:00",70.88]
["20070115:0500",21.67,63.59,0,{"v":0,"d":"0.00"},0,333.05,8.57,52,101790,{"$f":"'Honolulu TMY 3'!$D$5","v":2019},"01","15","05","01/15/2019 05:00","2019-01-14T19:00:00",71.006]
["20070115:0600",21.72,63.94,0,{"v":0,"d":"0.00"},0,{"v":334.8,"d":"334.80"},8.57,55,101823,{"$f":"'Honolulu TMY 3'!$D$5","v":2019},"01","15","06","01/15/2019 06:00","2019-01-14T20:00:00",71.096]
["20070115:0700",21.77,64.28,0,{"v":0,"d":"0.00"},0,336.55,8.57,58,101856,{"$f":"'Honolulu TMY 3'!$D$5","v":2019},"01","15","07","01/15/2019 07:00","2019-01-14T21:00:00",71.186]
["20070115:0800",21.82,64.63,0,{"v":0,"d":"0.00"},0,{"v":338.3,"d":"338.30"},8.58,62,101890,{"$f":"'Honolulu TMY 3'!$D$5","v":2019},"01","15","08","01/15/2019 08:00","2019-01-14T22:00:00",71.27600000000001]
["20070115:0900",21.92,65.05,0,{"v":0,"d":"0.00"},0,346.45,7.74,65,101870,{"$f":"'Honolulu TMY 3'!$D$5","v":2019},"01","15","09","01/15/2019 09:00","2019-01-14T23:00:00",71.456]
["20070115:1000",22.03,65.46,0,{"v":0,"d":"0.00"},0,{"v":354.6,"d":"354.60"},6.91,67,101850,{"$f":"'Honolulu TMY 3'!$D$5","v":2019},"01","15","10","01/15/2019 10:00","2019-01-15",71.654]
["20070115:1100",22.13,65.88,0,{"v":0,"d":"0.00"},0,362.75,6.07,70,101830,{"$f":"'Honolulu TMY 3'!$D$5","v":2019},"01","15","11","01/15/2019 11:00","2019-01-15T01:00:00",71.834]
["20070115:1200",22.15,65.59,0,{"v":0,"d":"0.00"},0,365.47,6.27,73,101796,{"$f":"'Honolulu TMY 3'!$D$5","v":2019},"01","15","12","01/15/2019 12:00","2019-01-15T02:00:00",71.87]
["20070115:1300",22.17,65.31,0,{"v":0,"d":"0.00"},0,368.18,6.47,76,101763,{"$f":"'Honolulu TMY 3'!$D$5","v":2019},"01","15","13","01/15/2019 13:00","2019-01-15T03:00:00",71.906]
["20070115:1400",22.19,65.02,0,{"v":0,"d":"0.00"},0,{"v":370.9,"d":"370.90"},6.68,78,101730,{"$f":"'Honolulu TMY 3'!$D$5","v":2019},"01","15","14","01/15/2019 14:00","2019-01-15T04:00:00",71.94200000000001]
["20070115:1500",{"v":22.3,"d":"22.30"},64.81,0,{"v":0,"d":"0.00"},0,377.27,6.85,79,101770,{"$f":"'Honolulu TMY 3'!$D$5","v":2019},"01","15","15","01/15/2019 15:00","2019-01-15T05:00:00",72.14]
["20070115:1600",22.42,{"v":64.6,"d":"64.60"},0,{"v":0,"d":"0.00"},0,383.63,7.02,79,101810,{"$f":"'Honolulu TMY 3'!$D$5","v":2019},"01","15","16","01/15/2019 16:00","2019-01-15T06:00:00",72.356]
["20070115:1700",22.54,64.39,0,{"v":0,"d":"0.00"},0,{"v":390,"d":"390.00"},7.19,80,101850,{"$f":"'Honolulu TMY 3'!$D$5","v":2019},"01","15","17","01/15/2019 17:00","2019-01-15T07:00:00",72.572]
["20070115:1800",22.63,64.37,118,395.55,53,390.72,7.29,80,101873,{"$f":"'Honolulu TMY 3'!$D$5","v":2019},"01","15","18","01/15/2019 18:00","2019-01-15T08:00:00",72.73400000000001]
["20070115:1900",22.73,64.36,331,672.51,85,391.43,7.39,80,101896,{"$f":"'Honolulu TMY 3'!$D$5","v":2019},"01","15","19","01/15/2019 19:00","2019-01-15T09:00:00",72.914]
["20070115:2000",22.83,64.34,526,{"v":794.9,"d":"794.90"},102,392.15,7.49,80,101920,{"$f":"'Honolulu TMY 3'!$D$5","v":2019},"01","15","20","01/15/2019 20:00","2019-01-15T10:00:00",73.094]
["20070115:2100",23.05,64.19,674,857.06,112,388.92,{"v":7.1,"d":"7.10"},81,101843,{"$f":"'Honolulu TMY 3'!$D$5","v":2019},"01","15","21","01/15/2019 21:00","2019-01-15T11:00:00",73.49000000000001]
["20070115:2200",23.26,64.05,759,{"v":886.2,"d":"886.20"},117,385.68,6.71,81,101766,{"$f":"'Honolulu TMY 3'!$D$5","v":2019},"01","15","22","01/15/2019 22:00","2019-01-15T12:00:00",73.868]
["20070115:2300",23.48,{"v":63.9,"d":"63.90"},774,892.69,118,382.45,6.32,81,101690,{"$f":"'Honolulu TMY 3'!$D$5","v":2019},"01","15","23","01/15/2019 23:00","2019-01-15T13:00:00",74.26400000000001]
["20070116:0000",23.36,63.62,715,872.46,114,372.85,6.46,80,101660,{"$f":"'Honolulu TMY 3'!$D$5","v":2019},"01","16","00","01/16/2019 00:00","2019-01-15T14:00:00",74.048]
["20070116:0100",23.24,63.35,590,{"v":826,"d":"826.00"},107,363.25,{"v":6.6,"d":"6.60"},79,101630,{"$f":"'Honolulu TMY 3'!$D$5","v":2019},"01","16","01","01/16/2019 01:00","2019-01-15T15:00:00",73.832]
["20070116:0200",23.13,63.07,409,{"v":731.6,"d":"731.60"},93,353.65,6.74,79,101600,{"$f":"'Honolulu TMY 3'!$D$5","v":2019},"01","16","02","01/16/2019 02:00","2019-01-15T16:00:00",73.634]
["20070116:0300",23.13,63.53,197,535.64,68,{"v":355.1,"d":"355.10"},6.72,78,101636,{"$f":"'Honolulu TMY 3'!$D$5","v":2019},"01","16","03","01/16/2019 03:00","2019-01-15T17:00:00",73.634]
["20070116:0400",23.13,63.99,13,{"v":0,"d":"0.00"},13,356.55,6.69,77,101673,{"$f":"'Honolulu TMY 3'!$D$5","v":2019},"01","16","04","01/16/2019 04:00","2019-01-15T18:00:00",73.634]
["20070116:0500",23.13,64.45,0,{"v":0,"d":"0.00"},0,{"v":358,"d":"358.00"},6.66,76,101710,{"$f":"'Honolulu TMY 3'!$D$5","v":2019},"01","16","05","01/16/2019 05:00","2019-01-15T19:00:00",73.634]
["20070116:0600",{"v":23.1,"d":"23.10"},64.77,0,{"v":0,"d":"0.00"},0,361.15,6.55,76,101733,{"$f":"'Honolulu TMY 3'!$D$5","v":2019},"01","16","06","01/16/2019 06:00","2019-01-15T20:00:00",73.58000000000001]
["20070116:0700",23.07,65.08,0,{"v":0,"d":"0.00"},0,{"v":364.3,"d":"364.30"},6.43,76,101756,{"$f":"'Honolulu TMY 3'!$D$5","v":2019},"01","16","07","01/16/2019 07:00","2019-01-15T21:00:00",73.52600000000001]
["20070116:0800",23.04,{"v":65.4,"d":"65.40"},0,{"v":0,"d":"0.00"},0,367.45,6.32,76,101780,{"$f":"'Honolulu TMY 3'!$D$5","v":2019},"01","16","08","01/16/2019 08:00","2019-01-15T22:00:00",73.47200000000001]
["20070116:0900",22.99,65.86,0,{"v":0,"d":"0.00"},0,369.68,6.23,74,101766,{"$f":"'Honolulu TMY 3'!$D$5","v":2019},"01","16","09","01/16/2019 09:00","2019-01-15T23:00:00",73.382]
["20070116:1000",22.94,66.33,0,{"v":0,"d":"0.00"},0,371.92,6.15,72,101753,{"$f":"'Honolulu TMY 3'!$D$5","v":2019},"01","16","10","01/16/2019 10:00","2019-01-16",73.292]
["20070116:1100",22.89,66.79,0,{"v":0,"d":"0.00"},0,374.15,6.07,70,101740,{"$f":"'Honolulu TMY 3'!$D$5","v":2019},"01","16","11","01/16/2019 11:00","2019-01-16T01:00:00",73.202]
["20070116:1200",22.74,66.83,0,{"v":0,"d":"0.00"},0,373.53,6.25,69,101700,{"$f":"'Honolulu TMY 3'!$D$5","v":2019},"01","16","12","01/16/2019 12:00","2019-01-16T02:00:00",72.93199999999999]
["20070116:1300",{"v":22.6,"d":"22.60"},66.88,0,{"v":0,"d":"0.00"},0,372.92,6.43,69,101660,{"$f":"'Honolulu TMY 3'!$D$5","v":2019},"01","16","13","01/16/2019 13:00","2019-01-16T03:00:00",72.68]
["20070116:1400",22.45,66.92,0,{"v":0,"d":"0.00"},0,{"v":372.3,"d":"372.30"},6.61,69,101620,{"$f":"'Honolulu TMY 3'!$D$5","v":2019},"01","16","14","01/16/2019 14:00","2019-01-16T04:00:00",72.41]
["20070116:1500",22.46,67.22,0,{"v":0,"d":"0.00"},0,376.27,6.74,70,101653,{"$f":"'Honolulu TMY 3'!$D$5","v":2019},"01","16","15","01/16/2019 15:00","2019-01-16T05:00:00",72.428]
["20070116:1600",22.47,67.51,0,{"v":0,"d":"0.00"},0,380.23,6.87,72,101686,{"$f":"'Honolulu TMY 3'!$D$5","v":2019},"01","16","16","01/16/2019 16:00","2019-01-16T06:00:00",72.446]
["20070116:1700",22.48,67.81,0,{"v":0,"d":"0.00"},0,{"v":384.2,"d":"384.20"},7.01,74,101720,{"$f":"'Honolulu TMY 3'!$D$5","v":2019},"01","16","17","01/16/2019 17:00","2019-01-16T07:00:00",72.464]
["20070116:1800",22.54,{"v":67.7,"d":"67.70"},118,394.97,53,385.93,{"v":7.2,"d":"7.20"},78,101733,{"$f":"'Honolulu TMY 3'!$D$5","v":2019},"01","16","18","01/16/2019 18:00","2019-01-16T08:00:00",72.572]
["20070116:1900",22.61,67.58,332,674.05,85,387.67,7.38,81,101746,{"$f":"'Honolulu TMY 3'!$D$5","v":2019},"01","16","19","01/16/2019 19:00","2019-01-16T09:00:00",72.69800000000001]
["20070116:2000",22.68,67.47,529,798.89,102,{"v":389.4,"d":"389.40"},7.57,85,101760,{"$f":"'Honolulu TMY 3'!$D$5","v":2019},"01","16","20","01/16/2019 20:00","2019-01-16T10:00:00",72.824]
["20070116:2100",22.88,67.72,679,862.67,112,385.33,6.74,84,101686,{"$f":"'Honolulu TMY 3'!$D$5","v":2019},"01","16","21","01/16/2019 21:00","2019-01-16T11:00:00",73.184]
["20070116:2200",23.07,67.96,765,892.08,117,381.27,5.92,84,101613,{"$f":"'Honolulu TMY 3'!$D$5","v":2019},"01","16","22","01/16/2019 22:00","2019-01-16T12:00:00",73.52600000000001]
["20070116:2300",23.27,68.21,779,896.67,118,{"v":377.2,"d":"377.20"},5.09,84,101540,{"$f":"'Honolulu TMY 3'!$D$5","v":2019},"01","16","23","01/16/2019 23:00","2019-01-16T13:00:00",73.886]
["20070117:0000",23.33,67.76,719,873.48,115,374.38,5.65,74,101513,{"$f":"'Honolulu TMY 3'!$D$5","v":2019},"01","17","00","01/17/2019 00:00","2019-01-16T14:00:00",73.994]
["20070117:0100",23.39,67.31,593,827.17,107,371.57,6.21,65,101486,{"$f":"'Honolulu TMY 3'!$D$5","v":2019},{"$f":"MID(A403,5,2)","v":"01"},{"$f":"MID(A403,7,2)","v":"17"},{"$f":"MID(A403,10,2)","v":"01"},{"$f":"L403&\"/\"&M403&\"/\"&K403&\" \"&N403&\":00\"","v":"01/17/2019 01:00"},{"$f":"(DATEVALUE(O403)+TIMEVALUE(O403))+($P$16/24)","v":"2019-01-16T15:00:00"},{"$f":"((9/5)*B403)+32","v":74.102}]
["20070117:0200",23.46,66.86,411,{"v":731.4,"d":"731.40"},93,368.75,6.77,55,101460,{"$f":"'Honolulu TMY 3'!$D$5","v":2019},"01","17","02","01/17/2019 02:00","2019-01-16T16:00:00",74.22800000000001]
["20070117:0300",23.45,67.01,199,537.73,68,370.37,6.91,61,101486,{"$f":"'Honolulu TMY 3'!$D$5","v":2019},"01","17","03","01/17/2019 03:00","2019-01-16T17:00:00",74.21000000000001]
["20070117:0400",23.45,67.15,14,{"v":0,"d":"0.00"},14,371.98,7.05,66,101513,{"$f":"'Honolulu TMY 3'!$D$5","v":2019},"01","17","04","01/17/2019 04:00","2019-01-16T18:00:00",74.21000000000001]
["20070117:0500",23.44,{"v":67.3,"d":"67.30"},0,{"v":0,"d":"0.00"},0,{"v":373.6,"d":"373.60"},7.19,72,101540,{"$f":"'Honolulu TMY 3'!$D$5","v":2019},"01","17","05","01/17/2019 05:00","2019-01-16T19:00:00",74.19200000000001]
["20070117:0600",{"v":23.4,"d":"23.40"},67.53,0,{"v":0,"d":"0.00"},0,373.48,6.86,74,101580,{"$f":"'Honolulu TMY 3'!$D$5","v":2019},"01","17","06","01/17/2019 06:00","2019-01-16T20:00:00",74.12]
["20070117:0700",23.36,67.77,0,{"v":0,"d":"0.00"},0,373.37,6.53,76,101620,{"$f":"'Honolulu TMY 3'!$D$5","v":2019},"01","17","07","01/17/2019 07:00","2019-01-16T21:00:00",74.048]
["20070117:0800",23.32,{"v":68,"d":"68.00"},0,{"v":0,"d":"0.00"},0,373.25,6.21,78,101660,{"$f":"'Honolulu TMY 3'!$D$5","v":2019},"01","17","08","01/17/2019 08:00","2019-01-16T22:00:00",73.976]
["20070117:0900",23.28,68.72,0,{"v":0,"d":"0.00"},0,374.95,5.72,75,101656,{"$f":"'Honolulu TMY 3'!$D$5","v":2019},"01","17","09","01/17/2019 09:00","2019-01-16T23:00:00",73.904]
["20070117:1000",23.24,69.45,0,{"v":0,"d":"0.00"},0,376.65,5.24,72,101653,{"$f":"'Honolulu TMY 3'!$D$5","v":2019},"01","17","10","01/17/2019 10:00","2019-01-17",73.832]
["20070117:1100",{"v":23.2,"d":"23.20"},70.17,0,{"v":0,"d":"0.00"},0,378.35,4.76,68,101650,{"$f":"'Honolulu TMY 3'!$D$5","v":2019},"01","17","11","01/17/2019 11:00","2019-01-17T01:00:00",73.75999999999999]
["20070117:1200",23.04,71.31,0,{"v":0,"d":"0.00"},0,380.73,4.93,58,101633,{"$f":"'Honolulu TMY 3'!$D$5","v":2019},"01","17","12","01/17/2019 12:00","2019-01-17T02:00:00",73.47200000000001]
["20070117:1300",22.89,72.44,0,{"v":0,"d":"0.00"},0,383.12,{"v":5.1,"d":"5.10"},47,101616,{"$f":"'Honolulu TMY 3'!$D$5","v":2019},"01","17","13","01/17/2019 13:00","2019-01-17T03:00:00",73.202]
["20070117:1400",22.73,73.58,0,{"v":0,"d":"0.00"},0,{"v":385.5,"d":"385.50"},5.27,37,101600,{"$f":"'Honolulu TMY 3'!$D$5","v":2019},"01","17","14","01/17/2019 14:00","2019-01-17T04:00:00",72.914]
["20070117:1500",{"v":22.7,"d":"22.70"},73.85,0,{"v":0,"d":"0.00"},0,386.98,5.19,41,101633,{"$f":"'Honolulu TMY 3'!$D$5","v":2019},"01","17","15","01/17/2019 15:00","2019-01-17T05:00:00",72.86]
["20070117:1600",22.68,74.12,0,{"v":0,"d":"0.00"},0,388.47,5.11,45,101666,{"$f":"'Honolulu TMY 3'!$D$5","v":2019},"01","17","16","01/17/2019 16:00","2019-01-17T06:00:00",72.824]
["20070117:1700",22.66,74.39,0,{"v":0,"d":"0.00"},0,389.95,5.03,49,101700,{"$f":"'Honolulu TMY 3'!$D$5","v":2019},"01","17","17","01/17/2019 17:00","2019-01-17T07:00:00",72.78800000000001]
["20070117:1800",22.75,73.56,30,{"v":0,"d":"0.00"},30,387.65,5.14,55,101713,{"$f":"'Honolulu TMY 3'!$D$5","v":2019},"01","17","18","01/17/2019 18:00","2019-01-17T08:00:00",72.95]
["20070117:1900",22.84,72.73,246,261.45,150,385.35,5.25,61,101726,{"$f":"'Honolulu TMY 3'!$D$5","v":2019},"01","17","19","01/17/2019 19:00","2019-01-17T09:00:00",73.112]
["20070117:2000",22.94,{"v":71.9,"d":"71.90"},527,{"v":793.4,"d":"793.40"},102,383.05,5.35,67,101740,{"$f":"'Honolulu TMY 3'!$D$5","v":2019},"01","17","20","01/17/2019 20:00","2019-01-17T10:00:00",73.292]
["20070117:2100",23.17,{"v":71.1,"d":"71.10"},677,857.51,112,380.85,4.44,67,101663,{"$f":"'Honolulu TMY 3'!$D$5","v":2019},"01","17","21","01/17/2019 21:00","2019-01-17T11:00:00",73.706]
["20070117:2200",23.41,70.31,766,890.97,117,378.65,3.52,68,101586,{"$f":"'Honolulu TMY 3'!$D$5","v":2019},"01","17","22","01/17/2019 22:00","2019-01-17T12:00:00",74.138]
["20070117:2300",23.64,69.51,783,899.21,118,376.45,2.61,69,101510,{"$f":"'Honolulu TMY 3'!$D$5","v":2019},"01","17","23","01/17/2019 23:00","2019-01-17T13:00:00",74.55199999999999]
["20070118:0000",23.64,69.63,726,880.17,115,{"v":369.5,"d":"369.50"},3.64,66,101490,{"$f":"'Honolulu TMY 3'!$D$5","v":2019},"01","18","00","01/18/2019 00:00","2019-01-17T14:00:00",74.55199999999999]
["20070118:0100",23.63,69.76,601,836.74,107,362.55,4.67,62,101470,{"$f":"'Honolulu TMY 3'!$D$5","v":2019},"01","18","01","01/18/2019 01:00","2019-01-17T15:00:00",74.53399999999999]
["20070118:0200",23.63,69.88,419,742.58,94,{"v":355.6,"d":"355.60"},{"v":5.7,"d":"5.70"},59,101450,{"$f":"'Honolulu TMY 3'!$D$5","v":2019},"01","18","02","01/18/2019 02:00","2019-01-17T16:00:00",74.53399999999999]
["20070118:0300",23.61,70.16,205,551.89,69,{"v":355.8,"d":"355.80"},6.24,60,101493,{"$f":"'Honolulu TMY 3'!$D$5","v":2019},"01","18","03","01/18/2019 03:00","2019-01-17T17:00:00",74.49799999999999]
["20070118:0400",{"v":23.6,"d":"23.60"},70.45,15,{"v":0,"d":"0.00"},15,{"v":356,"d":"356.00"},6.79,61,101536,{"$f":"'Honolulu TMY 3'!$D$5","v":2019},"01","18","04","01/18/2019 04:00","2019-01-17T18:00:00",74.48]
["20070118:0500",23.58,70.73,0,{"v":0,"d":"0.00"},0,{"v":356.2,"d":"356.20"},7.34,62,101580,{"$f":"'Honolulu TMY 3'!$D$5","v":2019},"01","18","05","01/18/2019 05:00","2019-01-17T19:00:00",74.44399999999999]
["20070118:0600",23.56,70.53,0,{"v":0,"d":"0.00"},0,359.92,7.62,62,101613,{"$f":"'Honolulu TMY 3'!$D$5","v":2019},"01","18","06","01/18/2019 06:00","2019-01-17T20:00:00",74.408]
["20070118:0700",23.54,70.34,0,{"v":0,"d":"0.00"},0,363.63,7.91,62,101646,{"$f":"'Honolulu TMY 3'!$D$5","v":2019},"01","18","07","01/18/2019 07:00","2019-01-17T21:00:00",74.372]
["20070118:0800",23.52,70.14,0,{"v":0,"d":"0.00"},0,367.35,8.19,62,101680,{"$f":"'Honolulu TMY 3'!$D$5","v":2019},"01","18","08","01/18/2019 08:00","2019-01-17T22:00:00",74.336]
["20070118:0900",23.47,69.78,0,{"v":0,"d":"0.00"},0,{"v":374.9,"d":"374.90"},7.76,63,101660,{"$f":"'Honolulu TMY 3'!$D$5","v":2019},"01","18","09","01/18/2019 09:00","2019-01-17T23:00:00",74.24600000000001]
["20070118:1000",23.43,69.42,0,{"v":0,"d":"0.00"},0,382.45,7.32,63,101640,{"$f":"'Honolulu TMY 3'!$D$5","v":2019},"01","18","10","01/18/2019 10:00","2019-01-18",74.174]
["20070118:1100",23.38,69.06,0,{"v":0,"d":"0.00"},0,{"v":390,"d":"390.00"},6.88,64,101620,{"$f":"'Honolulu TMY 3'!$D$5","v":2019},"01","18","11","01/18/2019 11:00","2019-01-18T01:00:00",74.084]
["20070118:1200",23.24,71.41,0,{"v":0,"d":"0.00"},0,388.57,6.94,62,101600,{"$f":"'Honolulu TMY 3'!$D$5","v":2019},"01","18","12","01/18/2019 12:00","2019-01-18T02:00:00",73.832]
["20070118:1300",{"v":23.1,"d":"23.10"},73.75,0,{"v":0,"d":"0.00"},0,387.13,{"v":7,"d":"7.00"},61,101580,{"$f":"'Honolulu TMY 3'!$D$5","v":2019},"01","18","13","01/18/2019 13:00","2019-01-18T03:00:00",73.58000000000001]
["20070118:1400",22.96,{"v":76.1,"d":"76.10"},0,{"v":0,"d":"0.00"},0,{"v":385.7,"d":"385.70"},7.06,60,101560,{"$f":"'Honolulu TMY 3'!$D$5","v":2019},"01","18","14","01/18/2019 14:00","2019-01-18T04:00:00",73.328]
["20070118:1500",22.97,76.22,0,{"v":0,"d":"0.00"},0,386.98,7.08,61,101610,{"$f":"'Honolulu TMY 3'!$D$5","v":2019},"01","18","15","01/18/2019 15:00","2019-01-18T05:00:00",73.346]
["20070118:1600",22.99,76.34,0,{"v":0,"d":"0.00"},0,388.27,{"v":7.1,"d":"7.10"},63,101660,{"$f":"'Honolulu TMY 3'!$D$5","v":2019},"01","18","16","01/18/2019 16:00","2019-01-18T06:00:00",73.382]
["20070118:1700",23.01,76.46,0,{"v":0,"d":"0.00"},0,389.55,7.12,64,101710,{"$f":"'Honolulu TMY 3'!$D$5","v":2019},"01","18","17","01/18/2019 17:00","2019-01-18T07:00:00",73.418]
["20070118:1800",23.07,76.06,8,{"v":0,"d":"0.00"},8,{"v":390,"d":"390.00"},7.21,65,101733,{"$f":"'Honolulu TMY 3'!$D$5","v":2019},"01","18","18","01/18/2019 18:00","2019-01-18T08:00:00",73.52600000000001]
["20070118:1900",23.13,75.66,182,{"v":78.8,"d":"78.80"},153,390.45,{"v":7.3,"d":"7.30"},66,101756,{"$f":"'Honolulu TMY 3'!$D$5","v":2019},"01","18","19","01/18/2019 19:00","2019-01-18T09:00:00",73.634]
["20070118:2000",{"v":23.2,"d":"23.20"},75.26,212,18.62,202,{"v":390.9,"d":"390.90"},7.39,67,101780,{"$f":"'Honolulu TMY 3'!$D$5","v":2019},"01","18","20","01/18/2019 20:00","2019-01-18T10:00:00",73.75999999999999]
["20070118:2100",{"v":23.4,"d":"23.40"},74.91,419,149.87,320,390.67,{"v":6.7,"d":"6.70"},67,101713,{"$f":"'Honolulu TMY 3'!$D$5","v":2019},"01","18","21","01/18/2019 21:00","2019-01-18T11:00:00",74.12]
["20070118:2200",23.59,74.57,764,885.68,117,390.43,{"v":6,"d":"6.00"},67,101646,{"$f":"'Honolulu TMY 3'!$D$5","v":2019},"01","18","22","01/18/2019 22:00","2019-01-18T12:00:00",74.462]
["20070118:2300",23.79,74.22,780,892.21,118,{"v":390.2,"d":"390.20"},5.31,66,101580,{"$f":"'Honolulu TMY 3'!$D$5","v":2019},"01","18","23","01/18/2019 23:00","2019-01-18T13:00:00",74.822]
["20070119:0000",23.73,74.12,724,873.84,115,382.72,6.08,59,101553,{"$f":"'Honolulu TMY 3'!$D$5","v":2019},"01","19","00","01/19/2019 00:00","2019-01-18T14:00:00",74.714]
["20070119:0100",23.67,74.03,599,{"v":829.3,"d":"829.30"},107,375.23,6.86,53,101526,{"$f":"'Honolulu TMY 3'!$D$5","v":2019},"01","19","01","01/19/2019 01:00","2019-01-18T15:00:00",74.606]
["20070119:0200",23.62,73.93,420,739.94,94,367.75,7.63,46,101500,{"$f":"'Honolulu TMY 3'!$D$5","v":2019},"01","19","02","01/19/2019 02:00","2019-01-18T16:00:00",74.516]
["20070119:0300",23.54,74.13,207,553.66,69,366.65,8.08,49,101530,{"$f":"'Honolulu TMY 3'!$D$5","v":2019},"01","19","03","01/19/2019 03:00","2019-01-18T17:00:00",74.372]
["20070119:0400",23.46,74.32,16,{"v":0,"d":"0.00"},16,365.55,8.54,52,101560,{"$f":"'Honolulu TMY 3'!$D$5","v":2019},"01","19","04","01/19/2019 04:00","2019-01-18T18:00:00",74.22800000000001]
["20070119:0500",23.38,74.52,0,{"v":0,"d":"0.00"},0,364.45,8.99,55,101590,{"$f":"'Honolulu TMY 3'!$D$5","v":2019},"01","19","05","01/19/2019 05:00","2019-01-18T19:00:00",74.084]
["20070119:0600",23.28,{"v":74.9,"d":"74.90"},0,{"v":0,"d":"0.00"},0,370.35,9.28,58,101600,{"$f":"'Honolulu TMY 3'!$D$5","v":2019},"01","19","06","01/19/2019 06:00","2019-01-18T20:00:00",73.904]
["20070119:0700",23.18,75.28,0,{"v":0,"d":"0.00"},0,376.25,9.57,61,101610,{"$f":"'Honolulu TMY 3'!$D$5","v":2019},"01","19","07","01/19/2019 07:00","2019-01-18T21:00:00",73.724]
["20070119:0800",23.08,75.66,0,{"v":0,"d":"0.00"},0,382.15,9.86,64,101620,{"$f":"'Honolulu TMY 3'!$D$5","v":2019},"01","19","08","01/19/2019 08:00","2019-01-18T22:00:00",73.544]
["20070119:0900",23.08,75.54,0,{"v":0,"d":"0.00"},0,382.48,9.02,66,101606,{"$f":"'Honolulu TMY 3'!$D$5","v":2019},"01","19","09","01/19/2019 09:00","2019-01-18T23:00:00",73.544]
["20070119:1000",23.09,75.42,0,{"v":0,"d":"0.00"},0,382.82,8.17,67,101593,{"$f":"'Honolulu TMY 3'!$D$5","v":2019},"01","19","10","01/19/2019 10:00","2019-01-19",73.562]
["20070119:1100",{"v":23.1,"d":"23.10"},{"v":75.3,"d":"75.30"},0,{"v":0,"d":"0.00"},0,383.15,7.32,69,101580,{"$f":"'Honolulu TMY 3'!$D$5","v":2019},"01","19","11","01/19/2019 11:00","2019-01-19T01:00:00",73.58000000000001]
["20070119:1200",23.05,75.67,0,{"v":0,"d":"0.00"},0,382.82,{"v":7.4,"d":"7.40"},70,101576,{"$f":"'Honolulu TMY 3'!$D$5","v":2019},"01","19","12","01/19/2019 12:00","2019-01-19T02:00:00",73.49000000000001]
["20070119:1300",{"v":23,"d":"23.00"},76.04,0,{"v":0,"d":"0.00"},0,382.48,7.47,70,101573,{"$f":"'Honolulu TMY 3'!$D$5","v":2019},"01","19","13","01/19/2019 13:00","2019-01-19T03:00:00",73.4]
["20070119:1400",22.95,76.41,0,{"v":0,"d":"0.00"},0,382.15,7.54,71,101570,{"$f":"'Honolulu TMY 3'!$D$5","v":2019},"01","19","14","01/19/2019 14:00","2019-01-19T04:00:00",73.31]
["20070119:1500",22.87,76.46,0,{"v":0,"d":"0.00"},0,{"v":383.5,"d":"383.50"},7.54,72,101620,{"$f":"'Honolulu TMY 3'!$D$5","v":2019},"01","19","15","01/19/2019 15:00","2019-01-19T05:00:00",73.166]
["20070119:1600",22.79,76.52,0,{"v":0,"d":"0.00"},0,384.85,7.54,73,101670,{"$f":"'Honolulu TMY 3'!$D$5","v":2019},"01","19","16","01/19/2019 16:00","2019-01-19T06:00:00",73.02199999999999]
["20070119:1700",22.72,76.57,0,{"v":0,"d":"0.00"},0,{"v":386.2,"d":"386.20"},7.54,74,101720,{"$f":"'Honolulu TMY 3'!$D$5","v":2019},{"$f":"MID(A467,5,2)","v":"01"},{"$f":"MID(A467,7,2)","v":"19"},{"$f":"MID(A467,10,2)","v":"17"},{"$f":"L467&\"/\"&M467&\"/\"&K467&\" \"&N467&\":00\"","v":"01/19/2019 17:00"},{"$f":"(DATEVALUE(O467)+TIMEVALUE(O467))+($P$16/24)","v":"2019-01-19T07:00:00"},{"$f":"((9/5)*B467)+32","v":72.896}]
["20070119:1800",{"v":22.7,"d":"22.70"},76.22,13,{"v":0,"d":"0.00"},13,388.22,7.14,76,101753,{"$f":"'Honolulu TMY 3'!$D$5","v":2019},"01","19","18","01/19/2019 18:00","2019-01-19T08:00:00",72.86]
["20070119:1900",22.69,75.86,281,398.48,134,390.23,6.73,78,101786,{"$f":"'Honolulu TMY 3'!$D$5","v":2019},"01","19","19","01/19/2019 19:00","2019-01-19T09:00:00",72.84200000000001]
["20070119:2000",22.68,75.51,446,447.73,205,392.25,6.32,79,101820,{"$f":"'Honolulu TMY 3'!$D$5","v":2019},"01","19","20","01/19/2019 20:00","2019-01-19T10:00:00",72.824]
["20070119:2100",22.84,75.31,447,190.23,321,390.47,6.34,77,101756,{"$f":"'Honolulu TMY 3'!$D$5","v":2019},"01","19","21","01/19/2019 21:00","2019-01-19T11:00:00",73.112]
["20070119:2200",{"v":23,"d":"23.00"},{"v":75.1,"d":"75.10"},421,94.17,352,388.68,6.37,75,101693,{"$f":"'Honolulu TMY 3'!$D$5","v":2019},"01","19","22","01/19/2019 22:00","2019-01-19T12:00:00",73.4]
["20070119:2300",23.16,{"v":74.9,"d":"74.90"},429,94.03,359,{"v":386.9,"d":"386.90"},{"v":6.4,"d":"6.40"},73,101630,{"$f":"'Honolulu TMY 3'!$D$5","v":2019},"01","19","23","01/19/2019 23:00","2019-01-19T13:00:00",73.688]
["20070120:0000",23.29,{"v":75.4,"d":"75.40"},727,874.64,115,379.92,{"v":7.1,"d":"7.10"},61,101616,{"$f":"'Honolulu TMY 3'!$D$5","v":2019},"01","20","00","01/20/2019 00:00","2019-01-19T14:00:00",73.922]
["20070120:0100",23.42,75.89,602,830.27,107,372.93,{"v":7.8,"d":"7.80"},50,101603,{"$f":"'Honolulu TMY 3'!$D$5","v":2019},"01","20","01","01/20/2019 01:00","2019-01-19T15:00:00",74.156]
["20070120:0200",23.55,76.39,422,739.55,94,365.95,{"v":8.5,"d":"8.50"},39,101590,{"$f":"'Honolulu TMY 3'!$D$5","v":2019},"01","20","02","01/20/2019 02:00","2019-01-19T16:00:00",74.39]
["20070120:0300",23.47,76.91,209,551.39,70,366.93,8.87,42,101643,{"$f":"'Honolulu TMY 3'!$D$5","v":2019},"01","20","03","01/20/2019 03:00","2019-01-19T17:00:00",74.24600000000001]
["20070120:0400",23.39,77.42,17,{"v":0,"d":"0.00"},17,367.92,9.24,45,101696,{"$f":"'Honolulu TMY 3'!$D$5","v":2019},"01","20","04","01/20/2019 04:00","2019-01-19T18:00:00",74.102]
["20070120:0500",23.31,77.94,0,{"v":0,"d":"0.00"},0,{"v":368.9,"d":"368.90"},9.61,48,101750,{"$f":"'Honolulu TMY 3'!$D$5","v":2019},"01","20","05","01/20/2019 05:00","2019-01-19T19:00:00",73.958]
["20070120:0600",23.21,78.13,0,{"v":0,"d":"0.00"},0,369.55,9.59,50,101776,{"$f":"'Honolulu TMY 3'!$D$5","v":2019},"01","20","06","01/20/2019 06:00","2019-01-19T20:00:00",73.778]
["20070120:0700",{"v":23.1,"d":"23.10"},78.33,0,{"v":0,"d":"0.00"},0,{"v":370.2,"d":"370.20"},9.57,53,101803,{"$f":"'Honolulu TMY 3'!$D$5","v":2019},"01","20","07","01/20/2019 07:00","2019-01-19T21:00:00",73.58000000000001]
["20070120:0800",{"v":23,"d":"23.00"},78.52,0,{"v":0,"d":"0.00"},0,370.85,9.54,55,101830,{"$f":"'Honolulu TMY 3'!$D$5","v":2019},"01","20","08","01/20/2019 08:00","2019-01-19T22:00:00",73.4]
["20070120:0900",22.99,78.26,0,{"v":0,"d":"0.00"},0,373.55,8.87,54,101823,{"$f":"'Honolulu TMY 3'!$D$5","v":2019},"01","20","09","01/20/2019 09:00","2019-01-19T23:00:00",73.382]
["20070120:1000",22.98,{"v":78,"d":"78.00"},0,{"v":0,"d":"0.00"},0,376.25,8.19,54,101816,{"$f":"'Honolulu TMY 3'!$D$5","v":2019},"01","20","10","01/20/2019 10:00","2019-01-20",73.364]
["20070120:1100",22.97,77.74,0,{"v":0,"d":"0.00"},0,378.95,7.52,54,101810,{"$f":"'Honolulu TMY 3'!$D$5","v":2019},"01","20","11","01/20/2019 11:00","2019-01-20T01:00:00",73.346]
["20070120:1200",22.88,77.25,0,{"v":0,"d":"0.00"},0,{"v":384.6,"d":"384.60"},7.96,51,101793,{"$f":"'Honolulu TMY 3'!$D$5","v":2019},"01","20","12","01/20/2019 12:00","2019-01-20T02:00:00",73.184]
["20070120:1300",{"v":22.8,"d":"22.80"},76.77,0,{"v":0,"d":"0.00"},0,390.25,8.41,49,101776,{"$f":"'Honolulu TMY 3'!$D$5","v":2019},"01","20","13","01/20/2019 13:00","2019-01-20T03:00:00",73.03999999999999]
["20070120:1400",22.71,76.28,0,{"v":0,"d":"0.00"},0,{"v":395.9,"d":"395.90"},8.86,47,101760,{"$f":"'Honolulu TMY 3'!$D$5","v":2019},"01","20","14","01/20/2019 14:00","2019-01-20T04:00:00",72.878]
["20070120:1500",22.73,75.77,0,{"v":0,"d":"0.00"},0,398.75,9.14,48,101823,{"$f":"'Honolulu TMY 3'!$D$5","v":2019},"01","20","15","01/20/2019 15:00","2019-01-20T05:00:00",72.914]
["20070120:1600",22.76,75.26,0,{"v":0,"d":"0.00"},0,{"v":401.6,"d":"401.60"},9.43,49,101886,{"$f":"'Honolulu TMY 3'!$D$5","v":2019},"01","20","16","01/20/2019 16:00","2019-01-20T06:00:00",72.968]
["20070120:1700",22.79,74.75,0,{"v":0,"d":"0.00"},0,404.45,9.71,51,101950,{"$f":"'Honolulu TMY 3'!$D$5","v":2019},"01","20","17","01/20/2019 17:00","2019-01-20T07:00:00",73.02199999999999]
["20070120:1800",22.94,74.43,120,402.77,53,401.82,{"v":10,"d":"10.00"},52,101983,{"$f":"'Honolulu TMY 3'!$D$5","v":2019},"01","20","18","01/20/2019 18:00","2019-01-20T08:00:00",73.292]
["20070120:1900",23.09,{"v":74.1,"d":"74.10"},334,673.18,85,399.18,{"v":10.3,"d":"10.30"},52,102016,{"$f":"'Honolulu TMY 3'!$D$5","v":2019},"01","20","19","01/20/2019 19:00","2019-01-20T09:00:00",73.562]
["20070120:2000",23.24,73.78,399,311.29,231,396.55,10.59,53,102049,{"$f":"'Honolulu TMY 3'!$D$5","v":2019},"01","20","20","01/20/2019 20:00","2019-01-20T10:00:00",73.832]
["20070120:2100",23.51,74.95,681,856.67,112,390.08,9.57,52,102000,{"$f":"'Honolulu TMY 3'!$D$5","v":2019},"01","20","21","01/20/2019 21:00","2019-01-20T11:00:00",74.31800000000001]
["20070120:2200",23.77,76.13,767,884.45,117,383.62,8.55,51,101950,{"$f":"'Honolulu TMY 3'!$D$5","v":2019},"01","20","22","01/20/2019 22:00","2019-01-20T12:00:00",74.786]
["20070120:2300",24.04,{"v":77.3,"d":"77.30"},525,200.79,375,377.15,7.53,50,101900,{"$f":"'Honolulu TMY 3'!$D$5","v":2019},"01","20","23","01/20/2019 23:00","2019-01-20T13:00:00",75.27199999999999]
["20070121:0000",23.92,78.23,441,136.65,345,{"v":378.1,"d":"378.10"},9.02,48,101870,{"$f":"'Honolulu TMY 3'!$D$5","v":2019},"01","21","00","01/21/2019 00:00","2019-01-20T14:00:00",75.05600000000001]
["20070121:0100",{"v":23.8,"d":"23.80"},79.17,377,156.89,283,379.05,10.51,45,101840,{"$f":"'Honolulu TMY 3'!$D$5","v":2019},"01","21","01","01/21/2019 01:00","2019-01-20T15:00:00",74.84]
["20070121:0200",23.69,{"v":80.1,"d":"80.10"},243,107.51,195,{"v":380,"d":"380.00"},{"v":12,"d":"12.00"},43,101810,{"$f":"'Honolulu TMY 3'!$D$5","v":2019},"01","21","02","01/21/2019 02:00","2019-01-20T16:00:00",74.642]
["20070121:0300",23.46,78.77,25,{"v":0,"d":"0.00"},25,376.45,12.33,45,101863,{"$f":"'Honolulu TMY 3'!$D$5","v":2019},"01","21","03","01/21/2019 03:00","2019-01-20T17:00:00",74.22800000000001]
["20070121:0400",23.23,77.45,0,{"v":0,"d":"0.00"},0,{"v":372.9,"d":"372.90"},12.65,47,101916,{"$f":"'Honolulu TMY 3'!$D$5","v":2019},"01","21","04","01/21/2019 04:00","2019-01-20T18:00:00",73.814]
["20070121:0500",{"v":23,"d":"23.00"},76.12,0,{"v":0,"d":"0.00"},0,369.35,12.98,49,101970,{"$f":"'Honolulu TMY 3'!$D$5","v":2019},"01","21","05","01/21/2019 05:00","2019-01-20T19:00:00",73.4]
["20070121:0600",22.84,74.44,0,{"v":0,"d":"0.00"},0,374.18,12.97,51,101986,{"$f":"'Honolulu TMY 3'!$D$5","v":2019},"01","21","06","01/21/2019 06:00","2019-01-20T20:00:00",73.112]
["20070121:0700",22.68,72.77,0,{"v":0,"d":"0.00"},0,379.02,12.96,53,102003,{"$f":"'Honolulu TMY 3'!$D$5","v":2019},"01","21","07","01/21/2019 07:00","2019-01-20T21:00:00",72.824]
["20070121:0800",22.52,71.09,0,{"v":0,"d":"0.00"},0,383.85,12.95,56,102020,{"$f":"'Honolulu TMY 3'!$D$5","v":2019},"01","21","08","01/21/2019 08:00","2019-01-20T22:00:00",72.536]
["20070121:0900",22.39,70.96,0,{"v":0,"d":"0.00"},0,386.23,12.64,59,102000,{"$f":"'Honolulu TMY 3'!$D$5","v":2019},"01","21","09","01/21/2019 09:00","2019-01-20T23:00:00",72.30199999999999]
["20070121:1000",22.26,70.83,0,{"v":0,"d":"0.00"},0,388.62,12.33,63,101980,{"$f":"'Honolulu TMY 3'!$D$5","v":2019},"01","21","10","01/21/2019 10:00","2019-01-21",72.06800000000001]
["20070121:1100",22.13,{"v":70.7,"d":"70.70"},0,{"v":0,"d":"0.00"},0,{"v":391,"d":"391.00"},12.01,67,101960,{"$f":"'Honolulu TMY 3'!$D$5","v":2019},"01","21","11","01/21/2019 11:00","2019-01-21T01:00:00",71.834]
["20070121:1200",22.03,71.73,0,{"v":0,"d":"0.00"},0,384.55,11.92,68,101926,{"$f":"'Honolulu TMY 3'!$D$5","v":2019},"01","21","12","01/21/2019 12:00","2019-01-21T02:00:00",71.654]
["20070121:1300",21.94,72.77,0,{"v":0,"d":"0.00"},0,{"v":378.1,"d":"378.10"},11.82,69,101893,{"$f":"'Honolulu TMY 3'!$D$5","v":2019},"01","21","13","01/21/2019 13:00","2019-01-21T03:00:00",71.492]
["20070121:1400",21.84,{"v":73.8,"d":"73.80"},0,{"v":0,"d":"0.00"},0,371.65,11.72,70,101860,{"$f":"'Honolulu TMY 3'!$D$5","v":2019},"01","21","14","01/21/2019 14:00","2019-01-21T04:00:00",71.312]
["20070121:1500",21.75,73.67,0,{"v":0,"d":"0.00"},0,376.45,11.53,71,101910,{"$f":"'Honolulu TMY 3'!$D$5","v":2019},"01","21","15","01/21/2019 15:00","2019-01-21T05:00:00",71.15]
["20070121:1600",21.66,73.53,0,{"v":0,"d":"0.00"},0,381.25,11.34,73,101960,{"$f":"'Honolulu TMY 3'!$D$5","v":2019},"01","21","16","01/21/2019 16:00","2019-01-21T06:00:00",70.988]
["20070121:1700",21.57,{"v":73.4,"d":"73.40"},0,{"v":0,"d":"0.00"},0,386.05,11.14,75,102010,{"$f":"'Honolulu TMY 3'!$D$5","v":2019},"01","21","17","01/21/2019 17:00","2019-01-21T07:00:00",70.826]
["20070121:1800",21.61,72.56,121,{"v":401.2,"d":"401.20"},54,378.95,10.72,76,102029,{"$f":"'Honolulu TMY 3'!$D$5","v":2019},"01","21","18","01/21/2019 18:00","2019-01-21T08:00:00",70.898]
["20070121:1900",21.66,71.73,338,679.33,86,371.85,10.29,77,102049,{"$f":"'Honolulu TMY 3'!$D$5","v":2019},"01","21","19","01/21/2019 19:00","2019-01-21T09:00:00",70.988]
["20070121:2000",21.71,70.89,537,801.93,103,364.75,9.86,78,102069,{"$f":"'Honolulu TMY 3'!$D$5","v":2019},"01","21","20","01/21/2019 20:00","2019-01-21T10:00:00",71.078]
["20070121:2100",21.98,70.46,477,{"v":238.7,"d":"238.70"},318,362.83,9.42,79,101970,{"$f":"'Honolulu TMY 3'!$D$5","v":2019},"01","21","21","01/21/2019 21:00","2019-01-21T11:00:00",71.564]
["20070121:2200",22.26,70.04,776,892.54,118,360.92,8.98,79,101870,{"$f":"'Honolulu TMY 3'!$D$5","v":2019},"01","21","22","01/21/2019 22:00","2019-01-21T12:00:00",72.06800000000001]
["20070121:2300",22.53,69.61,478,{"v":137.4,"d":"137.40"},375,{"v":359,"d":"359.00"},8.54,80,101770,{"$f":"'Honolulu TMY 3'!$D$5","v":2019},"01","21","23","01/21/2019 23:00","2019-01-21T13:00:00",72.554]
["20070122:0000",22.74,69.68,734,876.06,116,361.62,8.72,81,101733,{"$f":"'Honolulu TMY 3'!$D$5","v":2019},"01","22","00","01/22/2019 00:00","2019-01-21T14:00:00",72.93199999999999]
["20070122:0100",22.95,69.75,609,832.04,108,364.23,8.91,81,101696,{"$f":"'Honolulu TMY 3'!$D$5","v":2019},"01","22","01","01/22/2019 01:00","2019-01-21T15:00:00",73.31]
["20070122:0200",23.16,69.82,428,743.12,94,366.85,9.09,82,101660,{"$f":"'Honolulu TMY 3'!$D$5","v":2019},"01","22","02","01/22/2019 02:00","2019-01-21T16:00:00",73.688]
["20070122:0300",23.15,69.83,214,558.55,70,366.28,9.28,84,101680,{"$f":"'Honolulu TMY 3'!$D$5","v":2019},"01","22","03","01/22/2019 03:00","2019-01-21T17:00:00",73.67]
["20070122:0400",23.13,69.83,19,{"v":0,"d":"0.00"},19,365.72,9.48,87,101700,{"$f":"'Honolulu TMY 3'!$D$5","v":2019},"01","22","04","01/22/2019 04:00","2019-01-21T18:00:00",73.634]
["20070122:0500",23.12,69.84,0,{"v":0,"d":"0.00"},0,365.15,9.67,89,101720,{"$f":"'Honolulu TMY 3'!$D$5","v":2019},"01","22","05","01/22/2019 05:00","2019-01-21T19:00:00",73.616]
["20070122:0600",23.11,69.65,0,{"v":0,"d":"0.00"},0,364.92,9.24,94,101703,{"$f":"'Honolulu TMY 3'!$D$5","v":2019},"01","22","06","01/22/2019 06:00","2019-01-21T20:00:00",73.598]
["20070122:0700",23.09,69.47,0,{"v":0,"d":"0.00"},0,364.68,{"v":8.8,"d":"8.80"},98,101686,{"$f":"'Honolulu TMY 3'!$D$5","v":2019},"01","22","07","01/22/2019 07:00","2019-01-21T21:00:00",73.562]
["20070122:0800",23.08,69.28,0,{"v":0,"d":"0.00"},0,364.45,8.37,102,101670,{"$f":"'Honolulu TMY 3'!$D$5","v":2019},"01","22","08","01/22/2019 08:00","2019-01-21T22:00:00",73.544]
["20070122:0900",23.16,68.84,0,{"v":0,"d":"0.00"},0,368.12,6.42,109,101646,{"$f":"'Honolulu TMY 3'!$D$5","v":2019},{"$f":"MID(A531,5,2)","v":"01"},{"$f":"MID(A531,7,2)","v":"22"},{"$f":"MID(A531,10,2)","v":"09"},{"$f":"L531&\"/\"&M531&\"/\"&K531&\" \"&N531&\":00\"","v":"01/22/2019 09:00"},{"$f":"(DATEVALUE(O531)+TIMEVALUE(O531))+($P$16/24)","v":"2019-01-21T23:00:00"},{"$f":"((9/5)*B531)+32","v":73.688}]
["20070122:1000",23.25,68.41,0,{"v":0,"d":"0.00"},0,371.78,4.46,116,101623,{"$f":"'Honolulu TMY 3'!$D$5","v":2019},"01","22","10","01/22/2019 10:00","2019-01-22",73.85]
["20070122:1100",23.33,67.97,0,{"v":0,"d":"0.00"},0,375.45,2.51,123,101600,{"$f":"'Honolulu TMY 3'!$D$5","v":2019},"01","22","11","01/22/2019 11:00","2019-01-22T01:00:00",73.994]
["20070122:1200",23.31,67.34,0,{"v":0,"d":"0.00"},0,{"v":383,"d":"383.00"},{"v":2.8,"d":"2.80"},136,101576,{"$f":"'Honolulu TMY 3'!$D$5","v":2019},"01","22","12","01/22/2019 12:00","2019-01-22T02:00:00",73.958]
["20070122:1300",23.28,66.72,0,{"v":0,"d":"0.00"},0,390.55,3.09,149,101553,{"$f":"'Honolulu TMY 3'!$D$5","v":2019},"01","22","13","01/22/2019 13:00","2019-01-22T03:00:00",73.904]
["20070122:1400",23.26,66.09,0,{"v":0,"d":"0.00"},0,{"v":398.1,"d":"398.10"},3.38,162,101530,{"$f":"'Honolulu TMY 3'!$D$5","v":2019},"01","22","14","01/22/2019 14:00","2019-01-22T04:00:00",73.868]
["20070122:1500",23.32,65.61,0,{"v":0,"d":"0.00"},0,394.07,3.61,172,101556,{"$f":"'Honolulu TMY 3'!$D$5","v":2019},"01","22","15","01/22/2019 15:00","2019-01-22T05:00:00",73.976]
["20070122:1600",23.39,65.12,0,{"v":0,"d":"0.00"},0,390.03,3.84,182,101583,{"$f":"'Honolulu TMY 3'!$D$5","v":2019},"01","22","16","01/22/2019 16:00","2019-01-22T06:00:00",74.102]
["20070122:1700",23.46,64.64,0,{"v":0,"d":"0.00"},0,{"v":386,"d":"386.00"},4.07,192,101610,{"$f":"'Honolulu TMY 3'!$D$5","v":2019},"01","22","17","01/22/2019 17:00","2019-01-22T07:00:00",74.22800000000001]
["20070122:1800",23.54,64.13,121,399.45,54,383.93,4.04,194,101610,{"$f":"'Honolulu TMY 3'!$D$5","v":2019},"01","22","18","01/22/2019 18:00","2019-01-22T08:00:00",74.372]
["20070122:1900",23.62,63.63,337,674.54,86,381.87,{"v":4,"d":"4.00"},195,101610,{"$f":"'Honolulu TMY 3'!$D$5","v":2019},"01","22","19","01/22/2019 19:00","2019-01-22T09:00:00",74.516]
["20070122:2000",{"v":23.7,"d":"23.70"},63.12,537,799.59,103,{"v":379.8,"d":"379.80"},3.97,197,101610,{"$f":"'Honolulu TMY 3'!$D$5","v":2019},"01","22","20","01/22/2019 20:00","2019-01-22T10:00:00",74.66]
["20070122:2100",23.89,62.96,689,862.12,113,377.52,4.42,209,101536,{"$f":"'Honolulu TMY 3'!$D$5","v":2019},"01","22","21","01/22/2019 21:00","2019-01-22T11:00:00",75.00200000000001]
["20070122:2200",24.09,62.81,778,892.39,118,375.23,4.87,221,101463,{"$f":"'Honolulu TMY 3'!$D$5","v":2019},"01","22","22","01/22/2019 22:00","2019-01-22T12:00:00",75.362]
["20070122:2300",24.28,62.65,795,898.56,119,372.95,5.32,233,101390,{"$f":"'Honolulu TMY 3'!$D$5","v":2019},"01","22","23","01/22/2019 23:00","2019-01-22T13:00:00",75.70400000000001]
["20070123:0000",{"v":24.4,"d":"24.40"},62.91,363,{"v":60.7,"d":"60.70"},320,374.33,4.69,244,101353,{"$f":"'Honolulu TMY 3'!$D$5","v":2019},"01","23","00","01/23/2019 00:00","2019-01-22T14:00:00",75.92]
["20070123:0100",24.52,63.16,301,56.18,267,375.72,4.06,255,101317,{"$f":"'Honolulu TMY 3'!$D$5","v":2019},"01","23","01","01/23/2019 01:00","2019-01-22T15:00:00",76.136]
["20070123:0200",24.65,63.42,432,747.02,94,{"v":377.1,"d":"377.10"},3.43,266,101280,{"$f":"'Honolulu TMY 3'!$D$5","v":2019},"01","23","02","01/23/2019 02:00","2019-01-22T16:00:00",76.37]
["20070123:0300",{"v":24.6,"d":"24.60"},63.71,217,560.05,71,371.68,2.83,258,101300,{"$f":"'Honolulu TMY 3'!$D$5","v":2019},"01","23","03","01/23/2019 03:00","2019-01-22T17:00:00",76.28]
["20070123:0400",24.55,63.99,19,{"v":0,"d":"0.00"},19,366.27,2.23,250,101320,{"$f":"'Honolulu TMY 3'!$D$5","v":2019},"01","23","04","01/23/2019 04:00","2019-01-22T18:00:00",76.19]
["20070123:0500",{"v":24.5,"d":"24.50"},64.28,0,{"v":0,"d":"0.00"},0,360.85,1.63,242,101340,{"$f":"'Honolulu TMY 3'!$D$5","v":2019},"01","23","05","01/23/2019 05:00","2019-01-22T19:00:00",76.1]
["20070123:0600",{"v":24.4,"d":"24.40"},64.73,0,{"v":0,"d":"0.00"},0,{"v":359.6,"d":"359.60"},{"v":1.9,"d":"1.90"},229,101343,{"$f":"'Honolulu TMY 3'!$D$5","v":2019},"01","23","06","01/23/2019 06:00","2019-01-22T20:00:00",75.92]
["20070123:0700",{"v":24.3,"d":"24.30"},65.19,0,{"v":0,"d":"0.00"},0,358.35,2.17,216,101347,{"$f":"'Honolulu TMY 3'!$D$5","v":2019},"01","23","07","01/23/2019 07:00","2019-01-22T21:00:00",75.74000000000001]
["20070123:0800",{"v":24.2,"d":"24.20"},65.64,0,{"v":0,"d":"0.00"},0,{"v":357.1,"d":"357.10"},2.44,203,101350,{"$f":"'Honolulu TMY 3'!$D$5","v":2019},"01","23","08","01/23/2019 08:00","2019-01-22T22:00:00",75.56]
["20070123:0900",24.17,66.51,0,{"v":0,"d":"0.00"},0,356.58,3.27,205,101330,{"$f":"'Honolulu TMY 3'!$D$5","v":2019},"01","23","09","01/23/2019 09:00","2019-01-22T23:00:00",75.506]
["20070123:1000",24.14,67.39,0,{"v":0,"d":"0.00"},0,356.07,4.11,206,101310,{"$f":"'Honolulu TMY 3'!$D$5","v":2019},"01","23","10","01/23/2019 10:00","2019-01-23",75.452]
["20070123:1100",24.11,68.26,0,{"v":0,"d":"0.00"},0,355.55,4.94,207,101290,{"$f":"'Honolulu TMY 3'!$D$5","v":2019},"01","23","11","01/23/2019 11:00","2019-01-23T01:00:00",75.398]
["20070123:1200",24.05,{"v":69.7,"d":"69.70"},0,{"v":0,"d":"0.00"},0,356.32,5.23,209,101263,{"$f":"'Honolulu TMY 3'!$D$5","v":2019},"01","23","12","01/23/2019 12:00","2019-01-23T02:00:00",75.28999999999999]
["20070123:1300",23.98,71.15,0,{"v":0,"d":"0.00"},0,357.08,5.53,211,101237,{"$f":"'Honolulu TMY 3'!$D$5","v":2019},"01","23","13","01/23/2019 13:00","2019-01-23T03:00:00",75.164]
["20070123:1400",23.92,72.59,0,{"v":0,"d":"0.00"},0,357.85,5.82,213,101210,{"$f":"'Honolulu TMY 3'!$D$5","v":2019},"01","23","14","01/23/2019 14:00","2019-01-23T04:00:00",75.05600000000001]
["20070123:1500",23.85,{"v":73.5,"d":"73.50"},0,{"v":0,"d":"0.00"},0,361.45,6.04,214,101267,{"$f":"'Honolulu TMY 3'!$D$5","v":2019},"01","23","15","01/23/2019 15:00","2019-01-23T05:00:00",74.93]
["20070123:1600",23.78,74.41,0,{"v":0,"d":"0.00"},0,365.05,6.25,215,101323,{"$f":"'Honolulu TMY 3'!$D$5","v":2019},"01","23","16","01/23/2019 16:00","2019-01-23T06:00:00",74.804]
["20070123:1700",23.72,75.32,0,{"v":0,"d":"0.00"},0,368.65,6.47,217,101380,{"$f":"'Honolulu TMY 3'!$D$5","v":2019},"01","23","17","01/23/2019 17:00","2019-01-23T07:00:00",74.696]
["20070123:1800",23.78,75.06,120,397.52,53,{"v":369.8,"d":"369.80"},{"v":6.7,"d":"6.70"},216,101397,{"$f":"'Honolulu TMY 3'!$D$5","v":2019},"01","23","18","01/23/2019 18:00","2019-01-23T08:00:00",74.804]
["20070123:1900",23.84,74.81,335,669.64,85,370.95,6.93,216,101413,{"$f":"'Honolulu TMY 3'!$D$5","v":2019},"01","23","19","01/23/2019 19:00","2019-01-23T09:00:00",74.912]
["20070123:2000",{"v":23.9,"d":"23.90"},74.55,533,791.65,102,{"v":372.1,"d":"372.10"},7.16,216,101430,{"$f":"'Honolulu TMY 3'!$D$5","v":2019},"01","23","20","01/23/2019 20:00","2019-01-23T10:00:00",75.02]
["20070123:2100",24.08,74.76,581,481.95,258,370.07,6.71,217,101357,{"$f":"'Honolulu TMY 3'!$D$5","v":2019},"01","23","21","01/23/2019 21:00","2019-01-23T11:00:00",75.344]
["20070123:2200",24.25,74.98,533,{"v":231.8,"d":"231.80"},361,368.03,6.26,218,101283,{"$f":"'Honolulu TMY 3'!$D$5","v":2019},"01","23","22","01/23/2019 22:00","2019-01-23T12:00:00",75.65]
["20070123:2300",24.43,75.19,785,{"v":883.4,"d":"883.40"},118,{"v":366,"d":"366.00"},5.81,219,101210,{"$f":"'Honolulu TMY 3'!$D$5","v":2019},"01","23","23","01/23/2019 23:00","2019-01-23T13:00:00",75.974]
["20070124:0000",24.43,74.01,413,98.41,343,367.22,5.82,213,101197,{"$f":"'Honolulu TMY 3'!$D$5","v":2019},"01","24","00","01/24/2019 00:00","2019-01-23T14:00:00",75.974]
["20070124:0100",24.43,72.83,359,120.03,286,368.43,5.83,208,101183,{"$f":"'Honolulu TMY 3'!$D$5","v":2019},"01","24","01","01/24/2019 01:00","2019-01-23T15:00:00",75.974]
["20070124:0200",24.43,71.65,81,{"v":0,"d":"0.00"},81,369.65,5.83,202,101170,{"$f":"'Honolulu TMY 3'!$D$5","v":2019},"01","24","02","01/24/2019 02:00","2019-01-23T16:00:00",75.974]
["20070124:0300",24.41,72.37,43,{"v":0,"d":"0.00"},43,368.47,5.26,206,101230,{"$f":"'Honolulu TMY 3'!$D$5","v":2019},"01","24","03","01/24/2019 03:00","2019-01-23T17:00:00",75.938]
["20070124:0400",{"v":24.4,"d":"24.40"},{"v":73.1,"d":"73.10"},1,{"v":0,"d":"0.00"},1,367.28,4.69,210,101290,{"$f":"'Honolulu TMY 3'!$D$5","v":2019},"01","24","04","01/24/2019 04:00","2019-01-23T18:00:00",75.92]
["20070124:0500",24.38,73.82,0,{"v":0,"d":"0.00"},0,{"v":366.1,"d":"366.10"},4.11,213,101350,{"$f":"'Honolulu TMY 3'!$D$5","v":2019},"01","24","05","01/24/2019 05:00","2019-01-23T19:00:00",75.884]
["20070124:0600",24.33,{"v":74.3,"d":"74.30"},0,{"v":0,"d":"0.00"},0,368.48,3.95,215,101373,{"$f":"'Honolulu TMY 3'!$D$5","v":2019},"01","24","06","01/24/2019 06:00","2019-01-23T20:00:00",75.794]
["20070124:0700",24.28,74.79,0,{"v":0,"d":"0.00"},0,370.87,{"v":3.8,"d":"3.80"},216,101397,{"$f":"'Honolulu TMY 3'!$D$5","v":2019},"01","24","07","01/24/2019 07:00","2019-01-23T21:00:00",75.70400000000001]
["20070124:0800",24.24,75.27,0,{"v":0,"d":"0.00"},0,373.25,3.64,218,101420,{"$f":"'Honolulu TMY 3'!$D$5","v":2019},"01","24","08","01/24/2019 08:00","2019-01-23T22:00:00",75.632]
["20070124:0900",24.22,{"v":75.7,"d":"75.70"},0,{"v":0,"d":"0.00"},0,372.43,3.68,213,101387,{"$f":"'Honolulu TMY 3'!$D$5","v":2019},"01","24","09","01/24/2019 09:00","2019-01-23T23:00:00",75.596]
["20070124:1000",{"v":24.2,"d":"24.20"},76.14,0,{"v":0,"d":"0.00"},0,371.62,3.72,209,101353,{"$f":"'Honolulu TMY 3'!$D$5","v":2019},"01","24","10","01/24/2019 10:00","2019-01-24",75.56]
["20070124:1100",24.18,76.57,0,{"v":0,"d":"0.00"},0,{"v":370.8,"d":"370.80"},3.77,204,101320,{"$f":"'Honolulu TMY 3'!$D$5","v":2019},"01","24","11","01/24/2019 11:00","2019-01-24T01:00:00",75.524]
["20070124:1200",24.07,77.93,0,{"v":0,"d":"0.00"},0,371.08,3.46,210,101303,{"$f":"'Honolulu TMY 3'!$D$5","v":2019},"01","24","12","01/24/2019 12:00","2019-01-24T02:00:00",75.326]
["20070124:1300",23.96,79.28,0,{"v":0,"d":"0.00"},0,371.37,3.15,215,101287,{"$f":"'Honolulu TMY 3'!$D$5","v":2019},"01","24","13","01/24/2019 13:00","2019-01-24T03:00:00",75.128]
["20070124:1400",23.85,80.64,0,{"v":0,"d":"0.00"},0,371.65,2.84,220,101270,{"$f":"'Honolulu TMY 3'!$D$5","v":2019},"01","24","14","01/24/2019 14:00","2019-01-24T04:00:00",74.93]
["20070124:1500",23.78,81.13,0,{"v":0,"d":"0.00"},0,373.73,2.63,213,101323,{"$f":"'Honolulu TMY 3'!$D$5","v":2019},"01","24","15","01/24/2019 15:00","2019-01-24T05:00:00",74.804]
["20070124:1600",23.71,81.63,0,{"v":0,"d":"0.00"},0,375.82,2.41,206,101377,{"$f":"'Honolulu TMY 3'!$D$5","v":2019},"01","24","16","01/24/2019 16:00","2019-01-24T06:00:00",74.678]
["20070124:1700",23.65,82.12,0,{"v":0,"d":"0.00"},0,{"v":377.9,"d":"377.90"},2.19,199,101430,{"$f":"'Honolulu TMY 3'!$D$5","v":2019},"01","24","17","01/24/2019 17:00","2019-01-24T07:00:00",74.57]
["20070124:1800",23.68,81.65,118,383.62,53,{"v":377.7,"d":"377.70"},2.26,192,101450,{"$f":"'Honolulu TMY 3'!$D$5","v":2019},"01","24","18","01/24/2019 18:00","2019-01-24T08:00:00",74.624]
["20070124:1900",23.71,81.18,148,18.68,141,{"v":377.5,"d":"377.50"},2.32,186,101470,{"$f":"'Honolulu TMY 3'!$D$5","v":2019},"01","24","19","01/24/2019 19:00","2019-01-24T09:00:00",74.678]
["20070124:2000",23.74,80.71,270,60.42,237,{"v":377.3,"d":"377.30"},2.39,179,101490,{"$f":"'Honolulu TMY 3'!$D$5","v":2019},"01","24","20","01/24/2019 20:00","2019-01-24T10:00:00",74.732]
["20070124:2100",23.92,80.57,138,{"v":0,"d":"0.00"},138,375.77,2.58,180,101420,{"$f":"'Honolulu TMY 3'!$D$5","v":2019},"01","24","21","01/24/2019 21:00","2019-01-24T11:00:00",75.05600000000001]
["20070124:2200",{"v":24.1,"d":"24.10"},80.42,198,5.37,194,374.23,2.77,181,101350,{"$f":"'Honolulu TMY 3'!$D$5","v":2019},"01","24","22","01/24/2019 22:00","2019-01-24T12:00:00",75.38]
["20070124:2300",24.28,80.28,222,7.92,216,{"v":372.7,"d":"372.70"},2.97,183,101280,{"$f":"'Honolulu TMY 3'!$D$5","v":2019},"01","24","23","01/24/2019 23:00","2019-01-24T13:00:00",75.70400000000001]
["20070125:0000",24.21,80.74,557,312.18,334,{"v":368,"d":"368.00"},2.87,156,101267,{"$f":"'Honolulu TMY 3'!$D$5","v":2019},"01","25","00","01/25/2019 00:00","2019-01-24T14:00:00",75.578]
["20070125:0100",24.14,{"v":81.2,"d":"81.20"},607,817.96,107,{"v":363.3,"d":"363.30"},2.77,129,101253,{"$f":"'Honolulu TMY 3'!$D$5","v":2019},{"$f":"MID(A595,5,2)","v":"01"},{"$f":"MID(A595,7,2)","v":"25"},{"$f":"MID(A595,10,2)","v":"01"},{"$f":"L595&\"/\"&M595&\"/\"&K595&\" \"&N595&\":00\"","v":"01/25/2019 01:00"},{"$f":"(DATEVALUE(O595)+TIMEVALUE(O595))+($P$16/24)","v":"2019-01-24T15:00:00"},{"$f":"((9/5)*B595)+32","v":75.452}]
["20070125:0200",24.07,81.66,429,730.61,94,{"v":358.6,"d":"358.60"},2.68,103,101240,{"$f":"'Honolulu TMY 3'!$D$5","v":2019},"01","25","02","01/25/2019 02:00","2019-01-24T16:00:00",75.326]
["20070125:0300",24.02,81.76,218,551.65,71,359.22,2.69,93,101277,{"$f":"'Honolulu TMY 3'!$D$5","v":2019},"01","25","03","01/25/2019 03:00","2019-01-24T17:00:00",75.23599999999999]
["20070125:0400",23.96,81.87,21,{"v":0,"d":"0.00"},21,359.83,2.71,83,101313,{"$f":"'Honolulu TMY 3'!$D$5","v":2019},"01","25","04","01/25/2019 04:00","2019-01-24T18:00:00",75.128]
["20070125:0500",23.91,81.97,0,{"v":0,"d":"0.00"},0,360.45,2.73,73,101350,{"$f":"'Honolulu TMY 3'!$D$5","v":2019},"01","25","05","01/25/2019 05:00","2019-01-24T19:00:00",75.03800000000001]
["20070125:0600",23.83,{"v":82,"d":"82.00"},0,{"v":0,"d":"0.00"},0,361.08,{"v":3,"d":"3.00"},73,101367,{"$f":"'Honolulu TMY 3'!$D$5","v":2019},"01","25","06","01/25/2019 06:00","2019-01-24T20:00:00",74.894]
["20070125:0700",23.75,82.02,0,{"v":0,"d":"0.00"},0,361.72,3.27,73,101383,{"$f":"'Honolulu TMY 3'!$D$5","v":2019},"01","25","07","01/25/2019 07:00","2019-01-24T21:00:00",74.75]
["20070125:0800",23.67,82.05,0,{"v":0,"d":"0.00"},0,362.35,3.54,73,101400,{"$f":"'Honolulu TMY 3'!$D$5","v":2019},"01","25","08","01/25/2019 08:00","2019-01-24T22:00:00",74.606]
["20070125:0900",23.68,82.17,0,{"v":0,"d":"0.00"},0,{"v":364.4,"d":"364.40"},3.49,77,101397,{"$f":"'Honolulu TMY 3'!$D$5","v":2019},"01","25","09","01/25/2019 09:00","2019-01-24T23:00:00",74.624]
["20070125:1000",{"v":23.7,"d":"23.70"},82.28,0,{"v":0,"d":"0.00"},0,366.45,3.44,81,101393,{"$f":"'Honolulu TMY 3'!$D$5","v":2019},"01","25","10","01/25/2019 10:00","2019-01-25",74.66]
["20070125:1100",23.71,{"v":82.4,"d":"82.40"},0,{"v":0,"d":"0.00"},0,{"v":368.5,"d":"368.50"},3.39,86,101390,{"$f":"'Honolulu TMY 3'!$D$5","v":2019},"01","25","11","01/25/2019 11:00","2019-01-25T01:00:00",74.678]
["20070125:1200",23.65,82.76,0,{"v":0,"d":"0.00"},0,373.62,3.59,87,101357,{"$f":"'Honolulu TMY 3'!$D$5","v":2019},"01","25","12","01/25/2019 12:00","2019-01-25T02:00:00",74.57]
["20070125:1300",{"v":23.6,"d":"23.60"},83.11,0,{"v":0,"d":"0.00"},0,378.73,3.78,88,101323,{"$f":"'Honolulu TMY 3'!$D$5","v":2019},"01","25","13","01/25/2019 13:00","2019-01-25T03:00:00",74.48]
["20070125:1400",23.54,83.47,0,{"v":0,"d":"0.00"},0,383.85,3.97,88,101290,{"$f":"'Honolulu TMY 3'!$D$5","v":2019},"01","25","14","01/25/2019 14:00","2019-01-25T04:00:00",74.372]
["20070125:1500",23.58,83.08,0,{"v":0,"d":"0.00"},0,382.62,4.05,97,101330,{"$f":"'Honolulu TMY 3'!$D$5","v":2019},"01","25","15","01/25/2019 15:00","2019-01-25T05:00:00",74.44399999999999]
["20070125:1600",23.63,{"v":82.7,"d":"82.70"},0,{"v":0,"d":"0.00"},0,381.38,4.12,105,101370,{"$f":"'Honolulu TMY 3'!$D$5","v":2019},"01","25","16","01/25/2019 16:00","2019-01-25T06:00:00",74.53399999999999]
["20070125:1700",23.68,82.31,0,{"v":0,"d":"0.00"},0,380.15,4.19,114,101410,{"$f":"'Honolulu TMY 3'!$D$5","v":2019},"01","25","17","01/25/2019 17:00","2019-01-25T07:00:00",74.624]
["20070125:1800",23.75,81.41,121,399.02,53,376.23,4.25,120,101417,{"$f":"'Honolulu TMY 3'!$D$5","v":2019},"01","25","18","01/25/2019 18:00","2019-01-25T08:00:00",74.75]
["20070125:1900",23.82,80.52,337,670.14,85,372.32,4.31,126,101423,{"$f":"'Honolulu TMY 3'!$D$5","v":2019},"01","25","19","01/25/2019 19:00","2019-01-25T09:00:00",74.876]
["20070125:2000",23.89,79.62,537,793.82,102,{"v":368.4,"d":"368.40"},4.37,133,101430,{"$f":"'Honolulu TMY 3'!$D$5","v":2019},"01","25","20","01/25/2019 20:00","2019-01-25T10:00:00",75.00200000000001]
["20070125:2100",24.07,79.35,691,856.89,113,367.17,4.04,140,101340,{"$f":"'Honolulu TMY 3'!$D$5","v":2019},"01","25","21","01/25/2019 21:00","2019-01-25T11:00:00",75.326]
["20070125:2200",24.25,79.08,782,888.81,118,365.93,3.71,147,101250,{"$f":"'Honolulu TMY 3'!$D$5","v":2019},"01","25","22","01/25/2019 22:00","2019-01-25T12:00:00",75.65]
["20070125:2300",24.43,78.81,800,{"v":895.3,"d":"895.30"},119,{"v":364.7,"d":"364.70"},3.38,154,101160,{"$f":"'Honolulu TMY 3'!$D$5","v":2019},"01","25","23","01/25/2019 23:00","2019-01-25T13:00:00",75.974]
["20070126:0000",24.37,78.51,745,876.82,116,362.57,3.37,160,101130,{"$f":"'Honolulu TMY 3'!$D$5","v":2019},"01","26","00","01/26/2019 00:00","2019-01-25T14:00:00",75.866]
["20070126:0100",24.31,78.22,621,834.99,108,360.43,3.37,166,101100,{"$f":"'Honolulu TMY 3'!$D$5","v":2019},"01","26","01","01/26/2019 01:00","2019-01-25T15:00:00",75.758]
["20070126:0200",24.25,77.92,441,749.61,95,{"v":358.3,"d":"358.30"},3.37,172,101070,{"$f":"'Honolulu TMY 3'!$D$5","v":2019},"01","26","02","01/26/2019 02:00","2019-01-25T16:00:00",75.65]
["20070126:0300",24.27,77.79,225,567.99,72,361.08,3.54,180,101093,{"$f":"'Honolulu TMY 3'!$D$5","v":2019},"01","26","03","01/26/2019 03:00","2019-01-25T17:00:00",75.686]
["20070126:0400",{"v":24.3,"d":"24.30"},77.67,22,{"v":0,"d":"0.00"},22,363.87,3.72,188,101117,{"$f":"'Honolulu TMY 3'!$D$5","v":2019},"01","26","04","01/26/2019 04:00","2019-01-25T18:00:00",75.74000000000001]
["20070126:0500",24.32,77.54,0,{"v":0,"d":"0.00"},0,366.65,{"v":3.9,"d":"3.90"},196,101140,{"$f":"'Honolulu TMY 3'!$D$5","v":2019},"01","26","05","01/26/2019 05:00","2019-01-25T19:00:00",75.77600000000001]
["20070126:0600",24.34,77.41,0,{"v":0,"d":"0.00"},0,370.48,4.22,199,101160,{"$f":"'Honolulu TMY 3'!$D$5","v":2019},"01","26","06","01/26/2019 06:00","2019-01-25T20:00:00",75.812]
["20070126:0700",24.35,77.27,0,{"v":0,"d":"0.00"},0,374.32,4.53,202,101180,{"$f":"'Honolulu TMY 3'!$D$5","v":2019},"01","26","07","01/26/2019 07:00","2019-01-25T21:00:00",75.83000000000001]
["20070126:0800",24.37,77.14,0,{"v":0,"d":"0.00"},0,378.15,4.84,204,101200,{"$f":"'Honolulu TMY 3'!$D$5","v":2019},"01","26","08","01/26/2019 08:00","2019-01-25T22:00:00",75.866]
["20070126:0900",{"v":24.4,"d":"24.40"},77.09,0,{"v":0,"d":"0.00"},0,381.48,5.84,204,101187,{"$f":"'Honolulu TMY 3'!$D$5","v":2019},"01","26","09","01/26/2019 09:00","2019-01-25T23:00:00",75.92]
["20070126:1000",24.44,77.05,0,{"v":0,"d":"0.00"},0,384.82,6.85,203,101173,{"$f":"'Honolulu TMY 3'!$D$5","v":2019},"01","26","10","01/26/2019 10:00","2019-01-26",75.992]
["20070126:1100",24.47,{"v":77,"d":"77.00"},0,{"v":0,"d":"0.00"},0,388.15,7.85,202,101160,{"$f":"'Honolulu TMY 3'!$D$5","v":2019},"01","26","11","01/26/2019 11:00","2019-01-26T01:00:00",76.04599999999999]
["20070126:1200",24.49,{"v":77.5,"d":"77.50"},0,{"v":0,"d":"0.00"},0,388.18,7.96,198,101107,{"$f":"'Honolulu TMY 3'!$D$5","v":2019},"01","26","12","01/26/2019 12:00","2019-01-26T02:00:00",76.082]
["20070126:1300",24.51,77.99,0,{"v":0,"d":"0.00"},0,388.22,8.08,194,101053,{"$f":"'Honolulu TMY 3'!$D$5","v":2019},"01","26","13","01/26/2019 13:00","2019-01-26T03:00:00",76.118]
["20070126:1400",24.53,78.49,0,{"v":0,"d":"0.00"},0,388.25,8.19,190,101000,{"$f":"'Honolulu TMY 3'!$D$5","v":2019},"01","26","14","01/26/2019 14:00","2019-01-26T04:00:00",76.154]
["20070126:1500",24.53,78.63,0,{"v":0,"d":"0.00"},0,{"v":390.4,"d":"390.40"},8.24,189,101043,{"$f":"'Honolulu TMY 3'!$D$5","v":2019},"01","26","15","01/26/2019 15:00","2019-01-26T05:00:00",76.154]
["20070126:1600",24.53,78.77,0,{"v":0,"d":"0.00"},0,392.55,8.29,188,101087,{"$f":"'Honolulu TMY 3'!$D$5","v":2019},"01","26","16","01/26/2019 16:00","2019-01-26T06:00:00",76.154]
["20070126:1700",24.53,78.91,0,{"v":0,"d":"0.00"},0,{"v":394.7,"d":"394.70"},8.33,187,101130,{"$f":"'Honolulu TMY 3'!$D$5","v":2019},"01","26","17","01/26/2019 17:00","2019-01-26T07:00:00",76.154]
["20070126:1800",24.49,79.13,121,396.56,53,393.95,8.23,187,101160,{"$f":"'Honolulu TMY 3'!$D$5","v":2019},"01","26","18","01/26/2019 18:00","2019-01-26T08:00:00",76.082]
["20070126:1900",24.46,79.34,202,111.26,160,{"v":393.2,"d":"393.20"},8.14,188,101190,{"$f":"'Honolulu TMY 3'!$D$5","v":2019},"01","26","19","01/26/2019 19:00","2019-01-26T09:00:00",76.028]
["20070126:2000",24.43,79.56,287,76.38,245,392.45,8.04,188,101220,{"$f":"'Honolulu TMY 3'!$D$5","v":2019},"01","26","20","01/26/2019 20:00","2019-01-26T10:00:00",75.974]
["20070126:2100",24.51,80.38,681,842.18,111,387.48,{"v":7.9,"d":"7.90"},190,101150,{"$f":"'Honolulu TMY 3'!$D$5","v":2019},"01","26","21","01/26/2019 21:00","2019-01-26T11:00:00",76.118]
["20070126:2200",{"v":24.6,"d":"24.60"},81.19,475,133.39,375,382.52,7.77,191,101080,{"$f":"'Honolulu TMY 3'!$D$5","v":2019},"01","26","22","01/26/2019 22:00","2019-01-26T12:00:00",76.28]
["20070126:2300",24.68,82.01,785,874.91,117,377.55,7.63,193,101010,{"$f":"'Honolulu TMY 3'!$D$5","v":2019},"01","26","23","01/26/2019 23:00","2019-01-26T13:00:00",76.424]
["20070127:0000",24.72,82.49,468,154.07,357,376.15,7.83,197,100973,{"$f":"'Honolulu TMY 3'!$D$5","v":2019},"01","27","00","01/27/2019 00:00","2019-01-26T14:00:00",76.49600000000001]
["20070127:0100",24.76,82.96,607,809.72,107,374.75,8.04,202,100937,{"$f":"'Honolulu TMY 3'!$D$5","v":2019},"01","27","01","01/27/2019 01:00","2019-01-26T15:00:00",76.56800000000001]
["20070127:0200",24.81,83.44,430,{"v":725.3,"d":"725.30"},93,373.35,8.25,206,100900,{"$f":"'Honolulu TMY 3'!$D$5","v":2019},"01","27","02","01/27/2019 02:00","2019-01-26T16:00:00",76.658]
["20070127:0300",24.66,84.15,220,547.25,71,376.35,8.57,212,100947,{"$f":"'Honolulu TMY 3'!$D$5","v":2019},"01","27","03","01/27/2019 03:00","2019-01-26T17:00:00",76.388]
["20070127:0400",24.52,84.87,22,{"v":0,"d":"0.00"},22,379.35,8.89,218,100993,{"$f":"'Honolulu TMY 3'!$D$5","v":2019},"01","27","04","01/27/2019 04:00","2019-01-26T18:00:00",76.136]
["20070127:0500",24.37,85.58,0,{"v":0,"d":"0.00"},0,382.35,9.21,224,101040,{"$f":"'Honolulu TMY 3'!$D$5","v":2019},"01","27","05","01/27/2019 05:00","2019-01-26T19:00:00",75.866]
["20070127:0600",24.18,86.22,0,{"v":0,"d":"0.00"},0,385.35,7.78,227,101067,{"$f":"'Honolulu TMY 3'!$D$5","v":2019},"01","27","06","01/27/2019 06:00","2019-01-26T20:00:00",75.524]
["20070127:0700",23.99,86.85,0,{"v":0,"d":"0.00"},0,388.35,6.34,231,101093,{"$f":"'Honolulu TMY 3'!$D$5","v":2019},"01","27","07","01/27/2019 07:00","2019-01-26T21:00:00",75.18199999999999]
["20070127:0800",23.81,87.49,0,{"v":0,"d":"0.00"},0,391.35,4.91,234,101120,{"$f":"'Honolulu TMY 3'!$D$5","v":2019},"01","27","08","01/27/2019 08:00","2019-01-26T22:00:00",74.858]
["20070127:0900",23.61,88.45,0,{"v":0,"d":"0.00"},0,392.85,4.34,243,101117,{"$f":"'Honolulu TMY 3'!$D$5","v":2019},"01","27","09","01/27/2019 09:00","2019-01-26T23:00:00",74.49799999999999]
["20070127:1000",23.41,{"v":89.4,"d":"89.40"},0,{"v":0,"d":"0.00"},0,394.35,3.77,253,101113,{"$f":"'Honolulu TMY 3'!$D$5","v":2019},"01","27","10","01/27/2019 10:00","2019-01-27",74.138]
["20070127:1100",23.21,90.36,0,{"v":0,"d":"0.00"},0,395.85,{"v":3.2,"d":"3.20"},262,101110,{"$f":"'Honolulu TMY 3'!$D$5","v":2019},"01","27","11","01/27/2019 11:00","2019-01-27T01:00:00",73.778]
["20070127:1200",23.23,87.98,0,{"v":0,"d":"0.00"},0,395.65,4.18,279,101100,{"$f":"'Honolulu TMY 3'!$D$5","v":2019},"01","27","12","01/27/2019 12:00","2019-01-27T02:00:00",73.814]
["20070127:1300",23.26,85.59,0,{"v":0,"d":"0.00"},0,395.45,5.16,296,101090,{"$f":"'Honolulu TMY 3'!$D$5","v":2019},"01","27","13","01/27/2019 13:00","2019-01-27T03:00:00",73.868]
["20070127:1400",23.28,83.21,0,{"v":0,"d":"0.00"},0,395.25,6.14,313,101080,{"$f":"'Honolulu TMY 3'!$D$5","v":2019},"01","27","14","01/27/2019 14:00","2019-01-27T04:00:00",73.904]
["20070127:1500",23.21,{"v":81.6,"d":"81.60"},0,{"v":0,"d":"0.00"},0,396.43,6.41,326,101140,{"$f":"'Honolulu TMY 3'!$D$5","v":2019},"01","27","15","01/27/2019 15:00","2019-01-27T05:00:00",73.778]
["20070127:1600",23.14,79.98,0,{"v":0,"d":"0.00"},0,397.62,6.69,338,101200,{"$f":"'Honolulu TMY 3'!$D$5","v":2019},"01","27","16","01/27/2019 16:00","2019-01-27T06:00:00",73.652]
["20070127:1700",23.07,78.37,0,{"v":0,"d":"0.00"},0,{"v":398.8,"d":"398.80"},6.97,351,101260,{"$f":"'Honolulu TMY 3'!$D$5","v":2019},{"$f":"MID(A659,5,2)","v":"01"},{"$f":"MID(A659,7,2)","v":"27"},{"$f":"MID(A659,10,2)","v":"17"},{"$f":"L659&\"/\"&M659&\"/\"&K659&\" \"&N659&\":00\"","v":"01/27/2019 17:00"},{"$f":"(DATEVALUE(O659)+TIMEVALUE(O659))+($P$16/24)","v":"2019-01-27T07:00:00"},{"$f":"((9/5)*B659)+32","v":73.52600000000001}]
["20070127:1800",23.09,76.21,49,{"v":0,"d":"0.00"},49,400.97,7.15,358,101300,{"$f":"'Honolulu TMY 3'!$D$5","v":2019},"01","27","18","01/27/2019 18:00","2019-01-27T08:00:00",73.562]
["20070127:1900",23.11,74.04,154,23.74,145,403.13,7.34,5,101340,{"$f":"'Honolulu TMY 3'!$D$5","v":2019},"01","27","19","01/27/2019 19:00","2019-01-27T09:00:00",73.598]
["20070127:2000",23.13,71.88,349,170.34,255,{"v":405.3,"d":"405.30"},7.53,11,101380,{"$f":"'Honolulu TMY 3'!$D$5","v":2019},"01","27","20","01/27/2019 20:00","2019-01-27T10:00:00",73.634]
["20070127:2100",23.25,70.84,681,839.28,111,401.65,7.33,14,101327,{"$f":"'Honolulu TMY 3'!$D$5","v":2019},"01","27","21","01/27/2019 21:00","2019-01-27T11:00:00",73.85]
["20070127:2200",23.38,{"v":69.8,"d":"69.80"},131,{"v":0,"d":"0.00"},131,{"v":398,"d":"398.00"},7.14,16,101273,{"$f":"'Honolulu TMY 3'!$D$5","v":2019},"01","27","22","01/27/2019 22:00","2019-01-27T12:00:00",74.084]
["20070127:2300",{"v":23.5,"d":"23.50"},68.76,317,24.79,298,394.35,6.94,19,101220,{"$f":"'Honolulu TMY 3'!$D$5","v":2019},"01","27","23","01/27/2019 23:00","2019-01-27T13:00:00",74.30000000000001]
["20070128:0000",23.64,68.92,500,196.26,358,392.93,7.26,20,101203,{"$f":"'Honolulu TMY 3'!$D$5","v":2019},"01","28","00","01/28/2019 00:00","2019-01-27T14:00:00",74.55199999999999]
["20070128:0100",23.78,69.07,437,236.85,290,391.52,7.57,22,101187,{"$f":"'Honolulu TMY 3'!$D$5","v":2019},"01","28","01","01/28/2019 01:00","2019-01-27T15:00:00",74.804]
["20070128:0200",23.93,69.23,296,192.43,206,{"v":390.1,"d":"390.10"},7.89,23,101170,{"$f":"'Honolulu TMY 3'!$D$5","v":2019},"01","28","02","01/28/2019 02:00","2019-01-27T16:00:00",75.074]
["20070128:0300",23.86,69.09,224,556.02,71,391.07,8.04,26,101220,{"$f":"'Honolulu TMY 3'!$D$5","v":2019},"01","28","03","01/28/2019 03:00","2019-01-27T17:00:00",74.94800000000001]
["20070128:0400",23.78,68.94,23,{"v":0,"d":"0.00"},23,392.03,8.19,28,101270,{"$f":"'Honolulu TMY 3'!$D$5","v":2019},"01","28","04","01/28/2019 04:00","2019-01-27T18:00:00",74.804]
["20070128:0500",23.71,{"v":68.8,"d":"68.80"},0,{"v":0,"d":"0.00"},0,{"v":393,"d":"393.00"},8.34,31,101320,{"$f":"'Honolulu TMY 3'!$D$5","v":2019},"01","28","05","01/28/2019 05:00","2019-01-27T19:00:00",74.678]
["20070128:0600",23.64,68.88,0,{"v":0,"d":"0.00"},0,395.98,8.49,34,101357,{"$f":"'Honolulu TMY 3'!$D$5","v":2019},"01","28","06","01/28/2019 06:00","2019-01-27T20:00:00",74.55199999999999]
["20070128:0700",23.56,68.95,0,{"v":0,"d":"0.00"},0,398.97,8.63,37,101393,{"$f":"'Honolulu TMY 3'!$D$5","v":2019},"01","28","07","01/28/2019 07:00","2019-01-27T21:00:00",74.408]
["20070128:0800",23.49,69.03,0,{"v":0,"d":"0.00"},0,401.95,8.77,40,101430,{"$f":"'Honolulu TMY 3'!$D$5","v":2019},"01","28","08","01/28/2019 08:00","2019-01-27T22:00:00",74.282]
["20070128:0900",{"v":23.5,"d":"23.50"},69.26,0,{"v":0,"d":"0.00"},0,402.07,8.37,43,101423,{"$f":"'Honolulu TMY 3'!$D$5","v":2019},"01","28","09","01/28/2019 09:00","2019-01-27T23:00:00",74.30000000000001]
["20070128:1000",23.51,{"v":69.5,"d":"69.50"},0,{"v":0,"d":"0.00"},0,402.18,7.96,46,101417,{"$f":"'Honolulu TMY 3'!$D$5","v":2019},"01","28","10","01/28/2019 10:00","2019-01-28",74.31800000000001]
["20070128:1100",23.52,69.73,0,{"v":0,"d":"0.00"},0,{"v":402.3,"d":"402.30"},7.56,49,101410,{"$f":"'Honolulu TMY 3'!$D$5","v":2019},"01","28","11","01/28/2019 11:00","2019-01-28T01:00:00",74.336]
["20070128:1200",23.41,70.05,0,{"v":0,"d":"0.00"},0,401.82,7.69,51,101377,{"$f":"'Honolulu TMY 3'!$D$5","v":2019},"01","28","12","01/28/2019 12:00","2019-01-28T02:00:00",74.138]
["20070128:1300",23.29,70.37,0,{"v":0,"d":"0.00"},0,401.33,7.83,53,101343,{"$f":"'Honolulu TMY 3'!$D$5","v":2019},"01","28","13","01/28/2019 13:00","2019-01-28T03:00:00",73.922]
["20070128:1400",23.18,70.69,0,{"v":0,"d":"0.00"},0,400.85,7.96,55,101310,{"$f":"'Honolulu TMY 3'!$D$5","v":2019},"01","28","14","01/28/2019 14:00","2019-01-28T04:00:00",73.724]
["20070128:1500",23.14,71.15,0,{"v":0,"d":"0.00"},0,403.72,7.98,59,101363,{"$f":"'Honolulu TMY 3'!$D$5","v":2019},"01","28","15","01/28/2019 15:00","2019-01-28T05:00:00",73.652]
["20070128:1600",23.11,{"v":71.6,"d":"71.60"},0,{"v":0,"d":"0.00"},0,406.58,{"v":8,"d":"8.00"},63,101417,{"$f":"'Honolulu TMY 3'!$D$5","v":2019},"01","28","16","01/28/2019 16:00","2019-01-28T06:00:00",73.598]
["20070128:1700",23.08,72.06,0,{"v":0,"d":"0.00"},0,409.45,8.03,66,101470,{"$f":"'Honolulu TMY 3'!$D$5","v":2019},"01","28","17","01/28/2019 17:00","2019-01-28T07:00:00",73.544]
["20070128:1800",23.07,73.14,36,{"v":0,"d":"0.00"},36,407.35,8.13,69,101506,{"$f":"'Honolulu TMY 3'!$D$5","v":2019},"01","28","18","01/28/2019 18:00","2019-01-28T08:00:00",73.52600000000001]
["20070128:1900",23.06,74.21,209,123.46,162,405.25,8.23,73,101543,{"$f":"'Honolulu TMY 3'!$D$5","v":2019},"01","28","19","01/28/2019 19:00","2019-01-28T09:00:00",73.508]
["20070128:2000",23.05,75.29,534,779.97,102,403.15,8.33,76,101580,{"$f":"'Honolulu TMY 3'!$D$5","v":2019},"01","28","20","01/28/2019 20:00","2019-01-28T10:00:00",73.49000000000001]
["20070128:2100",23.11,76.35,626,597.16,219,401.97,7.62,77,101510,{"$f":"'Honolulu TMY 3'!$D$5","v":2019},"01","28","21","01/28/2019 21:00","2019-01-28T11:00:00",73.598]
["20070128:2200",23.17,77.42,774,870.12,117,400.78,6.91,78,101440,{"$f":"'Honolulu TMY 3'!$D$5","v":2019},"01","28","22","01/28/2019 22:00","2019-01-28T12:00:00",73.706]
["20070128:2300",23.23,78.48,792,876.02,118,{"v":399.6,"d":"399.60"},6.19,79,101370,{"$f":"'Honolulu TMY 3'!$D$5","v":2019},"01","28","23","01/28/2019 23:00","2019-01-28T13:00:00",73.814]
["20070129:0000",{"v":23.3,"d":"23.30"},78.95,443,118.35,357,{"v":395.5,"d":"395.50"},6.42,78,101360,{"$f":"'Honolulu TMY 3'!$D$5","v":2019},"01","29","00","01/29/2019 00:00","2019-01-28T14:00:00",73.94]
["20070129:0100",23.36,79.42,615,814.37,107,{"v":391.4,"d":"391.40"},6.64,77,101350,{"$f":"'Honolulu TMY 3'!$D$5","v":2019},"01","29","01","01/29/2019 01:00","2019-01-28T15:00:00",74.048]
["20070129:0200",23.43,79.89,269,127.45,209,{"v":387.3,"d":"387.30"},6.87,77,101340,{"$f":"'Honolulu TMY 3'!$D$5","v":2019},"01","29","02","01/29/2019 02:00","2019-01-28T16:00:00",74.174]
["20070129:0300",23.33,81.24,226,557.41,71,388.55,6.59,78,101367,{"$f":"'Honolulu TMY 3'!$D$5","v":2019},"01","29","03","01/29/2019 03:00","2019-01-28T17:00:00",73.994]
["20070129:0400",23.23,{"v":82.6,"d":"82.60"},23,{"v":0,"d":"0.00"},23,{"v":389.8,"d":"389.80"},6.31,80,101393,{"$f":"'Honolulu TMY 3'!$D$5","v":2019},"01","29","04","01/29/2019 04:00","2019-01-28T18:00:00",73.814]
["20070129:0500",23.13,83.95,0,{"v":0,"d":"0.00"},0,391.05,6.03,81,101420,{"$f":"'Honolulu TMY 3'!$D$5","v":2019},"01","29","05","01/29/2019 05:00","2019-01-28T19:00:00",73.634]
["20070129:0600",23.11,84.57,0,{"v":0,"d":"0.00"},0,392.63,5.39,84,101447,{"$f":"'Honolulu TMY 3'!$D$5","v":2019},"01","29","06","01/29/2019 06:00","2019-01-28T20:00:00",73.598]
["20070129:0700",23.08,{"v":85.2,"d":"85.20"},0,{"v":0,"d":"0.00"},0,394.22,4.75,88,101473,{"$f":"'Honolulu TMY 3'!$D$5","v":2019},"01","29","07","01/29/2019 07:00","2019-01-28T21:00:00",73.544]
["20070129:0800",23.06,85.82,0,{"v":0,"d":"0.00"},0,{"v":395.8,"d":"395.80"},4.11,91,101500,{"$f":"'Honolulu TMY 3'!$D$5","v":2019},"01","29","08","01/29/2019 08:00","2019-01-28T22:00:00",73.508]
["20070129:0900",22.99,86.05,0,{"v":0,"d":"0.00"},0,395.05,3.03,95,101473,{"$f":"'Honolulu TMY 3'!$D$5","v":2019},"01","29","09","01/29/2019 09:00","2019-01-28T23:00:00",73.382]
["20070129:1000",22.93,86.27,0,{"v":0,"d":"0.00"},0,{"v":394.3,"d":"394.30"},1.95,100,101447,{"$f":"'Honolulu TMY 3'!$D$5","v":2019},"01","29","10","01/29/2019 10:00","2019-01-29",73.274]
["20070129:1100",22.87,{"v":86.5,"d":"86.50"},0,{"v":0,"d":"0.00"},0,393.55,0.87,104,101420,{"$f":"'Honolulu TMY 3'!$D$5","v":2019},"01","29","11","01/29/2019 11:00","2019-01-29T01:00:00",73.166]
["20070129:1200",22.87,86.65,0,{"v":0,"d":"0.00"},0,394.35,1.24,159,101383,{"$f":"'Honolulu TMY 3'!$D$5","v":2019},"01","29","12","01/29/2019 12:00","2019-01-29T02:00:00",73.166]
["20070129:1300",22.88,86.81,0,{"v":0,"d":"0.00"},0,395.15,1.61,214,101347,{"$f":"'Honolulu TMY 3'!$D$5","v":2019},"01","29","13","01/29/2019 13:00","2019-01-29T03:00:00",73.184]
["20070129:1400",22.88,86.96,0,{"v":0,"d":"0.00"},0,395.95,1.99,268,101310,{"$f":"'Honolulu TMY 3'!$D$5","v":2019},"01","29","14","01/29/2019 14:00","2019-01-29T04:00:00",73.184]
["20070129:1500",22.85,87.18,0,{"v":0,"d":"0.00"},0,397.57,2.33,265,101363,{"$f":"'Honolulu TMY 3'!$D$5","v":2019},"01","29","15","01/29/2019 15:00","2019-01-29T05:00:00",73.13]
["20070129:1600",22.83,87.41,0,{"v":0,"d":"0.00"},0,399.18,2.67,262,101417,{"$f":"'Honolulu TMY 3'!$D$5","v":2019},"01","29","16","01/29/2019 16:00","2019-01-29T06:00:00",73.094]
["20070129:1700",22.81,87.63,0,{"v":0,"d":"0.00"},0,{"v":400.8,"d":"400.80"},3.01,259,101470,{"$f":"'Honolulu TMY 3'!$D$5","v":2019},"01","29","17","01/29/2019 17:00","2019-01-29T07:00:00",73.05799999999999]
["20070129:1800",22.78,87.84,122,393.98,53,399.93,3.47,264,101503,{"$f":"'Honolulu TMY 3'!$D$5","v":2019},"01","29","18","01/29/2019 18:00","2019-01-29T08:00:00",73.004]
["20070129:1900",22.75,88.05,336,656.38,85,399.07,3.94,268,101536,{"$f":"'Honolulu TMY 3'!$D$5","v":2019},"01","29","19","01/29/2019 19:00","2019-01-29T09:00:00",72.95]
["20070129:2000",22.73,88.26,533,777.02,101,{"v":398.2,"d":"398.20"},{"v":4.4,"d":"4.40"},272,101570,{"$f":"'Honolulu TMY 3'!$D$5","v":2019},"01","29","20","01/29/2019 20:00","2019-01-29T10:00:00",72.914]
["20070129:2100",22.79,88.78,685,839.14,111,396.28,4.71,275,101490,{"$f":"'Honolulu TMY 3'!$D$5","v":2019},"01","29","21","01/29/2019 21:00","2019-01-29T11:00:00",73.02199999999999]
["20070129:2200",22.85,89.31,492,146.47,381,394.37,5.02,277,101410,{"$f":"'Honolulu TMY 3'!$D$5","v":2019},"01","29","22","01/29/2019 22:00","2019-01-29T12:00:00",73.13]
["20070129:2300",22.91,89.83,180,3.88,177,392.45,5.32,280,101330,{"$f":"'Honolulu TMY 3'!$D$5","v":2019},"01","29","23","01/29/2019 23:00","2019-01-29T13:00:00",73.238]
["20070130:0000",23.23,87.52,479,158.94,363,390.38,5.05,284,101300,{"$f":"'Honolulu TMY 3'!$D$5","v":2019},"01","30","00","01/30/2019 00:00","2019-01-29T14:00:00",73.814]
["20070130:0100",23.54,85.21,414,183.42,299,388.32,4.78,288,101270,{"$f":"'Honolulu TMY 3'!$D$5","v":2019},"01","30","01","01/30/2019 01:00","2019-01-29T15:00:00",74.372]
["20070130:0200",23.86,{"v":82.9,"d":"82.90"},186,18.99,177,386.25,4.51,293,101240,{"$f":"'Honolulu TMY 3'!$D$5","v":2019},"01","30","02","01/30/2019 02:00","2019-01-29T16:00:00",74.94800000000001]
["20070130:0300",23.63,84.02,227,555.23,71,387.48,4.18,305,101267,{"$f":"'Honolulu TMY 3'!$D$5","v":2019},"01","30","03","01/30/2019 03:00","2019-01-29T17:00:00",74.53399999999999]
["20070130:0400",23.39,85.13,21,{"v":0,"d":"0.00"},21,388.72,3.85,317,101293,{"$f":"'Honolulu TMY 3'!$D$5","v":2019},"01","30","04","01/30/2019 04:00","2019-01-29T18:00:00",74.102]
["20070130:0500",23.16,86.25,0,{"v":0,"d":"0.00"},0,389.95,3.52,329,101320,{"$f":"'Honolulu TMY 3'!$D$5","v":2019},"01","30","05","01/30/2019 05:00","2019-01-29T19:00:00",73.688]
["20070130:0600",23.02,{"v":85.7,"d":"85.70"},0,{"v":0,"d":"0.00"},0,391.02,3.77,340,101323,{"$f":"'Honolulu TMY 3'!$D$5","v":2019},"01","30","06","01/30/2019 06:00","2019-01-29T20:00:00",73.436]
["20070130:0700",22.88,85.15,0,{"v":0,"d":"0.00"},0,392.08,4.03,351,101327,{"$f":"'Honolulu TMY 3'!$D$5","v":2019},"01","30","07","01/30/2019 07:00","2019-01-29T21:00:00",73.184]
["20070130:0800",22.74,{"v":84.6,"d":"84.60"},0,{"v":0,"d":"0.00"},0,393.15,4.29,2,101330,{"$f":"'Honolulu TMY 3'!$D$5","v":2019},"01","30","08","01/30/2019 08:00","2019-01-29T22:00:00",72.93199999999999]
["20070130:0900",22.71,85.36,0,{"v":0,"d":"0.00"},0,393.57,4.28,11,101293,{"$f":"'Honolulu TMY 3'!$D$5","v":2019},{"$f":"MID(A723,5,2)","v":"01"},{"$f":"MID(A723,7,2)","v":"30"},{"$f":"MID(A723,10,2)","v":"09"},{"$f":"L723&\"/\"&M723&\"/\"&K723&\" \"&N723&\":00\"","v":"01/30/2019 09:00"},{"$f":"(DATEVALUE(O723)+TIMEVALUE(O723))+($P$16/24)","v":"2019-01-29T23:00:00"},{"$f":"((9/5)*B723)+32","v":72.878}]
["20070130:1000",22.69,86.12,0,{"v":0,"d":"0.00"},0,393.98,4.26,20,101257,{"$f":"'Honolulu TMY 3'!$D$5","v":2019},"01","30","10","01/30/2019 10:00","2019-01-30",72.84200000000001]
["20070130:1100",22.67,86.88,0,{"v":0,"d":"0.00"},0,{"v":394.4,"d":"394.40"},4.25,30,101220,{"$f":"'Honolulu TMY 3'!$D$5","v":2019},"01","30","11","01/30/2019 11:00","2019-01-30T01:00:00",72.80600000000001]
["20070130:1200",22.34,88.46,0,{"v":0,"d":"0.00"},0,395.58,4.54,35,101200,{"$f":"'Honolulu TMY 3'!$D$5","v":2019},"01","30","12","01/30/2019 12:00","2019-01-30T02:00:00",72.212]
["20070130:1300",{"v":22,"d":"22.00"},90.04,0,{"v":0,"d":"0.00"},0,396.77,4.84,40,101180,{"$f":"'Honolulu TMY 3'!$D$5","v":2019},"01","30","13","01/30/2019 13:00","2019-01-30T03:00:00",71.6]
["20070130:1400",21.67,91.62,0,{"v":0,"d":"0.00"},0,397.95,5.13,45,101160,{"$f":"'Honolulu TMY 3'!$D$5","v":2019},"01","30","14","01/30/2019 14:00","2019-01-30T04:00:00",71.006]
["20070130:1500",21.66,91.48,0,{"v":0,"d":"0.00"},0,398.75,5.27,49,101197,{"$f":"'Honolulu TMY 3'!$D$5","v":2019},"01","30","15","01/30/2019 15:00","2019-01-30T05:00:00",70.988]
["20070130:1600",21.66,91.35,0,{"v":0,"d":"0.00"},0,399.55,5.42,52,101233,{"$f":"'Honolulu TMY 3'!$D$5","v":2019},"01","30","16","01/30/2019 16:00","2019-01-30T06:00:00",70.988]
["20070130:1700",21.66,91.21,0,{"v":0,"d":"0.00"},0,400.35,5.56,55,101270,{"$f":"'Honolulu TMY 3'!$D$5","v":2019},"01","30","17","01/30/2019 17:00","2019-01-30T07:00:00",70.988]
["20070130:1800",21.63,90.93,4,{"v":0,"d":"0.00"},4,400.58,5.39,56,101293,{"$f":"'Honolulu TMY 3'!$D$5","v":2019},"01","30","18","01/30/2019 18:00","2019-01-30T08:00:00",70.934]
["20070130:1900",{"v":21.6,"d":"21.60"},90.65,58,{"v":0,"d":"0.00"},58,400.82,5.22,58,101317,{"$f":"'Honolulu TMY 3'!$D$5","v":2019},"01","30","19","01/30/2019 19:00","2019-01-30T09:00:00",70.88]
["20070130:2000",21.57,90.37,72,{"v":0,"d":"0.00"},72,401.05,5.05,59,101340,{"$f":"'Honolulu TMY 3'!$D$5","v":2019},"01","30","20","01/30/2019 20:00","2019-01-30T10:00:00",70.826]
["20070130:2100",21.74,90.25,318,39.33,291,{"v":398.7,"d":"398.70"},4.51,59,101273,{"$f":"'Honolulu TMY 3'!$D$5","v":2019},"01","30","21","01/30/2019 21:00","2019-01-30T11:00:00",71.132]
["20070130:2200",{"v":21.9,"d":"21.90"},90.14,517,174.85,384,396.35,3.96,58,101207,{"$f":"'Honolulu TMY 3'!$D$5","v":2019},"01","30","22","01/30/2019 22:00","2019-01-30T12:00:00",71.42]
["20070130:2300",22.07,90.02,794,873.07,117,{"v":394,"d":"394.00"},3.42,58,101140,{"$f":"'Honolulu TMY 3'!$D$5","v":2019},"01","30","23","01/30/2019 23:00","2019-01-30T13:00:00",71.726]
["20070131:0000",{"v":22.4,"d":"22.40"},88.61,458,130.97,362,392.75,4.21,41,101110,{"$f":"'Honolulu TMY 3'!$D$5","v":2019},"01","31","00","01/31/2019 00:00","2019-01-30T14:00:00",72.32]
["20070131:0100",22.73,{"v":87.2,"d":"87.20"},619,{"v":812.5,"d":"812.50"},107,{"v":391.5,"d":"391.50"},4.99,23,101080,{"$f":"'Honolulu TMY 3'!$D$5","v":2019},"01","31","01","01/31/2019 01:00","2019-01-30T15:00:00",72.914]
["20070131:0200",23.06,85.79,347,318.69,195,390.25,5.78,5,101050,{"$f":"'Honolulu TMY 3'!$D$5","v":2019},"01","31","02","01/31/2019 02:00","2019-01-30T16:00:00",73.508]
["20070131:0300",22.93,86.24,231,560.14,72,{"v":389.4,"d":"389.40"},6.29,15,101083,{"$f":"'Honolulu TMY 3'!$D$5","v":2019},"01","31","03","01/31/2019 03:00","2019-01-30T17:00:00",73.274]
["20070131:0400",{"v":22.8,"d":"22.80"},86.69,25,{"v":0,"d":"0.00"},25,388.55,6.81,24,101117,{"$f":"'Honolulu TMY 3'!$D$5","v":2019},"01","31","04","01/31/2019 04:00","2019-01-30T18:00:00",73.03999999999999]
["20070131:0500",22.67,87.14,0,{"v":0,"d":"0.00"},0,{"v":387.7,"d":"387.70"},7.32,33,101150,{"$f":"'Honolulu TMY 3'!$D$5","v":2019},"01","31","05","01/31/2019 05:00","2019-01-30T19:00:00",72.80600000000001]
["20070131:0600",22.48,88.03,0,{"v":0,"d":"0.00"},0,388.43,7.67,39,101167,{"$f":"'Honolulu TMY 3'!$D$5","v":2019},"01","31","06","01/31/2019 06:00","2019-01-30T20:00:00",72.464]
["20070131:0700",22.29,88.91,0,{"v":0,"d":"0.00"},0,389.17,8.01,45,101183,{"$f":"'Honolulu TMY 3'!$D$5","v":2019},"01","31","07","01/31/2019 07:00","2019-01-30T21:00:00",72.122]
["20070131:0800",22.11,{"v":89.8,"d":"89.80"},0,{"v":0,"d":"0.00"},0,{"v":389.9,"d":"389.90"},8.36,51,101200,{"$f":"'Honolulu TMY 3'!$D$5","v":2019},"01","31","08","01/31/2019 08:00","2019-01-30T22:00:00",71.798]
["20070131:0900",22.18,89.81,0,{"v":0,"d":"0.00"},0,391.18,8.21,56,101170,{"$f":"'Honolulu TMY 3'!$D$5","v":2019},"01","31","09","01/31/2019 09:00","2019-01-30T23:00:00",71.924]
["20070131:1000",22.25,89.81,0,{"v":0,"d":"0.00"},0,392.47,8.06,61,101140,{"$f":"'Honolulu TMY 3'!$D$5","v":2019},"01","31","10","01/31/2019 10:00","2019-01-31",72.05000000000001]
["20070131:1100",22.32,89.82,0,{"v":0,"d":"0.00"},0,393.75,{"v":7.9,"d":"7.90"},66,101110,{"$f":"'Honolulu TMY 3'!$D$5","v":2019},"01","31","11","01/31/2019 11:00","2019-01-31T01:00:00",72.176]
["20070131:1200",22.27,90.38,0,{"v":0,"d":"0.00"},0,{"v":394,"d":"394.00"},7.79,59,101100,{"$f":"'Honolulu TMY 3'!$D$5","v":2019},"01","31","12","01/31/2019 12:00","2019-01-31T02:00:00",72.086]
["20070131:1300",22.22,90.95,0,{"v":0,"d":"0.00"},0,394.25,7.68,53,101090,{"$f":"'Honolulu TMY 3'!$D$5","v":2019},"01","31","13","01/31/2019 13:00","2019-01-31T03:00:00",71.99600000000001]
["20070131:1400",22.17,91.51,0,{"v":0,"d":"0.00"},0,{"v":394.5,"d":"394.50"},7.57,46,101080,{"$f":"'Honolulu TMY 3'!$D$5","v":2019},"01","31","14","01/31/2019 14:00","2019-01-31T04:00:00",71.906]
["20070131:1500",22.22,91.21,0,{"v":0,"d":"0.00"},0,395.55,7.53,52,101107,{"$f":"'Honolulu TMY 3'!$D$5","v":2019},"01","31","15","01/31/2019 15:00","2019-01-31T05:00:00",71.99600000000001]
["20070131:1600",22.29,{"v":90,"d":"90.00"},0,{"v":0,"d":"0.00"},0,391.76,6.37,57,101133,{"$f":"'Honolulu TMY 3'!$D$5","v":2019},"01","31","16","01/31/2019 16:00","2019-01-31T06:00:00",72.122]
["20070131:1700",22.49,89.11,0,{"v":0,"d":"0.00"},0,392.39,6.64,62,101160,{"$f":"'Honolulu TMY 3'!$D$5","v":2019},"01","31","17","01/31/2019 17:00","2019-01-31T07:00:00",72.482]
["20070131:1800",{"v":22.7,"d":"22.70"},88.22,128,410.16,55,393.01,6.91,69,101187,{"$f":"'Honolulu TMY 3'!$D$5","v":2019},"01","31","18","01/31/2019 18:00","2019-01-31T08:00:00",72.86]
["20070131:1900",22.91,87.33,346,673.51,86,393.64,7.19,76,101213,{"$f":"'Honolulu TMY 3'!$D$5","v":2019},"01","31","19","01/31/2019 19:00","2019-01-31T09:00:00",73.238]
["20070131:2000",23.12,86.44,436,364.03,232,394.27,7.46,83,101240,{"$f":"'Honolulu TMY 3'!$D$5","v":2019},"01","31","20","01/31/2019 20:00","2019-01-31T10:00:00",73.616]
["20070131:2100",23.33,85.54,700,853.23,112,394.89,7.74,88,101180,{"$f":"'Honolulu TMY 3'!$D$5","v":2019},"01","31","21","01/31/2019 21:00","2019-01-31T11:00:00",73.994]
["20070131:2200",23.54,84.65,791,882.73,117,395.52,8.01,93,101120,{"$f":"'Honolulu TMY 3'!$D$5","v":2019},"01","31","22","01/31/2019 22:00","2019-01-31T12:00:00",74.372]
["20070131:2300",23.74,83.76,810,888.89,118,396.15,8.28,98,101060,{"$f":"'Honolulu TMY 3'!$D$5","v":2019},"01","31","23","01/31/2019 23:00","2019-01-31T13:00:00",74.732]
["20130201:0000",23.95,82.87,567,293.39,351,396.78,8.56,230,100777,{"$f":"'Honolulu TMY 3'!$D$5","v":2019},"02","01","00","02/01/2019 00:00","2019-01-31T14:00:00",75.11]
["20130201:0100",24.16,81.98,480,307.89,285,{"v":397.4,"d":"397.40"},8.83,231,100734,{"$f":"'Honolulu TMY 3'!$D$5","v":2019},"02","01","01","02/01/2019 01:00","2019-01-31T15:00:00",75.488]
["20130201:0200",24.37,81.08,348,314.55,197,398.03,9.11,232,100690,{"$f":"'Honolulu TMY 3'!$D$5","v":2019},"02","01","02","02/01/2019 02:00","2019-01-31T16:00:00",75.866]
["20130201:0300",24.58,80.19,13,{"v":0,"d":"0.00"},13,398.66,9.38,234,100747,{"$f":"'Honolulu TMY 3'!$D$5","v":2019},"02","01","03","02/01/2019 03:00","2019-01-31T17:00:00",76.244]
["20130201:0400",24.78,{"v":79.3,"d":"79.30"},26,{"v":0,"d":"0.00"},26,399.28,9.65,236,100804,{"$f":"'Honolulu TMY 3'!$D$5","v":2019},"02","01","04","02/01/2019 04:00","2019-01-31T18:00:00",76.60400000000001]
["20130201:0500",24.99,78.41,0,{"v":0,"d":"0.00"},0,399.91,9.93,238,100860,{"$f":"'Honolulu TMY 3'!$D$5","v":2019},"02","01","05","02/01/2019 05:00","2019-01-31T19:00:00",76.982]
["20130201:0600",{"v":25.2,"d":"25.20"},77.52,0,{"v":0,"d":"0.00"},0,400.54,{"v":10.2,"d":"10.20"},238,100880,{"$f":"'Honolulu TMY 3'!$D$5","v":2019},"02","01","06","02/01/2019 06:00","2019-01-31T20:00:00",77.36]
["20130201:0700",25.41,76.63,0,{"v":0,"d":"0.00"},0,401.17,10.47,237,100900,{"$f":"'Honolulu TMY 3'!$D$5","v":2019},"02","01","07","02/01/2019 07:00","2019-01-31T21:00:00",77.738]
["20130201:0800",24.65,79.43,0,{"v":0,"d":"0.00"},0,398.05,9.28,236,100920,{"$f":"'Honolulu TMY 3'!$D$5","v":2019},"02","01","08","02/01/2019 08:00","2019-01-31T22:00:00",76.37]
["20130201:0900",24.69,79.63,0,{"v":0,"d":"0.00"},0,400.33,9.44,235,100887,{"$f":"'Honolulu TMY 3'!$D$5","v":2019},"02","01","09","02/01/2019 09:00","2019-01-31T23:00:00",76.44200000000001]
["20130201:1000",24.74,79.84,0,{"v":0,"d":"0.00"},0,402.62,{"v":9.6,"d":"9.60"},234,100854,{"$f":"'Honolulu TMY 3'!$D$5","v":2019},"02","01","10","02/01/2019 10:00","2019-02-01",76.532]
["20130201:1100",24.79,80.04,0,{"v":0,"d":"0.00"},0,{"v":404.9,"d":"404.90"},9.75,234,100820,{"$f":"'Honolulu TMY 3'!$D$5","v":2019},"02","01","11","02/01/2019 11:00","2019-02-01T01:00:00",76.622]
["20130201:1200",24.83,80.18,0,{"v":0,"d":"0.00"},0,401.12,9.67,233,100790,{"$f":"'Honolulu TMY 3'!$D$5","v":2019},"02","01","12","02/01/2019 12:00","2019-02-01T02:00:00",76.69399999999999]
["20130201:1300",24.86,80.31,0,{"v":0,"d":"0.00"},0,397.33,9.59,232,100760,{"$f":"'Honolulu TMY 3'!$D$5","v":2019},"02","01","13","02/01/2019 13:00","2019-02-01T03:00:00",76.74799999999999]
["20130201:1400",{"v":24.9,"d":"24.90"},80.45,0,{"v":0,"d":"0.00"},0,393.55,{"v":9.5,"d":"9.50"},232,100730,{"$f":"'Honolulu TMY 3'!$D$5","v":2019},"02","01","14","02/01/2019 14:00","2019-02-01T04:00:00",76.82]
["20130201:1500",24.74,81.69,0,{"v":0,"d":"0.00"},0,394.97,9.62,232,100790,{"$f":"'Honolulu TMY 3'!$D$5","v":2019},"02","01","15","02/01/2019 15:00","2019-02-01T05:00:00",76.532]
["20130201:1600",24.58,82.94,0,{"v":0,"d":"0.00"},0,396.38,9.74,233,100850,{"$f":"'Honolulu TMY 3'!$D$5","v":2019},"02","01","16","02/01/2019 16:00","2019-02-01T06:00:00",76.244]
["20130201:1700",24.42,84.18,0,{"v":0,"d":"0.00"},0,{"v":397.8,"d":"397.80"},9.86,234,100910,{"$f":"'Honolulu TMY 3'!$D$5","v":2019},"02","01","17","02/01/2019 17:00","2019-02-01T07:00:00",75.956]
["20130201:1800",24.18,85.16,128,401.07,56,396.83,9.54,237,100963,{"$f":"'Honolulu TMY 3'!$D$5","v":2019},"02","01","18","02/01/2019 18:00","2019-02-01T08:00:00",75.524]
["20130201:1900",23.94,86.14,346,662.42,89,395.87,9.22,239,101017,{"$f":"'Honolulu TMY 3'!$D$5","v":2019},"02","01","19","02/01/2019 19:00","2019-02-01T09:00:00",75.09200000000001]
["20130201:2000",{"v":23.7,"d":"23.70"},87.12,547,783.72,106,{"v":394.9,"d":"394.90"},{"v":8.9,"d":"8.90"},242,101070,{"$f":"'Honolulu TMY 3'!$D$5","v":2019},"02","01","20","02/01/2019 20:00","2019-02-01T10:00:00",74.66]
["20130201:2100",23.51,87.94,462,176.35,340,394.48,8.27,247,101010,{"$f":"'Honolulu TMY 3'!$D$5","v":2019},"02","01","21","02/01/2019 21:00","2019-02-01T11:00:00",74.31800000000001]
["20130201:2200",23.32,88.77,642,{"v":416.2,"d":"416.20"},323,394.07,7.65,251,100950,{"$f":"'Honolulu TMY 3'!$D$5","v":2019},"02","01","22","02/01/2019 22:00","2019-02-01T12:00:00",73.976]
["20130201:2300",23.13,89.59,808,{"v":876.4,"d":"876.40"},123,393.65,7.02,256,100890,{"$f":"'Honolulu TMY 3'!$D$5","v":2019},"02","01","23","02/01/2019 23:00","2019-02-01T13:00:00",73.634]
["20130202:0000",22.93,90.25,566,286.71,354,393.85,6.87,264,100887,{"$f":"'Honolulu TMY 3'!$D$5","v":2019},"02","02","00","02/02/2019 00:00","2019-02-01T14:00:00",73.274]
["20130202:0100",22.74,{"v":90.9,"d":"90.90"},518,395.88,266,394.05,6.73,272,100884,{"$f":"'Honolulu TMY 3'!$D$5","v":2019},{"$f":"MID(A787,5,2)","v":"02"},{"$f":"MID(A787,7,2)","v":"02"},{"$f":"MID(A787,10,2)","v":"01"},{"$f":"L787&\"/\"&M787&\"/\"&K787&\" \"&N787&\":00\"","v":"02/02/2019 01:00"},{"$f":"(DATEVALUE(O787)+TIMEVALUE(O787))+($P$16/24)","v":"2019-02-01T15:00:00"},{"$f":"((9/5)*B787)+32","v":72.93199999999999}]
["20130202:0200",22.55,91.56,275,124.19,215,394.25,6.58,279,100880,{"$f":"'Honolulu TMY 3'!$D$5","v":2019},"02","02","02","02/02/2019 02:00","2019-02-01T16:00:00",72.59]
["20130202:0300",22.15,{"v":91.4,"d":"91.40"},161,155.38,116,395.13,6.86,299,100957,{"$f":"'Honolulu TMY 3'!$D$5","v":2019},"02","02","03","02/02/2019 03:00","2019-02-01T17:00:00",71.87]
["20130202:0400",21.75,91.23,37,{"v":144.5,"d":"144.50"},27,396.02,7.14,318,101033,{"$f":"'Honolulu TMY 3'!$D$5","v":2019},"02","02","04","02/02/2019 04:00","2019-02-01T18:00:00",71.15]
["20130202:0500",21.36,91.07,0,{"v":0,"d":"0.00"},0,{"v":396.9,"d":"396.90"},7.42,338,101110,{"$f":"'Honolulu TMY 3'!$D$5","v":2019},"02","02","05","02/02/2019 05:00","2019-02-01T19:00:00",70.44800000000001]
["20130202:0600",21.14,89.66,0,{"v":0,"d":"0.00"},0,396.45,7.77,340,101160,{"$f":"'Honolulu TMY 3'!$D$5","v":2019},"02","02","06","02/02/2019 06:00","2019-02-01T20:00:00",70.05199999999999]
["20130202:0700",20.92,88.25,0,{"v":0,"d":"0.00"},0,{"v":396,"d":"396.00"},8.13,343,101210,{"$f":"'Honolulu TMY 3'!$D$5","v":2019},"02","02","07","02/02/2019 07:00","2019-02-01T21:00:00",69.656]
["20130202:0800",{"v":20.7,"d":"20.70"},86.84,0,{"v":0,"d":"0.00"},0,395.55,8.48,345,101260,{"$f":"'Honolulu TMY 3'!$D$5","v":2019},"02","02","08","02/02/2019 08:00","2019-02-01T22:00:00",69.25999999999999]
["20130202:0900",20.81,83.61,0,{"v":0,"d":"0.00"},0,399.53,8.17,342,101233,{"$f":"'Honolulu TMY 3'!$D$5","v":2019},"02","02","09","02/02/2019 09:00","2019-02-01T23:00:00",69.458]
["20130202:1000",20.92,80.38,0,{"v":0,"d":"0.00"},0,403.52,7.87,338,101207,{"$f":"'Honolulu TMY 3'!$D$5","v":2019},"02","02","10","02/02/2019 10:00","2019-02-02",69.656]
["20130202:1100",21.03,77.15,0,{"v":0,"d":"0.00"},0,{"v":407.5,"d":"407.50"},7.56,335,101180,{"$f":"'Honolulu TMY 3'!$D$5","v":2019},"02","02","11","02/02/2019 11:00","2019-02-02T01:00:00",69.85400000000001]
["20130202:1200",21.42,75.48,0,{"v":0,"d":"0.00"},0,406.35,7.39,331,101157,{"$f":"'Honolulu TMY 3'!$D$5","v":2019},"02","02","12","02/02/2019 12:00","2019-02-02T02:00:00",70.55600000000001]
["20130202:1300",21.81,73.81,0,{"v":0,"d":"0.00"},0,{"v":405.2,"d":"405.20"},7.23,327,101133,{"$f":"'Honolulu TMY 3'!$D$5","v":2019},"02","02","13","02/02/2019 13:00","2019-02-02T03:00:00",71.258]
["20130202:1400",{"v":22.2,"d":"22.20"},72.14,0,{"v":0,"d":"0.00"},0,404.05,7.06,322,101110,{"$f":"'Honolulu TMY 3'!$D$5","v":2019},"02","02","14","02/02/2019 14:00","2019-02-02T04:00:00",71.96000000000001]
["20130202:1500",{"v":22.2,"d":"22.20"},70.64,0,{"v":0,"d":"0.00"},0,400.67,7.31,322,101170,{"$f":"'Honolulu TMY 3'!$D$5","v":2019},"02","02","15","02/02/2019 15:00","2019-02-02T05:00:00",71.96000000000001]
["20130202:1600",22.19,69.13,0,{"v":0,"d":"0.00"},0,397.28,7.56,321,101230,{"$f":"'Honolulu TMY 3'!$D$5","v":2019},"02","02","16","02/02/2019 16:00","2019-02-02T06:00:00",71.94200000000001]
["20130202:1700",22.18,67.63,0,{"v":0,"d":"0.00"},0,{"v":393.9,"d":"393.90"},7.81,321,101290,{"$f":"'Honolulu TMY 3'!$D$5","v":2019},"02","02","17","02/02/2019 17:00","2019-02-02T07:00:00",71.924]
["20130202:1800",22.11,66.64,133,414.04,58,390.05,7.85,318,101323,{"$f":"'Honolulu TMY 3'!$D$5","v":2019},"02","02","18","02/02/2019 18:00","2019-02-02T08:00:00",71.798]
["20130202:1900",22.03,65.65,359,687.22,91,{"v":386.2,"d":"386.20"},{"v":7.9,"d":"7.90"},316,101357,{"$f":"'Honolulu TMY 3'!$D$5","v":2019},"02","02","19","02/02/2019 19:00","2019-02-02T09:00:00",71.654]
["20130202:2000",21.95,64.66,568,812.28,109,382.35,7.94,313,101390,{"$f":"'Honolulu TMY 3'!$D$5","v":2019},"02","02","20","02/02/2019 20:00","2019-02-02T10:00:00",71.50999999999999]
["20130202:2100",22.07,64.26,728,876.89,119,376.87,8.12,311,101333,{"$f":"'Honolulu TMY 3'!$D$5","v":2019},"02","02","21","02/02/2019 21:00","2019-02-02T11:00:00",71.726]
["20130202:2200",22.18,63.87,821,904.57,125,371.38,8.29,310,101277,{"$f":"'Honolulu TMY 3'!$D$5","v":2019},"02","02","22","02/02/2019 22:00","2019-02-02T12:00:00",71.924]
["20130202:2300",22.29,63.47,841,911.12,126,{"v":365.9,"d":"365.90"},8.47,308,101220,{"$f":"'Honolulu TMY 3'!$D$5","v":2019},"02","02","23","02/02/2019 23:00","2019-02-02T13:00:00",72.122]
["20130203:0000",22.42,62.75,682,572.26,257,356.22,{"v":8.8,"d":"8.80"},310,101190,{"$f":"'Honolulu TMY 3'!$D$5","v":2019},"02","03","00","02/03/2019 00:00","2019-02-02T14:00:00",72.356]
["20130203:0100",22.55,62.04,541,{"v":448.6,"d":"448.60"},254,346.53,9.13,313,101160,{"$f":"'Honolulu TMY 3'!$D$5","v":2019},"02","03","01","02/03/2019 01:00","2019-02-02T15:00:00",72.59]
["20130203:0200",22.68,61.32,472,760.98,102,336.85,9.46,315,101130,{"$f":"'Honolulu TMY 3'!$D$5","v":2019},"02","03","02","02/03/2019 02:00","2019-02-02T16:00:00",72.824]
["20130203:0300",22.44,62.89,251,591.48,78,339.03,{"v":10,"d":"10.00"},320,101213,{"$f":"'Honolulu TMY 3'!$D$5","v":2019},"02","03","03","02/03/2019 03:00","2019-02-02T17:00:00",72.392]
["20130203:0400",{"v":22.2,"d":"22.20"},64.45,41,167.18,29,341.22,10.55,324,101297,{"$f":"'Honolulu TMY 3'!$D$5","v":2019},"02","03","04","02/03/2019 04:00","2019-02-02T18:00:00",71.96000000000001]
["20130203:0500",21.97,66.02,0,{"v":0,"d":"0.00"},0,{"v":343.4,"d":"343.40"},11.09,329,101380,{"$f":"'Honolulu TMY 3'!$D$5","v":2019},"02","03","05","02/03/2019 05:00","2019-02-02T19:00:00",71.54599999999999]
["20130203:0600",{"v":21.7,"d":"21.70"},66.11,0,{"v":0,"d":"0.00"},0,344.32,10.66,332,101407,{"$f":"'Honolulu TMY 3'!$D$5","v":2019},"02","03","06","02/03/2019 06:00","2019-02-02T20:00:00",71.06]
["20130203:0700",21.43,66.21,0,{"v":0,"d":"0.00"},0,345.23,10.23,336,101433,{"$f":"'Honolulu TMY 3'!$D$5","v":2019},"02","03","07","02/03/2019 07:00","2019-02-02T21:00:00",70.574]
["20130203:0800",21.17,{"v":66.3,"d":"66.30"},0,{"v":0,"d":"0.00"},0,346.15,9.79,339,101460,{"$f":"'Honolulu TMY 3'!$D$5","v":2019},"02","03","08","02/03/2019 08:00","2019-02-02T22:00:00",70.106]
["20130203:0900",21.09,66.54,0,{"v":0,"d":"0.00"},0,351.63,9.49,340,101443,{"$f":"'Honolulu TMY 3'!$D$5","v":2019},"02","03","09","02/03/2019 09:00","2019-02-02T23:00:00",69.962]
["20130203:1000",21.01,66.78,0,{"v":0,"d":"0.00"},0,357.12,9.19,341,101427,{"$f":"'Honolulu TMY 3'!$D$5","v":2019},"02","03","10","02/03/2019 10:00","2019-02-03",69.81800000000001]
["20130203:1100",20.94,67.02,0,{"v":0,"d":"0.00"},0,{"v":362.6,"d":"362.60"},8.88,343,101410,{"$f":"'Honolulu TMY 3'!$D$5","v":2019},"02","03","11","02/03/2019 11:00","2019-02-03T01:00:00",69.69200000000001]
["20130203:1200",20.99,67.78,0,{"v":0,"d":"0.00"},0,{"v":369.7,"d":"369.70"},8.88,343,101383,{"$f":"'Honolulu TMY 3'!$D$5","v":2019},"02","03","12","02/03/2019 12:00","2019-02-03T02:00:00",69.782]
["20130203:1300",21.03,68.53,0,{"v":0,"d":"0.00"},0,{"v":376.8,"d":"376.80"},8.88,343,101357,{"$f":"'Honolulu TMY 3'!$D$5","v":2019},"02","03","13","02/03/2019 13:00","2019-02-03T03:00:00",69.85400000000001]
["20130203:1400",21.08,69.29,0,{"v":0,"d":"0.00"},0,{"v":383.9,"d":"383.90"},8.88,344,101330,{"$f":"'Honolulu TMY 3'!$D$5","v":2019},"02","03","14","02/03/2019 14:00","2019-02-03T04:00:00",69.94399999999999]
["20130203:1500",{"v":20.9,"d":"20.90"},69.51,0,{"v":0,"d":"0.00"},0,377.05,8.61,348,101377,{"$f":"'Honolulu TMY 3'!$D$5","v":2019},"02","03","15","02/03/2019 15:00","2019-02-03T05:00:00",69.62]
["20130203:1600",20.72,69.72,0,{"v":0,"d":"0.00"},0,{"v":370.2,"d":"370.20"},8.34,353,101423,{"$f":"'Honolulu TMY 3'!$D$5","v":2019},"02","03","16","02/03/2019 16:00","2019-02-03T06:00:00",69.29599999999999]
["20130203:1700",20.53,69.94,0,{"v":0,"d":"0.00"},0,363.35,8.07,358,101470,{"$f":"'Honolulu TMY 3'!$D$5","v":2019},"02","03","17","02/03/2019 17:00","2019-02-03T07:00:00",68.95400000000001]
["20130203:1800",20.46,{"v":69.3,"d":"69.30"},138,432.08,59,{"v":362.1,"d":"362.10"},{"v":8,"d":"8.00"},2,101516,{"$f":"'Honolulu TMY 3'!$D$5","v":2019},"02","03","18","02/03/2019 18:00","2019-02-03T08:00:00",68.828]
["20130203:1900",20.38,68.66,365,696.32,92,360.85,7.93,6,101563,{"$f":"'Honolulu TMY 3'!$D$5","v":2019},"02","03","19","02/03/2019 19:00","2019-02-03T09:00:00",68.684]
["20130203:2000",{"v":20.3,"d":"20.30"},68.02,573,815.84,110,{"v":359.6,"d":"359.60"},7.86,10,101610,{"$f":"'Honolulu TMY 3'!$D$5","v":2019},"02","03","20","02/03/2019 20:00","2019-02-03T10:00:00",68.53999999999999]
["20130203:2100",20.45,66.92,731,876.29,120,351.08,7.59,14,101553,{"$f":"'Honolulu TMY 3'!$D$5","v":2019},"02","03","21","02/03/2019 21:00","2019-02-03T11:00:00",68.81]
["20130203:2200",{"v":20.6,"d":"20.60"},65.82,642,374.14,353,342.57,7.31,17,101496,{"$f":"'Honolulu TMY 3'!$D$5","v":2019},"02","03","22","02/03/2019 22:00","2019-02-03T12:00:00",69.08000000000001]
["20130203:2300",20.75,64.72,842,908.72,126,334.05,7.03,21,101440,{"$f":"'Honolulu TMY 3'!$D$5","v":2019},"02","03","23","02/03/2019 23:00","2019-02-03T13:00:00",69.35]
["20130204:0000",20.95,64.25,785,887.49,123,333.75,6.71,20,101397,{"$f":"'Honolulu TMY 3'!$D$5","v":2019},"02","04","00","02/04/2019 00:00","2019-02-03T14:00:00",69.71000000000001]
["20130204:0100",21.15,63.79,658,844.51,115,333.45,6.39,20,101353,{"$f":"'Honolulu TMY 3'!$D$5","v":2019},"02","04","01","02/04/2019 01:00","2019-02-03T15:00:00",70.07]
["20130204:0200",21.36,63.32,473,758.24,102,333.15,6.07,19,101310,{"$f":"'Honolulu TMY 3'!$D$5","v":2019},"02","04","02","02/04/2019 02:00","2019-02-03T16:00:00",70.44800000000001]
["20130204:0300",21.35,63.51,252,589.16,78,333.23,6.15,23,101337,{"$f":"'Honolulu TMY 3'!$D$5","v":2019},"02","04","03","02/04/2019 03:00","2019-02-03T17:00:00",70.43]
["20130204:0400",21.34,63.69,42,161.43,30,333.32,6.23,27,101363,{"$f":"'Honolulu TMY 3'!$D$5","v":2019},"02","04","04","02/04/2019 04:00","2019-02-03T18:00:00",70.412]
["20130204:0500",21.34,63.88,0,{"v":0,"d":"0.00"},0,{"v":333.4,"d":"333.40"},{"v":6.3,"d":"6.30"},31,101390,{"$f":"'Honolulu TMY 3'!$D$5","v":2019},"02","04","05","02/04/2019 05:00","2019-02-03T19:00:00",70.412]
["20130204:0600",{"v":21.3,"d":"21.30"},{"v":63.9,"d":"63.90"},0,{"v":0,"d":"0.00"},0,334.12,6.01,38,101410,{"$f":"'Honolulu TMY 3'!$D$5","v":2019},"02","04","06","02/04/2019 06:00","2019-02-03T20:00:00",70.34]
["20130204:0700",21.26,63.92,0,{"v":0,"d":"0.00"},0,334.83,5.72,45,101430,{"$f":"'Honolulu TMY 3'!$D$5","v":2019},"02","04","07","02/04/2019 07:00","2019-02-03T21:00:00",70.268]
["20130204:0800",21.23,63.94,0,{"v":0,"d":"0.00"},0,335.55,5.43,52,101450,{"$f":"'Honolulu TMY 3'!$D$5","v":2019},"02","04","08","02/04/2019 08:00","2019-02-03T22:00:00",70.214]
["20130204:0900",21.26,64.02,0,{"v":0,"d":"0.00"},0,335.82,5.02,59,101430,{"$f":"'Honolulu TMY 3'!$D$5","v":2019},"02","04","09","02/04/2019 09:00","2019-02-03T23:00:00",70.268]
["20130204:1000",21.29,64.09,0,{"v":0,"d":"0.00"},0,336.08,4.61,65,101410,{"$f":"'Honolulu TMY 3'!$D$5","v":2019},"02","04","10","02/04/2019 10:00","2019-02-04",70.322]
["20130204:1100",21.33,64.17,0,{"v":0,"d":"0.00"},0,336.35,4.19,71,101390,{"$f":"'Honolulu TMY 3'!$D$5","v":2019},"02","04","11","02/04/2019 11:00","2019-02-04T01:00:00",70.394]
["20130204:1200",21.28,64.02,0,{"v":0,"d":"0.00"},0,{"v":341.7,"d":"341.70"},3.61,80,101350,{"$f":"'Honolulu TMY 3'!$D$5","v":2019},"02","04","12","02/04/2019 12:00","2019-02-04T02:00:00",70.304]
["20130204:1300",21.23,63.86,0,{"v":0,"d":"0.00"},0,347.05,3.03,89,101310,{"$f":"'Honolulu TMY 3'!$D$5","v":2019},"02","04","13","02/04/2019 13:00","2019-02-04T03:00:00",70.214]
["20130204:1400",21.18,63.71,0,{"v":0,"d":"0.00"},0,{"v":352.4,"d":"352.40"},2.44,97,101270,{"$f":"'Honolulu TMY 3'!$D$5","v":2019},"02","04","14","02/04/2019 14:00","2019-02-04T04:00:00",70.124]
["20130204:1500",21.26,63.91,0,{"v":0,"d":"0.00"},0,357.95,2.49,108,101317,{"$f":"'Honolulu TMY 3'!$D$5","v":2019},"02","04","15","02/04/2019 15:00","2019-02-04T05:00:00",70.268]
["20130204:1600",21.33,{"v":64.1,"d":"64.10"},0,{"v":0,"d":"0.00"},0,{"v":363.5,"d":"363.50"},2.54,119,101363,{"$f":"'Honolulu TMY 3'!$D$5","v":2019},"02","04","16","02/04/2019 16:00","2019-02-04T06:00:00",70.394]
["20130204:1700",{"v":21.4,"d":"21.40"},{"v":64.3,"d":"64.30"},0,{"v":0,"d":"0.00"},0,369.05,2.59,130,101410,{"$f":"'Honolulu TMY 3'!$D$5","v":2019},{"$f":"MID(A851,5,2)","v":"02"},{"$f":"MID(A851,7,2)","v":"04"},{"$f":"MID(A851,10,2)","v":"17"},{"$f":"L851&\"/\"&M851&\"/\"&K851&\" \"&N851&\":00\"","v":"02/04/2019 17:00"},{"$f":"(DATEVALUE(O851)+TIMEVALUE(O851))+($P$16/24)","v":"2019-02-04T07:00:00"},{"$f":"((9/5)*B851)+32","v":70.52}]
["20130204:1800",21.51,64.26,136,417.09,59,366.63,2.57,139,101440,{"$f":"'Honolulu TMY 3'!$D$5","v":2019},"02","04","18","02/04/2019 18:00","2019-02-04T08:00:00",70.718]
["20130204:1900",21.62,64.21,359,679.84,91,364.22,2.56,147,101470,{"$f":"'Honolulu TMY 3'!$D$5","v":2019},"02","04","19","02/04/2019 19:00","2019-02-04T09:00:00",70.916]
["20130204:2000",21.72,64.17,564,798.22,109,{"v":361.8,"d":"361.80"},2.54,156,101500,{"$f":"'Honolulu TMY 3'!$D$5","v":2019},"02","04","20","02/04/2019 20:00","2019-02-04T10:00:00",71.096]
["20130204:2100",21.94,64.47,721,859.92,119,369.15,2.48,175,101447,{"$f":"'Honolulu TMY 3'!$D$5","v":2019},"02","04","21","02/04/2019 21:00","2019-02-04T11:00:00",71.492]
["20130204:2200",22.17,64.76,813,888.49,124,{"v":376.5,"d":"376.50"},2.43,194,101393,{"$f":"'Honolulu TMY 3'!$D$5","v":2019},"02","04","22","02/04/2019 22:00","2019-02-04T12:00:00",71.906]
["20130204:2300",22.39,65.06,832,893.67,125,383.85,2.37,213,101340,{"$f":"'Honolulu TMY 3'!$D$5","v":2019},"02","04","23","02/04/2019 23:00","2019-02-04T13:00:00",72.30199999999999]
["20130205:0000",22.62,{"v":65.4,"d":"65.40"},663,507.21,283,{"v":386.2,"d":"386.20"},3.02,220,101303,{"$f":"'Honolulu TMY 3'!$D$5","v":2019},"02","05","00","02/05/2019 00:00","2019-02-04T14:00:00",72.71600000000001]
["20130205:0100",22.86,65.73,650,827.92,115,388.55,3.67,226,101267,{"$f":"'Honolulu TMY 3'!$D$5","v":2019},"02","05","01","02/05/2019 01:00","2019-02-04T15:00:00",73.148]
["20130205:0200",{"v":23.1,"d":"23.10"},66.07,468,745.39,101,{"v":390.9,"d":"390.90"},4.32,233,101230,{"$f":"'Honolulu TMY 3'!$D$5","v":2019},"02","05","02","02/05/2019 02:00","2019-02-04T16:00:00",73.58000000000001]
["20130205:0300",23.15,65.97,249,573.49,78,391.08,{"v":4,"d":"4.00"},242,101293,{"$f":"'Honolulu TMY 3'!$D$5","v":2019},"02","05","03","02/05/2019 03:00","2019-02-04T17:00:00",73.67]
["20130205:0400",23.21,65.87,43,{"v":169.1,"d":"169.10"},30,391.27,3.69,251,101357,{"$f":"'Honolulu TMY 3'!$D$5","v":2019},"02","05","04","02/05/2019 04:00","2019-02-04T18:00:00",73.778]
["20130205:0500",23.27,65.77,0,{"v":0,"d":"0.00"},0,391.45,3.38,260,101420,{"$f":"'Honolulu TMY 3'!$D$5","v":2019},"02","05","05","02/05/2019 05:00","2019-02-04T19:00:00",73.886]
["20130205:0600",23.19,65.49,0,{"v":0,"d":"0.00"},0,{"v":393.6,"d":"393.60"},3.06,270,101440,{"$f":"'Honolulu TMY 3'!$D$5","v":2019},"02","05","06","02/05/2019 06:00","2019-02-04T20:00:00",73.742]
["20130205:0700",23.12,65.22,0,{"v":0,"d":"0.00"},0,395.75,2.74,281,101460,{"$f":"'Honolulu TMY 3'!$D$5","v":2019},"02","05","07","02/05/2019 07:00","2019-02-04T21:00:00",73.616]
["20130205:0800",23.05,64.94,0,{"v":0,"d":"0.00"},0,{"v":397.9,"d":"397.90"},2.41,292,101480,{"$f":"'Honolulu TMY 3'!$D$5","v":2019},"02","05","08","02/05/2019 08:00","2019-02-04T22:00:00",73.49000000000001]
["20130205:0900",23.05,64.97,0,{"v":0,"d":"0.00"},0,393.38,2.33,302,101466,{"$f":"'Honolulu TMY 3'!$D$5","v":2019},"02","05","09","02/05/2019 09:00","2019-02-04T23:00:00",73.49000000000001]
["20130205:1000",23.06,64.99,0,{"v":0,"d":"0.00"},0,388.87,2.24,312,101453,{"$f":"'Honolulu TMY 3'!$D$5","v":2019},"02","05","10","02/05/2019 10:00","2019-02-05",73.508]
["20130205:1100",23.07,65.02,0,{"v":0,"d":"0.00"},0,384.35,2.15,322,101440,{"$f":"'Honolulu TMY 3'!$D$5","v":2019},"02","05","11","02/05/2019 11:00","2019-02-05T01:00:00",73.52600000000001]
["20130205:1200",22.97,65.04,0,{"v":0,"d":"0.00"},0,379.38,1.93,336,101407,{"$f":"'Honolulu TMY 3'!$D$5","v":2019},"02","05","12","02/05/2019 12:00","2019-02-05T02:00:00",73.346]
["20130205:1300",22.88,65.05,0,{"v":0,"d":"0.00"},0,374.42,1.71,349,101373,{"$f":"'Honolulu TMY 3'!$D$5","v":2019},"02","05","13","02/05/2019 13:00","2019-02-05T03:00:00",73.184]
["20130205:1400",22.78,65.07,0,{"v":0,"d":"0.00"},0,369.45,1.49,2,101340,{"$f":"'Honolulu TMY 3'!$D$5","v":2019},"02","05","14","02/05/2019 14:00","2019-02-05T04:00:00",73.004]
["20130205:1500",22.81,65.29,0,{"v":0,"d":"0.00"},0,369.53,1.48,27,101417,{"$f":"'Honolulu TMY 3'!$D$5","v":2019},"02","05","15","02/05/2019 15:00","2019-02-05T05:00:00",73.05799999999999]
["20130205:1600",22.83,{"v":65.5,"d":"65.50"},0,{"v":0,"d":"0.00"},0,369.62,1.46,53,101493,{"$f":"'Honolulu TMY 3'!$D$5","v":2019},"02","05","16","02/05/2019 16:00","2019-02-05T06:00:00",73.094]
["20130205:1700",22.85,65.72,0,{"v":0,"d":"0.00"},0,{"v":369.7,"d":"369.70"},1.45,78,101570,{"$f":"'Honolulu TMY 3'!$D$5","v":2019},"02","05","17","02/05/2019 17:00","2019-02-05T07:00:00",73.13]
["20130205:1800",22.96,66.04,137,418.31,59,369.75,1.82,100,101616,{"$f":"'Honolulu TMY 3'!$D$5","v":2019},"02","05","18","02/05/2019 18:00","2019-02-05T08:00:00",73.328]
["20130205:1900",23.07,66.36,359,676.03,91,{"v":369.8,"d":"369.80"},2.18,121,101663,{"$f":"'Honolulu TMY 3'!$D$5","v":2019},"02","05","19","02/05/2019 19:00","2019-02-05T09:00:00",73.52600000000001]
["20130205:2000",23.18,66.68,563,{"v":792.9,"d":"792.90"},109,369.85,2.55,143,101710,{"$f":"'Honolulu TMY 3'!$D$5","v":2019},"02","05","20","02/05/2019 20:00","2019-02-05T10:00:00",73.724]
["20130205:2100",{"v":23.4,"d":"23.40"},66.18,719,853.58,119,370.93,{"v":2.8,"d":"2.80"},151,101666,{"$f":"'Honolulu TMY 3'!$D$5","v":2019},"02","05","21","02/05/2019 21:00","2019-02-05T11:00:00",74.12]
["20130205:2200",23.62,65.67,811,{"v":882.4,"d":"882.40"},124,372.02,3.06,159,101623,{"$f":"'Honolulu TMY 3'!$D$5","v":2019},"02","05","22","02/05/2019 22:00","2019-02-05T12:00:00",74.516]
["20130205:2300",23.84,65.17,830,887.53,125,{"v":373.1,"d":"373.10"},3.31,166,101580,{"$f":"'Honolulu TMY 3'!$D$5","v":2019},"02","05","23","02/05/2019 23:00","2019-02-05T13:00:00",74.912]
["20130206:0000",{"v":23.7,"d":"23.70"},66.26,774,865.15,123,370.87,3.31,175,101533,{"$f":"'Honolulu TMY 3'!$D$5","v":2019},"02","06","00","02/06/2019 00:00","2019-02-05T14:00:00",74.66]
["20130206:0100",23.56,67.35,649,822.29,115,368.63,3.31,183,101486,{"$f":"'Honolulu TMY 3'!$D$5","v":2019},"02","06","01","02/06/2019 01:00","2019-02-05T15:00:00",74.408]
["20130206:0200",23.42,68.44,468,740.79,101,{"v":366.4,"d":"366.40"},3.31,191,101440,{"$f":"'Honolulu TMY 3'!$D$5","v":2019},"02","06","02","02/06/2019 02:00","2019-02-05T16:00:00",74.156]
["20130206:0300",23.45,68.42,163,139.53,121,371.95,3.07,194,101493,{"$f":"'Honolulu TMY 3'!$D$5","v":2019},"02","06","03","02/06/2019 03:00","2019-02-05T17:00:00",74.21000000000001]
["20130206:0400",23.49,{"v":68.4,"d":"68.40"},44,176.33,30,{"v":377.5,"d":"377.50"},2.82,197,101546,{"$f":"'Honolulu TMY 3'!$D$5","v":2019},"02","06","04","02/06/2019 04:00","2019-02-05T18:00:00",74.282]
["20130206:0500",23.53,68.38,0,{"v":0,"d":"0.00"},0,383.05,2.58,201,101600,{"$f":"'Honolulu TMY 3'!$D$5","v":2019},"02","06","05","02/06/2019 05:00","2019-02-05T19:00:00",74.35400000000001]
["20130206:0600",23.46,68.54,0,{"v":0,"d":"0.00"},0,383.75,2.09,208,101636,{"$f":"'Honolulu TMY 3'!$D$5","v":2019},"02","06","06","02/06/2019 06:00","2019-02-05T20:00:00",74.22800000000001]
["20130206:0700",23.39,68.71,0,{"v":0,"d":"0.00"},0,384.45,{"v":1.6,"d":"1.60"},215,101673,{"$f":"'Honolulu TMY 3'!$D$5","v":2019},"02","06","07","02/06/2019 07:00","2019-02-05T21:00:00",74.102]
["20130206:0800",23.32,68.87,0,{"v":0,"d":"0.00"},0,385.15,{"v":1.1,"d":"1.10"},222,101710,{"$f":"'Honolulu TMY 3'!$D$5","v":2019},"02","06","08","02/06/2019 08:00","2019-02-05T22:00:00",73.976]
["20130206:0900",23.29,69.49,0,{"v":0,"d":"0.00"},0,{"v":385.2,"d":"385.20"},1.05,216,101696,{"$f":"'Honolulu TMY 3'!$D$5","v":2019},"02","06","09","02/06/2019 09:00","2019-02-05T23:00:00",73.922]
["20130206:1000",23.26,70.11,0,{"v":0,"d":"0.00"},0,385.25,{"v":1,"d":"1.00"},210,101683,{"$f":"'Honolulu TMY 3'!$D$5","v":2019},"02","06","10","02/06/2019 10:00","2019-02-06",73.868]
["20130206:1100",23.24,70.73,0,{"v":0,"d":"0.00"},0,{"v":385.3,"d":"385.30"},0.95,204,101670,{"$f":"'Honolulu TMY 3'!$D$5","v":2019},"02","06","11","02/06/2019 11:00","2019-02-06T01:00:00",73.832]
["20130206:1200",23.22,71.96,0,{"v":0,"d":"0.00"},0,{"v":382.8,"d":"382.80"},1.69,204,101616,{"$f":"'Honolulu TMY 3'!$D$5","v":2019},"02","06","12","02/06/2019 12:00","2019-02-06T02:00:00",73.79599999999999]
["20130206:1300",{"v":23.2,"d":"23.20"},{"v":73.2,"d":"73.20"},0,{"v":0,"d":"0.00"},0,{"v":380.3,"d":"380.30"},2.43,205,101563,{"$f":"'Honolulu TMY 3'!$D$5","v":2019},"02","06","13","02/06/2019 13:00","2019-02-06T03:00:00",73.75999999999999]
["20130206:1400",23.18,74.43,0,{"v":0,"d":"0.00"},0,{"v":377.8,"d":"377.80"},3.17,205,101510,{"$f":"'Honolulu TMY 3'!$D$5","v":2019},"02","06","14","02/06/2019 14:00","2019-02-06T04:00:00",73.724]
["20130206:1500",23.26,74.21,0,{"v":0,"d":"0.00"},0,378.43,3.24,203,101556,{"$f":"'Honolulu TMY 3'!$D$5","v":2019},"02","06","15","02/06/2019 15:00","2019-02-06T05:00:00",73.868]
["20130206:1600",23.34,73.99,0,{"v":0,"d":"0.00"},0,379.07,3.31,201,101603,{"$f":"'Honolulu TMY 3'!$D$5","v":2019},"02","06","16","02/06/2019 16:00","2019-02-06T06:00:00",74.012]
["20130206:1700",23.41,73.77,0,{"v":0,"d":"0.00"},0,{"v":379.7,"d":"379.70"},3.38,200,101650,{"$f":"'Honolulu TMY 3'!$D$5","v":2019},"02","06","17","02/06/2019 17:00","2019-02-06T07:00:00",74.138]
["20130206:1800",23.45,73.57,4,{"v":0,"d":"0.00"},4,378.17,3.52,199,101656,{"$f":"'Honolulu TMY 3'!$D$5","v":2019},"02","06","18","02/06/2019 18:00","2019-02-06T08:00:00",74.21000000000001]
["20130206:1900",23.49,73.37,17,{"v":0,"d":"0.00"},17,376.63,3.66,199,101663,{"$f":"'Honolulu TMY 3'!$D$5","v":2019},"02","06","19","02/06/2019 19:00","2019-02-06T09:00:00",74.282]
["20130206:2000",23.53,73.17,401,241.65,262,{"v":375.1,"d":"375.10"},3.79,199,101670,{"$f":"'Honolulu TMY 3'!$D$5","v":2019},"02","06","20","02/06/2019 20:00","2019-02-06T10:00:00",74.35400000000001]
["20130206:2100",23.68,73.67,537,289.02,333,373.98,4.12,200,101600,{"$f":"'Honolulu TMY 3'!$D$5","v":2019},"02","06","21","02/06/2019 21:00","2019-02-06T11:00:00",74.624]
["20130206:2200",23.83,74.17,813,880.16,125,372.87,4.46,202,101530,{"$f":"'Honolulu TMY 3'!$D$5","v":2019},"02","06","22","02/06/2019 22:00","2019-02-06T12:00:00",74.894]
["20130206:2300",23.98,74.67,697,488.98,307,371.75,4.79,203,101460,{"$f":"'Honolulu TMY 3'!$D$5","v":2019},"02","06","23","02/06/2019 23:00","2019-02-06T13:00:00",75.164]
["20130207:0000",{"v":23.9,"d":"23.90"},74.85,776,854.77,130,370.03,4.95,209,101447,{"$f":"'Honolulu TMY 3'!$D$5","v":2019},"02","07","00","02/07/2019 00:00","2019-02-06T14:00:00",75.02]
["20130207:0100",23.83,75.04,652,812.11,122,368.32,5.12,216,101433,{"$f":"'Honolulu TMY 3'!$D$5","v":2019},"02","07","01","02/07/2019 01:00","2019-02-06T15:00:00",74.894]
["20130207:0200",23.76,75.22,470,726.23,108,{"v":366.6,"d":"366.60"},5.28,222,101420,{"$f":"'Honolulu TMY 3'!$D$5","v":2019},"02","07","02","02/07/2019 02:00","2019-02-06T16:00:00",74.768]
["20130207:0300",23.73,75.55,252,556.28,83,366.55,5.17,226,101476,{"$f":"'Honolulu TMY 3'!$D$5","v":2019},"02","07","03","02/07/2019 03:00","2019-02-06T17:00:00",74.714]
["20130207:0400",{"v":23.7,"d":"23.70"},75.87,45,158.73,32,{"v":366.5,"d":"366.50"},5.06,229,101533,{"$f":"'Honolulu TMY 3'!$D$5","v":2019},"02","07","04","02/07/2019 04:00","2019-02-06T18:00:00",74.66]
["20130207:0500",23.68,{"v":76.2,"d":"76.20"},0,{"v":0,"d":"0.00"},0,366.45,4.95,233,101590,{"$f":"'Honolulu TMY 3'!$D$5","v":2019},"02","07","05","02/07/2019 05:00","2019-02-06T19:00:00",74.624]
["20130207:0600",23.58,76.34,0,{"v":0,"d":"0.00"},0,367.53,4.75,237,101613,{"$f":"'Honolulu TMY 3'!$D$5","v":2019},"02","07","06","02/07/2019 06:00","2019-02-06T20:00:00",74.44399999999999]
["20130207:0700",23.48,76.49,0,{"v":0,"d":"0.00"},0,368.62,4.56,241,101636,{"$f":"'Honolulu TMY 3'!$D$5","v":2019},"02","07","07","02/07/2019 07:00","2019-02-06T21:00:00",74.26400000000001]
["20130207:0800",23.38,76.63,0,{"v":0,"d":"0.00"},0,{"v":369.7,"d":"369.70"},4.36,245,101660,{"$f":"'Honolulu TMY 3'!$D$5","v":2019},"02","07","08","02/07/2019 08:00","2019-02-06T22:00:00",74.084]
["20130207:0900",23.39,77.17,0,{"v":0,"d":"0.00"},0,369.95,4.27,242,101606,{"$f":"'Honolulu TMY 3'!$D$5","v":2019},{"$f":"MID(A915,5,2)","v":"02"},{"$f":"MID(A915,7,2)","v":"07"},{"$f":"MID(A915,10,2)","v":"09"},{"$f":"L915&\"/\"&M915&\"/\"&K915&\" \"&N915&\":00\"","v":"02/07/2019 09:00"},{"$f":"(DATEVALUE(O915)+TIMEVALUE(O915))+($P$16/24)","v":"2019-02-06T23:00:00"},{"$f":"((9/5)*B915)+32","v":74.102}]
["20130207:1000",{"v":23.4,"d":"23.40"},{"v":77.7,"d":"77.70"},0,{"v":0,"d":"0.00"},0,{"v":370.2,"d":"370.20"},4.18,239,101553,{"$f":"'Honolulu TMY 3'!$D$5","v":2019},"02","07","10","02/07/2019 10:00","2019-02-07",74.12]
["20130207:1100",23.42,78.24,0,{"v":0,"d":"0.00"},0,370.45,{"v":4.1,"d":"4.10"},236,101500,{"$f":"'Honolulu TMY 3'!$D$5","v":2019},"02","07","11","02/07/2019 11:00","2019-02-07T01:00:00",74.156]
["20130207:1200",23.52,78.49,0,{"v":0,"d":"0.00"},0,371.67,4.33,232,101453,{"$f":"'Honolulu TMY 3'!$D$5","v":2019},"02","07","12","02/07/2019 12:00","2019-02-07T02:00:00",74.336]
["20130207:1300",23.63,78.73,0,{"v":0,"d":"0.00"},0,372.88,4.57,228,101407,{"$f":"'Honolulu TMY 3'!$D$5","v":2019},"02","07","13","02/07/2019 13:00","2019-02-07T03:00:00",74.53399999999999]
["20130207:1400",23.73,78.98,0,{"v":0,"d":"0.00"},0,{"v":374.1,"d":"374.10"},{"v":4.8,"d":"4.80"},224,101360,{"$f":"'Honolulu TMY 3'!$D$5","v":2019},"02","07","14","02/07/2019 14:00","2019-02-07T04:00:00",74.714]
["20130207:1500",23.69,{"v":79.6,"d":"79.60"},0,{"v":0,"d":"0.00"},0,370.12,4.64,227,101400,{"$f":"'Honolulu TMY 3'!$D$5","v":2019},"02","07","15","02/07/2019 15:00","2019-02-07T05:00:00",74.642]
["20130207:1600",23.65,80.22,0,{"v":0,"d":"0.00"},0,366.13,4.48,229,101440,{"$f":"'Honolulu TMY 3'!$D$5","v":2019},"02","07","16","02/07/2019 16:00","2019-02-07T06:00:00",74.57]
["20130207:1700",23.61,80.84,0,{"v":0,"d":"0.00"},0,362.15,4.32,231,101480,{"$f":"'Honolulu TMY 3'!$D$5","v":2019},"02","07","17","02/07/2019 17:00","2019-02-07T07:00:00",74.49799999999999]
["20130207:1800",{"v":23.5,"d":"23.50"},81.62,12,{"v":0,"d":"0.00"},12,362.33,4.15,236,101500,{"$f":"'Honolulu TMY 3'!$D$5","v":2019},"02","07","18","02/07/2019 18:00","2019-02-07T08:00:00",74.30000000000001]
["20130207:1900",23.39,{"v":82.4,"d":"82.40"},289,341.58,152,362.52,3.99,241,101520,{"$f":"'Honolulu TMY 3'!$D$5","v":2019},"02","07","19","02/07/2019 19:00","2019-02-07T09:00:00",74.102]
["20130207:2000",23.28,83.18,118,{"v":0,"d":"0.00"},118,{"v":362.7,"d":"362.70"},3.82,246,101540,{"$f":"'Honolulu TMY 3'!$D$5","v":2019},"02","07","20","02/07/2019 20:00","2019-02-07T10:00:00",73.904]
["20130207:2100",23.32,82.99,87,{"v":0,"d":"0.00"},87,362.68,3.77,258,101493,{"$f":"'Honolulu TMY 3'!$D$5","v":2019},"02","07","21","02/07/2019 21:00","2019-02-07T11:00:00",73.976]
["20130207:2200",23.35,{"v":82.8,"d":"82.80"},97,{"v":0,"d":"0.00"},97,362.67,3.73,270,101447,{"$f":"'Honolulu TMY 3'!$D$5","v":2019},"02","07","22","02/07/2019 22:00","2019-02-07T12:00:00",74.03]
["20130207:2300",23.39,82.61,297,17.48,283,362.65,3.68,281,101400,{"$f":"'Honolulu TMY 3'!$D$5","v":2019},"02","07","23","02/07/2019 23:00","2019-02-07T13:00:00",74.102]
["20130208:0000",23.34,82.01,327,28.98,305,365.75,3.63,291,101367,{"$f":"'Honolulu TMY 3'!$D$5","v":2019},"02","08","00","02/08/2019 00:00","2019-02-07T14:00:00",74.012]
["20130208:0100",23.29,81.42,225,10.67,218,368.85,3.57,301,101333,{"$f":"'Honolulu TMY 3'!$D$5","v":2019},"02","08","01","02/08/2019 01:00","2019-02-07T15:00:00",73.922]
["20130208:0200",23.25,80.82,48,{"v":0,"d":"0.00"},48,371.95,3.52,311,101300,{"$f":"'Honolulu TMY 3'!$D$5","v":2019},"02","08","02","02/08/2019 02:00","2019-02-07T16:00:00",73.85]
["20130208:0300",23.09,79.48,39,{"v":0,"d":"0.00"},39,375.83,3.89,328,101347,{"$f":"'Honolulu TMY 3'!$D$5","v":2019},"02","08","03","02/08/2019 03:00","2019-02-07T17:00:00",73.562]
["20130208:0400",22.94,78.13,45,154.06,32,379.72,4.27,344,101393,{"$f":"'Honolulu TMY 3'!$D$5","v":2019},"02","08","04","02/08/2019 04:00","2019-02-07T18:00:00",73.292]
["20130208:0500",22.79,76.79,0,{"v":0,"d":"0.00"},0,{"v":383.6,"d":"383.60"},4.65,0,101440,{"$f":"'Honolulu TMY 3'!$D$5","v":2019},"02","08","05","02/08/2019 05:00","2019-02-07T19:00:00",73.02199999999999]
["20130208:0600",{"v":22.7,"d":"22.70"},75.58,0,{"v":0,"d":"0.00"},0,386.62,5.21,8,101463,{"$f":"'Honolulu TMY 3'!$D$5","v":2019},"02","08","06","02/08/2019 06:00","2019-02-07T20:00:00",72.86]
["20130208:0700",22.61,74.37,0,{"v":0,"d":"0.00"},0,389.63,5.77,15,101486,{"$f":"'Honolulu TMY 3'!$D$5","v":2019},"02","08","07","02/08/2019 07:00","2019-02-07T21:00:00",72.69800000000001]
["20130208:0800",22.53,73.16,0,{"v":0,"d":"0.00"},0,392.65,6.33,22,101510,{"$f":"'Honolulu TMY 3'!$D$5","v":2019},"02","08","08","02/08/2019 08:00","2019-02-07T22:00:00",72.554]
["20130208:0900",22.54,{"v":72.4,"d":"72.40"},0,{"v":0,"d":"0.00"},0,{"v":394.6,"d":"394.60"},{"v":6.4,"d":"6.40"},25,101483,{"$f":"'Honolulu TMY 3'!$D$5","v":2019},"02","08","09","02/08/2019 09:00","2019-02-07T23:00:00",72.572]
["20130208:1000",22.55,71.65,0,{"v":0,"d":"0.00"},0,396.55,6.47,27,101456,{"$f":"'Honolulu TMY 3'!$D$5","v":2019},"02","08","10","02/08/2019 10:00","2019-02-08",72.59]
["20130208:1100",22.56,70.89,0,{"v":0,"d":"0.00"},0,{"v":398.5,"d":"398.50"},6.54,29,101430,{"$f":"'Honolulu TMY 3'!$D$5","v":2019},"02","08","11","02/08/2019 11:00","2019-02-08T01:00:00",72.608]
["20130208:1200",{"v":22.4,"d":"22.40"},70.52,0,{"v":0,"d":"0.00"},0,398.22,{"v":6.7,"d":"6.70"},27,101407,{"$f":"'Honolulu TMY 3'!$D$5","v":2019},"02","08","12","02/08/2019 12:00","2019-02-08T02:00:00",72.32]
["20130208:1300",22.24,70.16,0,{"v":0,"d":"0.00"},0,397.93,6.86,25,101383,{"$f":"'Honolulu TMY 3'!$D$5","v":2019},"02","08","13","02/08/2019 13:00","2019-02-08T03:00:00",72.032]
["20130208:1400",22.08,69.79,0,{"v":0,"d":"0.00"},0,397.65,7.02,23,101360,{"$f":"'Honolulu TMY 3'!$D$5","v":2019},"02","08","14","02/08/2019 14:00","2019-02-08T04:00:00",71.744]
["20130208:1500",22.15,69.08,0,{"v":0,"d":"0.00"},0,401.37,6.79,26,101410,{"$f":"'Honolulu TMY 3'!$D$5","v":2019},"02","08","15","02/08/2019 15:00","2019-02-08T05:00:00",71.87]
["20130208:1600",22.22,68.37,0,{"v":0,"d":"0.00"},0,405.08,6.56,29,101460,{"$f":"'Honolulu TMY 3'!$D$5","v":2019},"02","08","16","02/08/2019 16:00","2019-02-08T06:00:00",71.99600000000001]
["20130208:1700",22.29,67.66,0,{"v":0,"d":"0.00"},0,{"v":408.8,"d":"408.80"},6.33,31,101510,{"$f":"'Honolulu TMY 3'!$D$5","v":2019},"02","08","17","02/08/2019 17:00","2019-02-08T07:00:00",72.122]
["20130208:1800",22.37,{"v":67.2,"d":"67.20"},139,400.06,62,405.48,6.05,33,101536,{"$f":"'Honolulu TMY 3'!$D$5","v":2019},"02","08","18","02/08/2019 18:00","2019-02-08T08:00:00",72.266]
["20130208:1900",22.44,66.74,360,651.79,97,402.17,5.77,35,101563,{"$f":"'Honolulu TMY 3'!$D$5","v":2019},"02","08","19","02/08/2019 19:00","2019-02-08T09:00:00",72.392]
["20130208:2000",22.51,66.28,564,771.58,116,398.85,5.49,37,101590,{"$f":"'Honolulu TMY 3'!$D$5","v":2019},"02","08","20","02/08/2019 20:00","2019-02-08T10:00:00",72.518]
["20130208:2100",22.69,65.96,258,15.45,247,395.03,5.28,37,101540,{"$f":"'Honolulu TMY 3'!$D$5","v":2019},"02","08","21","02/08/2019 21:00","2019-02-08T11:00:00",72.84200000000001]
["20130208:2200",22.87,65.64,421,65.99,369,391.22,5.08,36,101490,{"$f":"'Honolulu TMY 3'!$D$5","v":2019},"02","08","22","02/08/2019 22:00","2019-02-08T12:00:00",73.166]
["20130208:2300",23.05,65.32,112,{"v":0,"d":"0.00"},112,{"v":387.4,"d":"387.40"},4.87,36,101440,{"$f":"'Honolulu TMY 3'!$D$5","v":2019},"02","08","23","02/08/2019 23:00","2019-02-08T13:00:00",73.49000000000001]
["20130209:0000",23.07,64.79,78,{"v":0,"d":"0.00"},78,{"v":387.9,"d":"387.90"},4.75,29,101423,{"$f":"'Honolulu TMY 3'!$D$5","v":2019},"02","09","00","02/09/2019 00:00","2019-02-08T14:00:00",73.52600000000001]
["20130209:0100",23.09,64.25,63,{"v":0,"d":"0.00"},63,{"v":388.4,"d":"388.40"},4.63,23,101407,{"$f":"'Honolulu TMY 3'!$D$5","v":2019},"02","09","01","02/09/2019 01:00","2019-02-08T15:00:00",73.562]
["20130209:0200",23.12,63.72,239,53.52,212,{"v":388.9,"d":"388.90"},4.51,16,101390,{"$f":"'Honolulu TMY 3'!$D$5","v":2019},"02","09","02","02/09/2019 02:00","2019-02-08T16:00:00",73.616]
["20130209:0300",{"v":23.1,"d":"23.10"},64.27,9,{"v":0,"d":"0.00"},9,{"v":386.6,"d":"386.60"},4.95,18,101453,{"$f":"'Honolulu TMY 3'!$D$5","v":2019},"02","09","03","02/09/2019 03:00","2019-02-08T17:00:00",73.58000000000001]
["20130209:0400",23.09,64.81,48,161.22,34,{"v":384.3,"d":"384.30"},5.39,20,101516,{"$f":"'Honolulu TMY 3'!$D$5","v":2019},"02","09","04","02/09/2019 04:00","2019-02-08T18:00:00",73.562]
["20130209:0500",23.08,65.36,0,{"v":0,"d":"0.00"},0,{"v":382,"d":"382.00"},5.83,22,101580,{"$f":"'Honolulu TMY 3'!$D$5","v":2019},"02","09","05","02/09/2019 05:00","2019-02-08T19:00:00",73.544]
["20130209:0600",22.95,{"v":65.8,"d":"65.80"},0,{"v":0,"d":"0.00"},0,379.72,6.02,25,101596,{"$f":"'Honolulu TMY 3'!$D$5","v":2019},"02","09","06","02/09/2019 06:00","2019-02-08T20:00:00",73.31]
["20130209:0700",22.82,66.23,0,{"v":0,"d":"0.00"},0,377.43,{"v":6.2,"d":"6.20"},28,101613,{"$f":"'Honolulu TMY 3'!$D$5","v":2019},"02","09","07","02/09/2019 07:00","2019-02-08T21:00:00",73.076]
["20130209:0800",{"v":22.7,"d":"22.70"},66.67,0,{"v":0,"d":"0.00"},0,375.15,6.39,31,101630,{"$f":"'Honolulu TMY 3'!$D$5","v":2019},"02","09","08","02/09/2019 08:00","2019-02-08T22:00:00",72.86]
["20130209:0900",22.66,{"v":66.8,"d":"66.80"},0,{"v":0,"d":"0.00"},0,374.33,6.38,33,101623,{"$f":"'Honolulu TMY 3'!$D$5","v":2019},"02","09","09","02/09/2019 09:00","2019-02-08T23:00:00",72.78800000000001]
["20130209:1000",22.62,66.92,0,{"v":0,"d":"0.00"},0,373.52,6.38,35,101616,{"$f":"'Honolulu TMY 3'!$D$5","v":2019},"02","09","10","02/09/2019 10:00","2019-02-09",72.71600000000001]
["20130209:1100",22.59,67.05,0,{"v":0,"d":"0.00"},0,{"v":372.7,"d":"372.70"},6.37,37,101610,{"$f":"'Honolulu TMY 3'!$D$5","v":2019},"02","09","11","02/09/2019 11:00","2019-02-09T01:00:00",72.662]
["20130209:1200",22.54,67.21,0,{"v":0,"d":"0.00"},0,372.38,6.11,36,101583,{"$f":"'Honolulu TMY 3'!$D$5","v":2019},"02","09","12","02/09/2019 12:00","2019-02-09T02:00:00",72.572]
["20130209:1300",22.48,67.38,0,{"v":0,"d":"0.00"},0,372.07,5.84,35,101556,{"$f":"'Honolulu TMY 3'!$D$5","v":2019},"02","09","13","02/09/2019 13:00","2019-02-09T03:00:00",72.464]
["20130209:1400",22.43,67.54,0,{"v":0,"d":"0.00"},0,371.75,5.57,34,101530,{"$f":"'Honolulu TMY 3'!$D$5","v":2019},"02","09","14","02/09/2019 14:00","2019-02-09T04:00:00",72.374]
["20130209:1500",22.36,67.57,0,{"v":0,"d":"0.00"},0,371.85,{"v":5.7,"d":"5.70"},35,101590,{"$f":"'Honolulu TMY 3'!$D$5","v":2019},"02","09","15","02/09/2019 15:00","2019-02-09T05:00:00",72.24799999999999]
["20130209:1600",22.29,67.59,0,{"v":0,"d":"0.00"},0,371.95,5.82,37,101650,{"$f":"'Honolulu TMY 3'!$D$5","v":2019},"02","09","16","02/09/2019 16:00","2019-02-09T06:00:00",72.122]
["20130209:1700",22.22,67.62,0,{"v":0,"d":"0.00"},0,372.05,5.94,38,101710,{"$f":"'Honolulu TMY 3'!$D$5","v":2019},"02","09","17","02/09/2019 17:00","2019-02-09T07:00:00",71.99600000000001]
["20130209:1800",22.18,67.62,94,102.77,74,370.77,5.91,39,101746,{"$f":"'Honolulu TMY 3'!$D$5","v":2019},"02","09","18","02/09/2019 18:00","2019-02-09T08:00:00",71.924]
["20130209:1900",22.14,67.61,366,660.11,98,369.48,5.88,40,101783,{"$f":"'Honolulu TMY 3'!$D$5","v":2019},"02","09","19","02/09/2019 19:00","2019-02-09T09:00:00",71.852]
["20130209:2000",22.09,67.61,572,779.88,117,{"v":368.2,"d":"368.20"},5.85,41,101820,{"$f":"'Honolulu TMY 3'!$D$5","v":2019},"02","09","20","02/09/2019 20:00","2019-02-09T10:00:00",71.762]
["20130209:2100",22.22,67.53,78,{"v":0,"d":"0.00"},78,366.95,5.87,41,101773,{"$f":"'Honolulu TMY 3'!$D$5","v":2019},"02","09","21","02/09/2019 21:00","2019-02-09T11:00:00",71.99600000000001]
["20130209:2200",22.34,67.46,235,8.85,228,{"v":365.7,"d":"365.70"},5.89,40,101726,{"$f":"'Honolulu TMY 3'!$D$5","v":2019},"02","09","22","02/09/2019 22:00","2019-02-09T12:00:00",72.212]
["20130209:2300",22.46,67.38,391,43.35,356,364.45,{"v":5.9,"d":"5.90"},40,101680,{"$f":"'Honolulu TMY 3'!$D$5","v":2019},"02","09","23","02/09/2019 23:00","2019-02-09T13:00:00",72.428]
["20130210:0000",22.72,66.19,390,56.16,347,363.57,5.85,44,101646,{"$f":"'Honolulu TMY 3'!$D$5","v":2019},"02","10","00","02/10/2019 00:00","2019-02-09T14:00:00",72.896]
["20130210:0100",22.98,{"v":65,"d":"65.00"},218,9.06,212,362.68,5.79,47,101613,{"$f":"'Honolulu TMY 3'!$D$5","v":2019},{"$f":"MID(A979,5,2)","v":"02"},{"$f":"MID(A979,7,2)","v":"10"},{"$f":"MID(A979,10,2)","v":"01"},{"$f":"L979&\"/\"&M979&\"/\"&K979&\" \"&N979&\":00\"","v":"02/10/2019 01:00"},{"$f":"(DATEVALUE(O979)+TIMEVALUE(O979))+($P$16/24)","v":"2019-02-09T15:00:00"},{"$f":"((9/5)*B979)+32","v":73.364}]
["20130210:0200",23.24,63.81,286,116.25,227,{"v":361.8,"d":"361.80"},5.74,51,101580,{"$f":"'Honolulu TMY 3'!$D$5","v":2019},"02","10","02","02/10/2019 02:00","2019-02-09T16:00:00",73.832]
["20130210:0300",23.18,64.03,200,265.94,117,361.58,6.04,50,101643,{"$f":"'Honolulu TMY 3'!$D$5","v":2019},"02","10","03","02/10/2019 03:00","2019-02-09T17:00:00",73.724]
["20130210:0400",23.12,64.24,20,{"v":0,"d":"0.00"},20,361.37,6.34,49,101706,{"$f":"'Honolulu TMY 3'!$D$5","v":2019},"02","10","04","02/10/2019 04:00","2019-02-09T18:00:00",73.616]
["20130210:0500",23.06,64.46,0,{"v":0,"d":"0.00"},0,361.15,6.65,48,101770,{"$f":"'Honolulu TMY 3'!$D$5","v":2019},"02","10","05","02/10/2019 05:00","2019-02-09T19:00:00",73.508]
["20130210:0600",22.92,64.57,0,{"v":0,"d":"0.00"},0,{"v":360.7,"d":"360.70"},6.69,49,101793,{"$f":"'Honolulu TMY 3'!$D$5","v":2019},"02","10","06","02/10/2019 06:00","2019-02-09T20:00:00",73.256]
["20130210:0700",22.79,64.68,0,{"v":0,"d":"0.00"},0,360.25,6.72,50,101816,{"$f":"'Honolulu TMY 3'!$D$5","v":2019},"02","10","07","02/10/2019 07:00","2019-02-09T21:00:00",73.02199999999999]
["20130210:0800",22.66,64.79,0,{"v":0,"d":"0.00"},0,{"v":359.8,"d":"359.80"},6.76,51,101840,{"$f":"'Honolulu TMY 3'!$D$5","v":2019},"02","10","08","02/10/2019 08:00","2019-02-09T22:00:00",72.78800000000001]
["20130210:0900",22.61,64.71,0,{"v":0,"d":"0.00"},0,359.22,6.79,50,101833,{"$f":"'Honolulu TMY 3'!$D$5","v":2019},"02","10","09","02/10/2019 09:00","2019-02-09T23:00:00",72.69800000000001]
["20130210:1000",22.56,64.64,0,{"v":0,"d":"0.00"},0,358.63,6.81,50,101826,{"$f":"'Honolulu TMY 3'!$D$5","v":2019},"02","10","10","02/10/2019 10:00","2019-02-10",72.608]
["20130210:1100",22.52,64.56,0,{"v":0,"d":"0.00"},0,358.05,6.84,50,101820,{"$f":"'Honolulu TMY 3'!$D$5","v":2019},"02","10","11","02/10/2019 11:00","2019-02-10T01:00:00",72.536]
["20130210:1200",22.54,64.57,0,{"v":0,"d":"0.00"},0,361.32,6.82,51,101810,{"$f":"'Honolulu TMY 3'!$D$5","v":2019},"02","10","12","02/10/2019 12:00","2019-02-10T02:00:00",72.572]
["20130210:1300",22.56,64.59,0,{"v":0,"d":"0.00"},0,364.58,{"v":6.8,"d":"6.80"},52,101800,{"$f":"'Honolulu TMY 3'!$D$5","v":2019},"02","10","13","02/10/2019 13:00","2019-02-10T03:00:00",72.608]
["20130210:1400",22.58,{"v":64.6,"d":"64.60"},0,{"v":0,"d":"0.00"},0,367.85,6.77,53,101790,{"$f":"'Honolulu TMY 3'!$D$5","v":2019},"02","10","14","02/10/2019 14:00","2019-02-10T04:00:00",72.644]
["20130210:1500",22.56,64.41,0,{"v":0,"d":"0.00"},0,368.75,6.91,55,101830,{"$f":"'Honolulu TMY 3'!$D$5","v":2019},"02","10","15","02/10/2019 15:00","2019-02-10T05:00:00",72.608]
["20130210:1600",22.53,64.23,0,{"v":0,"d":"0.00"},0,369.65,7.06,57,101870,{"$f":"'Honolulu TMY 3'!$D$5","v":2019},"02","10","16","02/10/2019 16:00","2019-02-10T06:00:00",72.554]
["20130210:1700",{"v":22.5,"d":"22.50"},64.04,0,{"v":0,"d":"0.00"},0,370.55,{"v":7.2,"d":"7.20"},59,101910,{"$f":"'Honolulu TMY 3'!$D$5","v":2019},"02","10","17","02/10/2019 17:00","2019-02-10T07:00:00",72.5]
["20130210:1800",22.51,63.64,144,406.42,64,368.95,7.07,60,101920,{"$f":"'Honolulu TMY 3'!$D$5","v":2019},"02","10","18","02/10/2019 18:00","2019-02-10T08:00:00",72.518]
["20130210:1900",22.52,63.24,369,663.33,98,367.35,6.93,62,101930,{"$f":"'Honolulu TMY 3'!$D$5","v":2019},"02","10","19","02/10/2019 19:00","2019-02-10T09:00:00",72.536]
["20130210:2000",22.52,62.84,575,781.22,117,365.75,{"v":6.8,"d":"6.80"},63,101940,{"$f":"'Honolulu TMY 3'!$D$5","v":2019},"02","10","20","02/10/2019 20:00","2019-02-10T10:00:00",72.536]
["20130210:2100",22.65,62.48,416,{"v":98.9,"d":"98.90"},345,364.35,{"v":6.6,"d":"6.60"},62,101876,{"$f":"'Honolulu TMY 3'!$D$5","v":2019},"02","10","21","02/10/2019 21:00","2019-02-10T11:00:00",72.77]
["20130210:2200",22.77,62.12,469,103.21,387,362.95,{"v":6.4,"d":"6.40"},60,101813,{"$f":"'Honolulu TMY 3'!$D$5","v":2019},"02","10","22","02/10/2019 22:00","2019-02-10T12:00:00",72.98599999999999]
["20130210:2300",{"v":22.9,"d":"22.90"},61.76,721,519.28,300,361.55,6.21,59,101750,{"$f":"'Honolulu TMY 3'!$D$5","v":2019},"02","10","23","02/10/2019 23:00","2019-02-10T13:00:00",73.22]
["20130211:0000",22.96,{"v":61.6,"d":"61.60"},791,857.03,132,{"v":360.4,"d":"360.40"},6.28,56,101740,{"$f":"'Honolulu TMY 3'!$D$5","v":2019},"02","11","00","02/11/2019 00:00","2019-02-10T14:00:00",73.328]
["20130211:0100",23.02,61.43,666,814.56,124,359.25,6.35,54,101730,{"$f":"'Honolulu TMY 3'!$D$5","v":2019},"02","11","01","02/11/2019 01:00","2019-02-10T15:00:00",73.436]
["20130211:0200",23.08,61.27,417,446.62,189,{"v":358.1,"d":"358.10"},6.43,51,101720,{"$f":"'Honolulu TMY 3'!$D$5","v":2019},"02","11","02","02/11/2019 02:00","2019-02-10T16:00:00",73.544]
["20130211:0300",23.02,62.17,227,362.11,113,359.43,6.99,50,101790,{"$f":"'Honolulu TMY 3'!$D$5","v":2019},"02","11","03","02/11/2019 03:00","2019-02-10T17:00:00",73.436]
["20130211:0400",22.96,63.07,26,{"v":0,"d":"0.00"},26,360.77,7.55,49,101860,{"$f":"'Honolulu TMY 3'!$D$5","v":2019},"02","11","04","02/11/2019 04:00","2019-02-10T18:00:00",73.328]
["20130211:0500",{"v":22.9,"d":"22.90"},63.97,0,{"v":0,"d":"0.00"},0,{"v":362.1,"d":"362.10"},8.11,48,101930,{"$f":"'Honolulu TMY 3'!$D$5","v":2019},"02","11","05","02/11/2019 05:00","2019-02-10T19:00:00",73.22]
["20130211:0600",22.73,64.93,0,{"v":0,"d":"0.00"},0,362.33,8.28,50,101966,{"$f":"'Honolulu TMY 3'!$D$5","v":2019},"02","11","06","02/11/2019 06:00","2019-02-10T20:00:00",72.914]
["20130211:0700",22.56,65.89,0,{"v":0,"d":"0.00"},0,362.57,8.45,53,102003,{"$f":"'Honolulu TMY 3'!$D$5","v":2019},"02","11","07","02/11/2019 07:00","2019-02-10T21:00:00",72.608]
["20130211:0800",{"v":22.4,"d":"22.40"},66.85,0,{"v":0,"d":"0.00"},0,{"v":362.8,"d":"362.80"},8.62,55,102039,{"$f":"'Honolulu TMY 3'!$D$5","v":2019},"02","11","08","02/11/2019 08:00","2019-02-10T22:00:00",72.32]
["20130211:0900",22.31,67.28,0,{"v":0,"d":"0.00"},0,361.35,8.49,58,102010,{"$f":"'Honolulu TMY 3'!$D$5","v":2019},"02","11","09","02/11/2019 09:00","2019-02-10T23:00:00",72.158]
["20130211:1000",22.22,{"v":67.7,"d":"67.70"},0,{"v":0,"d":"0.00"},0,{"v":359.9,"d":"359.90"},8.36,62,101980,{"$f":"'Honolulu TMY 3'!$D$5","v":2019},"02","11","10","02/11/2019 10:00","2019-02-11",71.99600000000001]
["20130211:1100",22.13,68.13,0,{"v":0,"d":"0.00"},0,358.45,8.23,65,101950,{"$f":"'Honolulu TMY 3'!$D$5","v":2019},"02","11","11","02/11/2019 11:00","2019-02-11T01:00:00",71.834]
["20130211:1200",{"v":22.1,"d":"22.10"},67.72,0,{"v":0,"d":"0.00"},0,358.48,8.18,63,101930,{"$f":"'Honolulu TMY 3'!$D$5","v":2019},"02","11","12","02/11/2019 12:00","2019-02-11T02:00:00",71.78]
["20130211:1300",22.08,{"v":67.3,"d":"67.30"},0,{"v":0,"d":"0.00"},0,358.52,8.12,62,101910,{"$f":"'Honolulu TMY 3'!$D$5","v":2019},"02","11","13","02/11/2019 13:00","2019-02-11T03:00:00",71.744]
["20130211:1400",22.05,66.89,0,{"v":0,"d":"0.00"},0,358.55,8.07,60,101890,{"$f":"'Honolulu TMY 3'!$D$5","v":2019},"02","11","14","02/11/2019 14:00","2019-02-11T04:00:00",71.69]
["20130211:1500",22.06,66.74,0,{"v":0,"d":"0.00"},0,359.45,8.24,63,101916,{"$f":"'Honolulu TMY 3'!$D$5","v":2019},"02","11","15","02/11/2019 15:00","2019-02-11T05:00:00",71.708]
["20130211:1600",22.06,66.59,0,{"v":0,"d":"0.00"},0,360.35,8.42,65,101943,{"$f":"'Honolulu TMY 3'!$D$5","v":2019},"02","11","16","02/11/2019 16:00","2019-02-11T06:00:00",71.708]
["20130211:1700",22.06,66.44,0,{"v":0,"d":"0.00"},0,361.25,8.59,67,101970,{"$f":"'Honolulu TMY 3'!$D$5","v":2019},"02","11","17","02/11/2019 17:00","2019-02-11T07:00:00",71.708]
["20130211:1800",22.16,65.65,153,436.89,66,360.73,8.46,69,101993,{"$f":"'Honolulu TMY 3'!$D$5","v":2019},"02","11","18","02/11/2019 18:00","2019-02-11T08:00:00",71.888]
["20130211:1900",22.25,64.85,385,690.73,101,360.22,8.34,72,102016,{"$f":"'Honolulu TMY 3'!$D$5","v":2019},"02","11","19","02/11/2019 19:00","2019-02-11T09:00:00",72.05000000000001]
["20130211:2000",22.34,64.06,597,809.62,120,{"v":359.7,"d":"359.70"},8.21,75,102039,{"$f":"'Honolulu TMY 3'!$D$5","v":2019},"02","11","20","02/11/2019 20:00","2019-02-11T10:00:00",72.212]
["20130211:2100",22.53,63.54,760,872.38,131,356.43,7.99,73,101990,{"$f":"'Honolulu TMY 3'!$D$5","v":2019},"02","11","21","02/11/2019 21:00","2019-02-11T11:00:00",72.554]
["20130211:2200",22.72,63.02,855,900.06,137,353.17,7.77,71,101940,{"$f":"'Honolulu TMY 3'!$D$5","v":2019},"02","11","22","02/11/2019 22:00","2019-02-11T12:00:00",72.896]
["20130211:2300",22.91,{"v":62.5,"d":"62.50"},876,906.56,138,{"v":349.9,"d":"349.90"},7.56,69,101890,{"$f":"'Honolulu TMY 3'!$D$5","v":2019},"02","11","23","02/11/2019 23:00","2019-02-11T13:00:00",73.238]
["20130212:0000",{"v":22.8,"d":"22.80"},61.92,819,885.75,135,345.88,7.68,64,101893,{"$f":"'Honolulu TMY 3'!$D$5","v":2019},"02","12","00","02/12/2019 00:00","2019-02-11T14:00:00",73.03999999999999]
["20130212:0100",22.69,61.34,691,{"v":843.6,"d":"843.60"},127,341.87,7.81,58,101896,{"$f":"'Honolulu TMY 3'!$D$5","v":2019},"02","12","01","02/12/2019 01:00","2019-02-11T15:00:00",72.84200000000001]
["20130212:0200",22.58,60.76,502,759.54,112,337.85,7.93,53,101900,{"$f":"'Honolulu TMY 3'!$D$5","v":2019},"02","12","02","02/12/2019 02:00","2019-02-11T16:00:00",72.644]
["20130212:0300",22.53,60.77,276,592.09,88,337.83,8.18,52,101960,{"$f":"'Honolulu TMY 3'!$D$5","v":2019},"02","12","03","02/12/2019 03:00","2019-02-11T17:00:00",72.554]
["20130212:0400",22.49,60.78,56,201.97,37,337.82,8.44,52,102020,{"$f":"'Honolulu TMY 3'!$D$5","v":2019},"02","12","04","02/12/2019 04:00","2019-02-11T18:00:00",72.482]
["20130212:0500",22.45,60.79,0,{"v":0,"d":"0.00"},0,{"v":337.8,"d":"337.80"},8.69,52,102079,{"$f":"'Honolulu TMY 3'!$D$5","v":2019},"02","12","05","02/12/2019 05:00","2019-02-11T19:00:00",72.41]
["20130212:0600",22.39,{"v":61.1,"d":"61.10"},0,{"v":0,"d":"0.00"},0,338.83,8.89,55,102096,{"$f":"'Honolulu TMY 3'!$D$5","v":2019},"02","12","06","02/12/2019 06:00","2019-02-11T20:00:00",72.30199999999999]
["20130212:0700",22.34,61.42,0,{"v":0,"d":"0.00"},0,339.87,9.09,59,102113,{"$f":"'Honolulu TMY 3'!$D$5","v":2019},"02","12","07","02/12/2019 07:00","2019-02-11T21:00:00",72.212]
["20130212:0800",22.29,61.73,0,{"v":0,"d":"0.00"},0,{"v":340.9,"d":"340.90"},{"v":9.3,"d":"9.30"},62,102129,{"$f":"'Honolulu TMY 3'!$D$5","v":2019},"02","12","08","02/12/2019 08:00","2019-02-11T22:00:00",72.122]
["20130212:0900",22.33,62.02,0,{"v":0,"d":"0.00"},0,341.83,9.26,68,102099,{"$f":"'Honolulu TMY 3'!$D$5","v":2019},"02","12","09","02/12/2019 09:00","2019-02-11T23:00:00",72.19399999999999]
["20130212:1000",22.37,{"v":62.3,"d":"62.30"},0,{"v":0,"d":"0.00"},0,342.77,9.21,74,102069,{"$f":"'Honolulu TMY 3'!$D$5","v":2019},"02","12","10","02/12/2019 10:00","2019-02-12",72.266]
["20130212:1100",22.42,62.59,0,{"v":0,"d":"0.00"},0,{"v":343.7,"d":"343.70"},9.17,80,102039,{"$f":"'Honolulu TMY 3'!$D$5","v":2019},"02","12","11","02/12/2019 11:00","2019-02-12T01:00:00",72.356]
["20130212:1200",22.46,62.78,0,{"v":0,"d":"0.00"},0,348.65,8.79,82,102023,{"$f":"'Honolulu TMY 3'!$D$5","v":2019},"02","12","12","02/12/2019 12:00","2019-02-12T02:00:00",72.428]
["20130212:1300",{"v":22.5,"d":"22.50"},62.98,0,{"v":0,"d":"0.00"},0,{"v":353.6,"d":"353.60"},{"v":8.4,"d":"8.40"},83,102006,{"$f":"'Honolulu TMY 3'!$D$5","v":2019},"02","12","13","02/12/2019 13:00","2019-02-12T03:00:00",72.5]
["20130212:1400",22.54,63.17,0,{"v":0,"d":"0.00"},0,358.55,8.01,85,101990,{"$f":"'Honolulu TMY 3'!$D$5","v":2019},"02","12","14","02/12/2019 14:00","2019-02-12T04:00:00",72.572]
["20130212:1500",{"v":22.6,"d":"22.60"},63.01,0,{"v":0,"d":"0.00"},0,357.53,8.09,88,102039,{"$f":"'Honolulu TMY 3'!$D$5","v":2019},"02","12","15","02/12/2019 15:00","2019-02-12T05:00:00",72.68]
["20130212:1600",22.66,62.84,0,{"v":0,"d":"0.00"},0,356.52,8.17,91,102089,{"$f":"'Honolulu TMY 3'!$D$5","v":2019},"02","12","16","02/12/2019 16:00","2019-02-12T06:00:00",72.78800000000001]
["20130212:1700",22.72,62.68,0,{"v":0,"d":"0.00"},0,{"v":355.5,"d":"355.50"},8.25,94,102139,{"$f":"'Honolulu TMY 3'!$D$5","v":2019},{"$f":"MID(A1043,5,2)","v":"02"},{"$f":"MID(A1043,7,2)","v":"12"},{"$f":"MID(A1043,10,2)","v":"17"},{"$f":"L1043&\"/\"&M1043&\"/\"&K1043&\" \"&N1043&\":00\"","v":"02/12/2019 17:00"},{"$f":"(DATEVALUE(O1043)+TIMEVALUE(O1043))+($P$16/24)","v":"2019-02-12T07:00:00"},{"$f":"((9/5)*B1043)+32","v":72.896}]
["20130212:1800",{"v":22.8,"d":"22.80"},62.56,87,54.59,76,352.07,8.25,97,102163,{"$f":"'Honolulu TMY 3'!$D$5","v":2019},"02","12","18","02/12/2019 18:00","2019-02-12T08:00:00",73.03999999999999]
["20130212:1900",22.88,62.44,385,686.26,101,348.63,8.26,99,102186,{"$f":"'Honolulu TMY 3'!$D$5","v":2019},"02","12","19","02/12/2019 19:00","2019-02-12T09:00:00",73.184]
["20130212:2000",22.95,62.32,596,803.91,120,{"v":345.2,"d":"345.20"},8.26,102,102209,{"$f":"'Honolulu TMY 3'!$D$5","v":2019},"02","12","20","02/12/2019 20:00","2019-02-12T10:00:00",73.31]
["20130212:2100",23.14,62.31,757,864.44,131,{"v":342.9,"d":"342.90"},{"v":8,"d":"8.00"},102,102129,{"$f":"'Honolulu TMY 3'!$D$5","v":2019},"02","12","21","02/12/2019 21:00","2019-02-12T11:00:00",73.652]
["20130212:2200",23.33,{"v":62.3,"d":"62.30"},852,893.87,136,{"v":340.6,"d":"340.60"},7.73,103,102049,{"$f":"'Honolulu TMY 3'!$D$5","v":2019},"02","12","22","02/12/2019 22:00","2019-02-12T12:00:00",73.994]
["20130212:2300",23.52,62.29,872,897.97,138,{"v":338.3,"d":"338.30"},7.46,103,101970,{"$f":"'Honolulu TMY 3'!$D$5","v":2019},"02","12","23","02/12/2019 23:00","2019-02-12T13:00:00",74.336]
["20130213:0000",23.58,62.37,815,878.13,134,340.02,7.28,102,101943,{"$f":"'Honolulu TMY 3'!$D$5","v":2019},"02","13","00","02/13/2019 00:00","2019-02-12T14:00:00",74.44399999999999]
["20130213:0100",23.65,62.44,687,835.18,126,341.73,7.09,101,101916,{"$f":"'Honolulu TMY 3'!$D$5","v":2019},"02","13","01","02/13/2019 01:00","2019-02-12T15:00:00",74.57]
["20130213:0200",23.72,62.52,499,749.41,112,343.45,6.91,99,101890,{"$f":"'Honolulu TMY 3'!$D$5","v":2019},"02","13","02","02/13/2019 02:00","2019-02-12T16:00:00",74.696]
["20130213:0300",23.77,62.79,275,587.15,87,346.98,{"v":7.1,"d":"7.10"},98,101946,{"$f":"'Honolulu TMY 3'!$D$5","v":2019},"02","13","03","02/13/2019 03:00","2019-02-12T17:00:00",74.786]
["20130213:0400",23.82,63.05,57,197.03,38,350.52,7.29,96,102003,{"$f":"'Honolulu TMY 3'!$D$5","v":2019},"02","13","04","02/13/2019 04:00","2019-02-12T18:00:00",74.876]
["20130213:0500",23.88,63.32,0,{"v":0,"d":"0.00"},0,354.05,7.48,95,102059,{"$f":"'Honolulu TMY 3'!$D$5","v":2019},"02","13","05","02/13/2019 05:00","2019-02-12T19:00:00",74.98400000000001]
["20130213:0600",23.84,64.18,0,{"v":0,"d":"0.00"},0,{"v":357.5,"d":"357.50"},{"v":7.8,"d":"7.80"},95,102069,{"$f":"'Honolulu TMY 3'!$D$5","v":2019},"02","13","06","02/13/2019 06:00","2019-02-12T20:00:00",74.912]
["20130213:0700",23.81,65.03,0,{"v":0,"d":"0.00"},0,360.95,8.13,96,102079,{"$f":"'Honolulu TMY 3'!$D$5","v":2019},"02","13","07","02/13/2019 07:00","2019-02-12T21:00:00",74.858]
["20130213:0800",23.78,65.89,0,{"v":0,"d":"0.00"},0,{"v":364.4,"d":"364.40"},8.46,97,102089,{"$f":"'Honolulu TMY 3'!$D$5","v":2019},"02","13","08","02/13/2019 08:00","2019-02-12T22:00:00",74.804]
["20130213:0900",23.72,67.36,0,{"v":0,"d":"0.00"},0,368.22,8.42,99,102076,{"$f":"'Honolulu TMY 3'!$D$5","v":2019},"02","13","09","02/13/2019 09:00","2019-02-12T23:00:00",74.696]
["20130213:1000",23.66,68.82,0,{"v":0,"d":"0.00"},0,372.03,8.38,100,102063,{"$f":"'Honolulu TMY 3'!$D$5","v":2019},"02","13","10","02/13/2019 10:00","2019-02-13",74.588]
["20130213:1100",23.61,70.29,0,{"v":0,"d":"0.00"},0,375.85,8.34,102,102049,{"$f":"'Honolulu TMY 3'!$D$5","v":2019},"02","13","11","02/13/2019 11:00","2019-02-13T01:00:00",74.49799999999999]
["20130213:1200",23.37,70.67,0,{"v":0,"d":"0.00"},0,{"v":372.1,"d":"372.10"},7.93,103,102043,{"$f":"'Honolulu TMY 3'!$D$5","v":2019},"02","13","12","02/13/2019 12:00","2019-02-13T02:00:00",74.066]
["20130213:1300",23.13,71.05,0,{"v":0,"d":"0.00"},0,368.35,7.52,104,102036,{"$f":"'Honolulu TMY 3'!$D$5","v":2019},"02","13","13","02/13/2019 13:00","2019-02-13T03:00:00",73.634]
["20130213:1400",22.89,71.43,0,{"v":0,"d":"0.00"},0,{"v":364.6,"d":"364.60"},{"v":7.1,"d":"7.10"},105,102029,{"$f":"'Honolulu TMY 3'!$D$5","v":2019},"02","13","14","02/13/2019 14:00","2019-02-13T04:00:00",73.202]
["20130213:1500",22.85,71.53,0,{"v":0,"d":"0.00"},0,363.98,{"v":7.4,"d":"7.40"},107,102066,{"$f":"'Honolulu TMY 3'!$D$5","v":2019},"02","13","15","02/13/2019 15:00","2019-02-13T05:00:00",73.13]
["20130213:1600",22.81,71.62,0,{"v":0,"d":"0.00"},0,363.37,7.69,108,102103,{"$f":"'Honolulu TMY 3'!$D$5","v":2019},"02","13","16","02/13/2019 16:00","2019-02-13T06:00:00",73.05799999999999]
["20130213:1700",22.76,71.72,0,{"v":0,"d":"0.00"},0,362.75,7.99,110,102139,{"$f":"'Honolulu TMY 3'!$D$5","v":2019},"02","13","17","02/13/2019 17:00","2019-02-13T07:00:00",72.968]
["20130213:1800",22.76,71.27,155,431.53,67,358.73,7.93,110,102153,{"$f":"'Honolulu TMY 3'!$D$5","v":2019},"02","13","18","02/13/2019 18:00","2019-02-13T08:00:00",72.968]
["20130213:1900",22.76,70.81,385,681.76,101,354.72,7.87,110,102166,{"$f":"'Honolulu TMY 3'!$D$5","v":2019},"02","13","19","02/13/2019 19:00","2019-02-13T09:00:00",72.968]
["20130213:2000",22.76,70.36,596,799.86,120,{"v":350.7,"d":"350.70"},7.81,110,102179,{"$f":"'Honolulu TMY 3'!$D$5","v":2019},"02","13","20","02/13/2019 20:00","2019-02-13T10:00:00",72.968]
["20130213:2100",22.95,69.51,552,283.22,346,347.97,7.39,109,102113,{"$f":"'Honolulu TMY 3'!$D$5","v":2019},"02","13","21","02/13/2019 21:00","2019-02-13T11:00:00",73.31]
["20130213:2200",23.14,68.67,546,170.33,409,345.23,6.98,107,102046,{"$f":"'Honolulu TMY 3'!$D$5","v":2019},"02","13","22","02/13/2019 22:00","2019-02-13T12:00:00",73.652]
["20130213:2300",23.33,67.82,646,{"v":304.6,"d":"304.60"},396,{"v":342.5,"d":"342.50"},6.57,106,101980,{"$f":"'Honolulu TMY 3'!$D$5","v":2019},"02","13","23","02/13/2019 23:00","2019-02-13T13:00:00",73.994]
["20130214:0000",23.43,67.05,818,878.28,134,{"v":347.5,"d":"347.50"},6.36,103,101956,{"$f":"'Honolulu TMY 3'!$D$5","v":2019},"02","14","00","02/14/2019 00:00","2019-02-13T14:00:00",74.174]
["20130214:0100",23.54,66.29,689,834.27,126,{"v":352.5,"d":"352.50"},6.15,101,101933,{"$f":"'Honolulu TMY 3'!$D$5","v":2019},"02","14","01","02/14/2019 01:00","2019-02-13T15:00:00",74.372]
["20130214:0200",23.65,65.52,271,{"v":82.8,"d":"82.80"},228,{"v":357.5,"d":"357.50"},5.94,98,101910,{"$f":"'Honolulu TMY 3'!$D$5","v":2019},"02","14","02","02/14/2019 02:00","2019-02-13T16:00:00",74.57]
["20130214:0300",23.71,65.52,276,585.44,87,356.82,{"v":6,"d":"6.00"},96,101960,{"$f":"'Honolulu TMY 3'!$D$5","v":2019},"02","14","03","02/14/2019 03:00","2019-02-13T17:00:00",74.678]
["20130214:0400",23.77,65.52,58,{"v":202.5,"d":"202.50"},38,356.13,6.06,95,102010,{"$f":"'Honolulu TMY 3'!$D$5","v":2019},"02","14","04","02/14/2019 04:00","2019-02-13T18:00:00",74.786]
["20130214:0500",23.84,65.52,0,{"v":0,"d":"0.00"},0,355.45,6.11,93,102059,{"$f":"'Honolulu TMY 3'!$D$5","v":2019},"02","14","05","02/14/2019 05:00","2019-02-13T19:00:00",74.912]
["20130214:0600",{"v":23.8,"d":"23.80"},67.05,0,{"v":0,"d":"0.00"},0,358.48,6.47,93,102096,{"$f":"'Honolulu TMY 3'!$D$5","v":2019},"02","14","06","02/14/2019 06:00","2019-02-13T20:00:00",74.84]
["20130214:0700",23.76,68.57,0,{"v":0,"d":"0.00"},0,361.52,6.83,94,102133,{"$f":"'Honolulu TMY 3'!$D$5","v":2019},"02","14","07","02/14/2019 07:00","2019-02-13T21:00:00",74.768]
["20130214:0800",23.72,{"v":70.1,"d":"70.10"},0,{"v":0,"d":"0.00"},0,364.55,7.19,94,102169,{"$f":"'Honolulu TMY 3'!$D$5","v":2019},"02","14","08","02/14/2019 08:00","2019-02-13T22:00:00",74.696]
["20130214:0900",23.65,71.89,0,{"v":0,"d":"0.00"},0,367.22,7.41,96,102136,{"$f":"'Honolulu TMY 3'!$D$5","v":2019},"02","14","09","02/14/2019 09:00","2019-02-13T23:00:00",74.57]
["20130214:1000",23.59,73.67,0,{"v":0,"d":"0.00"},0,369.88,7.64,97,102103,{"$f":"'Honolulu TMY 3'!$D$5","v":2019},"02","14","10","02/14/2019 10:00","2019-02-14",74.462]
["20130214:1100",23.53,75.46,0,{"v":0,"d":"0.00"},0,372.55,7.86,99,102069,{"$f":"'Honolulu TMY 3'!$D$5","v":2019},"02","14","11","02/14/2019 11:00","2019-02-14T01:00:00",74.35400000000001]
["20130214:1200",23.35,{"v":76.1,"d":"76.10"},0,{"v":0,"d":"0.00"},0,{"v":370.7,"d":"370.70"},{"v":8,"d":"8.00"},100,102059,{"$f":"'Honolulu TMY 3'!$D$5","v":2019},"02","14","12","02/14/2019 12:00","2019-02-14T02:00:00",74.03]
["20130214:1300",23.18,76.74,0,{"v":0,"d":"0.00"},0,368.85,8.13,100,102049,{"$f":"'Honolulu TMY 3'!$D$5","v":2019},"02","14","13","02/14/2019 13:00","2019-02-14T03:00:00",73.724]
["20130214:1400",{"v":23,"d":"23.00"},77.38,0,{"v":0,"d":"0.00"},0,{"v":367,"d":"367.00"},8.26,100,102039,{"$f":"'Honolulu TMY 3'!$D$5","v":2019},"02","14","14","02/14/2019 14:00","2019-02-14T04:00:00",73.4]
["20130214:1500",{"v":22.9,"d":"22.90"},{"v":77.3,"d":"77.30"},0,{"v":0,"d":"0.00"},0,365.92,8.23,103,102076,{"$f":"'Honolulu TMY 3'!$D$5","v":2019},"02","14","15","02/14/2019 15:00","2019-02-14T05:00:00",73.22]
["20130214:1600",{"v":22.8,"d":"22.80"},77.23,0,{"v":0,"d":"0.00"},0,364.83,8.21,107,102113,{"$f":"'Honolulu TMY 3'!$D$5","v":2019},"02","14","16","02/14/2019 16:00","2019-02-14T06:00:00",73.03999999999999]
["20130214:1700",{"v":22.7,"d":"22.70"},77.15,0,{"v":0,"d":"0.00"},0,363.75,8.18,110,102149,{"$f":"'Honolulu TMY 3'!$D$5","v":2019},"02","14","17","02/14/2019 17:00","2019-02-14T07:00:00",72.86]
["20130214:1800",22.69,76.03,157,435.99,67,{"v":360.7,"d":"360.70"},7.85,113,102153,{"$f":"'Honolulu TMY 3'!$D$5","v":2019},"02","14","18","02/14/2019 18:00","2019-02-14T08:00:00",72.84200000000001]
["20130214:1900",22.68,{"v":74.9,"d":"74.90"},387,681.99,101,357.65,7.52,117,102156,{"$f":"'Honolulu TMY 3'!$D$5","v":2019},"02","14","19","02/14/2019 19:00","2019-02-14T09:00:00",72.824]
["20130214:2000",22.67,73.78,597,797.47,120,{"v":354.6,"d":"354.60"},7.19,121,102159,{"$f":"'Honolulu TMY 3'!$D$5","v":2019},"02","14","20","02/14/2019 20:00","2019-02-14T10:00:00",72.80600000000001]
["20130214:2100",22.85,72.57,757,856.86,131,354.97,6.51,123,102083,{"$f":"'Honolulu TMY 3'!$D$5","v":2019},"02","14","21","02/14/2019 21:00","2019-02-14T11:00:00",73.13]
["20130214:2200",23.03,71.36,851,{"v":885.3,"d":"885.30"},136,355.33,5.84,126,102006,{"$f":"'Honolulu TMY 3'!$D$5","v":2019},"02","14","22","02/14/2019 22:00","2019-02-14T12:00:00",73.45400000000001]
["20130214:2300",23.21,70.15,871,890.68,137,{"v":355.7,"d":"355.70"},5.17,128,101930,{"$f":"'Honolulu TMY 3'!$D$5","v":2019},"02","14","23","02/14/2019 23:00","2019-02-14T13:00:00",73.778]
["20130215:0000",23.23,68.59,814,{"v":869.5,"d":"869.50"},134,356.77,3.68,121,101916,{"$f":"'Honolulu TMY 3'!$D$5","v":2019},"02","15","00","02/15/2019 00:00","2019-02-14T14:00:00",73.814]
["20130215:0100",23.26,67.02,477,227.15,323,357.83,2.18,113,101903,{"$f":"'Honolulu TMY 3'!$D$5","v":2019},"02","15","01","02/15/2019 01:00","2019-02-14T15:00:00",73.868]
["20130215:0200",23.29,65.46,352,233.62,230,{"v":358.9,"d":"358.90"},0.69,106,101890,{"$f":"'Honolulu TMY 3'!$D$5","v":2019},"02","15","02","02/15/2019 02:00","2019-02-14T16:00:00",73.922]
["20130215:0300",23.27,65.84,199,221.23,127,363.48,1.22,84,101946,{"$f":"'Honolulu TMY 3'!$D$5","v":2019},"02","15","03","02/15/2019 03:00","2019-02-14T17:00:00",73.886]
["20130215:0400",23.25,66.21,59,197.89,39,368.07,1.75,62,102003,{"$f":"'Honolulu TMY 3'!$D$5","v":2019},"02","15","04","02/15/2019 04:00","2019-02-14T18:00:00",73.85]
["20130215:0500",23.23,66.59,0,{"v":0,"d":"0.00"},0,372.65,2.28,40,102059,{"$f":"'Honolulu TMY 3'!$D$5","v":2019},"02","15","05","02/15/2019 05:00","2019-02-14T19:00:00",73.814]
["20130215:0600",23.19,67.17,0,{"v":0,"d":"0.00"},0,375.08,2.69,48,102076,{"$f":"'Honolulu TMY 3'!$D$5","v":2019},"02","15","06","02/15/2019 06:00","2019-02-14T20:00:00",73.742]
["20130215:0700",23.16,67.75,0,{"v":0,"d":"0.00"},0,377.52,{"v":3.1,"d":"3.10"},55,102093,{"$f":"'Honolulu TMY 3'!$D$5","v":2019},"02","15","07","02/15/2019 07:00","2019-02-14T21:00:00",73.688]
["20130215:0800",23.13,68.33,0,{"v":0,"d":"0.00"},0,379.95,3.52,63,102109,{"$f":"'Honolulu TMY 3'!$D$5","v":2019},"02","15","08","02/15/2019 08:00","2019-02-14T22:00:00",73.634]
["20130215:0900",23.15,68.79,0,{"v":0,"d":"0.00"},0,378.07,3.72,70,102063,{"$f":"'Honolulu TMY 3'!$D$5","v":2019},{"$f":"MID(A1107,5,2)","v":"02"},{"$f":"MID(A1107,7,2)","v":"15"},{"$f":"MID(A1107,10,2)","v":"09"},{"$f":"L1107&\"/\"&M1107&\"/\"&K1107&\" \"&N1107&\":00\"","v":"02/15/2019 09:00"},{"$f":"(DATEVALUE(O1107)+TIMEVALUE(O1107))+($P$16/24)","v":"2019-02-14T23:00:00"},{"$f":"((9/5)*B1107)+32","v":73.67}]
["20130215:1000",23.17,69.26,0,{"v":0,"d":"0.00"},0,376.18,3.92,77,102016,{"$f":"'Honolulu TMY 3'!$D$5","v":2019},"02","15","10","02/15/2019 10:00","2019-02-15",73.706]
["20130215:1100",23.19,69.72,0,{"v":0,"d":"0.00"},0,{"v":374.3,"d":"374.30"},4.12,84,101970,{"$f":"'Honolulu TMY 3'!$D$5","v":2019},"02","15","11","02/15/2019 11:00","2019-02-15T01:00:00",73.742]
["20130215:1200",23.15,71.08,0,{"v":0,"d":"0.00"},0,{"v":375,"d":"375.00"},4.29,88,101933,{"$f":"'Honolulu TMY 3'!$D$5","v":2019},"02","15","12","02/15/2019 12:00","2019-02-15T02:00:00",73.67]
["20130215:1300",23.11,72.43,0,{"v":0,"d":"0.00"},0,{"v":375.7,"d":"375.70"},4.46,91,101896,{"$f":"'Honolulu TMY 3'!$D$5","v":2019},"02","15","13","02/15/2019 13:00","2019-02-15T03:00:00",73.598]
["20130215:1400",23.07,73.79,0,{"v":0,"d":"0.00"},0,{"v":376.4,"d":"376.40"},4.63,95,101860,{"$f":"'Honolulu TMY 3'!$D$5","v":2019},"02","15","14","02/15/2019 14:00","2019-02-15T04:00:00",73.52600000000001]
["20130215:1500",23.09,73.88,0,{"v":0,"d":"0.00"},0,373.15,4.73,97,101903,{"$f":"'Honolulu TMY 3'!$D$5","v":2019},"02","15","15","02/15/2019 15:00","2019-02-15T05:00:00",73.562]
["20130215:1600",{"v":23.1,"d":"23.10"},73.96,0,{"v":0,"d":"0.00"},0,{"v":369.9,"d":"369.90"},4.83,99,101946,{"$f":"'Honolulu TMY 3'!$D$5","v":2019},"02","15","16","02/15/2019 16:00","2019-02-15T06:00:00",73.58000000000001]
["20130215:1700",23.11,74.05,0,{"v":0,"d":"0.00"},0,366.65,4.92,101,101990,{"$f":"'Honolulu TMY 3'!$D$5","v":2019},"02","15","17","02/15/2019 17:00","2019-02-15T07:00:00",73.598]
["20130215:1800",23.18,73.58,158,435.43,67,366.83,4.97,104,102023,{"$f":"'Honolulu TMY 3'!$D$5","v":2019},"02","15","18","02/15/2019 18:00","2019-02-15T08:00:00",73.724]
["20130215:1900",23.25,73.12,307,343.43,162,367.02,5.01,107,102056,{"$f":"'Honolulu TMY 3'!$D$5","v":2019},"02","15","19","02/15/2019 19:00","2019-02-15T09:00:00",73.85]
["20130215:2000",23.31,72.65,512,474.03,227,{"v":367.2,"d":"367.20"},5.05,110,102089,{"$f":"'Honolulu TMY 3'!$D$5","v":2019},"02","15","20","02/15/2019 20:00","2019-02-15T10:00:00",73.958]
["20130215:2100",23.46,72.47,755,{"v":851.7,"d":"851.70"},130,365.45,4.55,108,102036,{"$f":"'Honolulu TMY 3'!$D$5","v":2019},"02","15","21","02/15/2019 21:00","2019-02-15T11:00:00",74.22800000000001]
["20130215:2200",{"v":23.6,"d":"23.60"},72.28,653,326.77,388,{"v":363.7,"d":"363.70"},4.06,106,101983,{"$f":"'Honolulu TMY 3'!$D$5","v":2019},"02","15","22","02/15/2019 22:00","2019-02-15T12:00:00",74.48]
["20130215:2300",23.75,{"v":72.1,"d":"72.10"},645,284.01,410,361.95,3.56,105,101930,{"$f":"'Honolulu TMY 3'!$D$5","v":2019},"02","15","23","02/15/2019 23:00","2019-02-15T13:00:00",74.75]
["20130216:0000",{"v":23.7,"d":"23.70"},72.21,527,168.08,395,360.73,3.52,87,101910,{"$f":"'Honolulu TMY 3'!$D$5","v":2019},"02","16","00","02/16/2019 00:00","2019-02-15T14:00:00",74.66]
["20130216:0100",23.65,72.32,256,17.62,244,359.52,3.49,69,101890,{"$f":"'Honolulu TMY 3'!$D$5","v":2019},"02","16","01","02/16/2019 01:00","2019-02-15T15:00:00",74.57]
["20130216:0200",{"v":23.6,"d":"23.60"},72.43,63,{"v":0,"d":"0.00"},63,{"v":358.3,"d":"358.30"},3.45,51,101870,{"$f":"'Honolulu TMY 3'!$D$5","v":2019},"02","16","02","02/16/2019 02:00","2019-02-15T16:00:00",74.48]
["20130216:0300",23.54,72.93,279,582.26,88,358.57,4.21,52,101910,{"$f":"'Honolulu TMY 3'!$D$5","v":2019},"02","16","03","02/16/2019 03:00","2019-02-15T17:00:00",74.372]
["20130216:0400",23.49,73.42,61,212.89,39,358.83,4.97,52,101950,{"$f":"'Honolulu TMY 3'!$D$5","v":2019},"02","16","04","02/16/2019 04:00","2019-02-15T18:00:00",74.282]
["20130216:0500",23.44,73.92,0,{"v":0,"d":"0.00"},0,{"v":359.1,"d":"359.10"},5.72,52,101990,{"$f":"'Honolulu TMY 3'!$D$5","v":2019},"02","16","05","02/16/2019 05:00","2019-02-15T19:00:00",74.19200000000001]
["20130216:0600",23.36,74.18,0,{"v":0,"d":"0.00"},0,358.68,6.21,57,102000,{"$f":"'Honolulu TMY 3'!$D$5","v":2019},"02","16","06","02/16/2019 06:00","2019-02-15T20:00:00",74.048]
["20130216:0700",23.29,74.45,0,{"v":0,"d":"0.00"},0,358.27,6.69,61,102010,{"$f":"'Honolulu TMY 3'!$D$5","v":2019},"02","16","07","02/16/2019 07:00","2019-02-15T21:00:00",73.922]
["20130216:0800",23.22,74.71,0,{"v":0,"d":"0.00"},0,357.85,7.17,66,102020,{"$f":"'Honolulu TMY 3'!$D$5","v":2019},"02","16","08","02/16/2019 08:00","2019-02-15T22:00:00",73.79599999999999]
["20130216:0900",23.23,75.09,0,{"v":0,"d":"0.00"},0,360.27,{"v":7.2,"d":"7.20"},68,101993,{"$f":"'Honolulu TMY 3'!$D$5","v":2019},"02","16","09","02/16/2019 09:00","2019-02-15T23:00:00",73.814]
["20130216:1000",23.24,75.48,0,{"v":0,"d":"0.00"},0,362.68,7.23,70,101966,{"$f":"'Honolulu TMY 3'!$D$5","v":2019},"02","16","10","02/16/2019 10:00","2019-02-16",73.832]
["20130216:1100",23.25,75.86,0,{"v":0,"d":"0.00"},0,{"v":365.1,"d":"365.10"},7.26,72,101940,{"$f":"'Honolulu TMY 3'!$D$5","v":2019},"02","16","11","02/16/2019 11:00","2019-02-16T01:00:00",73.85]
["20130216:1200",23.27,75.97,0,{"v":0,"d":"0.00"},0,{"v":365.9,"d":"365.90"},7.24,70,101926,{"$f":"'Honolulu TMY 3'!$D$5","v":2019},"02","16","12","02/16/2019 12:00","2019-02-16T02:00:00",73.886]
["20130216:1300",23.28,76.08,0,{"v":0,"d":"0.00"},0,{"v":366.7,"d":"366.70"},7.22,68,101913,{"$f":"'Honolulu TMY 3'!$D$5","v":2019},"02","16","13","02/16/2019 13:00","2019-02-16T03:00:00",73.904]
["20130216:1400",{"v":23.3,"d":"23.30"},76.19,0,{"v":0,"d":"0.00"},0,{"v":367.5,"d":"367.50"},{"v":7.2,"d":"7.20"},66,101900,{"$f":"'Honolulu TMY 3'!$D$5","v":2019},"02","16","14","02/16/2019 14:00","2019-02-16T04:00:00",73.94]
["20130216:1500",23.27,76.31,0,{"v":0,"d":"0.00"},0,369.03,7.46,65,101950,{"$f":"'Honolulu TMY 3'!$D$5","v":2019},"02","16","15","02/16/2019 15:00","2019-02-16T05:00:00",73.886]
["20130216:1600",23.24,76.42,0,{"v":0,"d":"0.00"},0,370.57,7.72,65,102000,{"$f":"'Honolulu TMY 3'!$D$5","v":2019},"02","16","16","02/16/2019 16:00","2019-02-16T06:00:00",73.832]
["20130216:1700",{"v":23.2,"d":"23.20"},76.54,0,{"v":0,"d":"0.00"},0,{"v":372.1,"d":"372.10"},7.99,65,102049,{"$f":"'Honolulu TMY 3'!$D$5","v":2019},"02","16","17","02/16/2019 17:00","2019-02-16T07:00:00",73.75999999999999]
["20130216:1800",23.25,{"v":76.5,"d":"76.50"},118,184.29,79,374.83,8.19,66,102073,{"$f":"'Honolulu TMY 3'!$D$5","v":2019},"02","16","18","02/16/2019 18:00","2019-02-16T08:00:00",73.85]
["20130216:1900",{"v":23.3,"d":"23.30"},76.46,297,298.74,170,377.57,8.39,67,102096,{"$f":"'Honolulu TMY 3'!$D$5","v":2019},"02","16","19","02/16/2019 19:00","2019-02-16T09:00:00",73.94]
["20130216:2000",23.34,76.42,461,327.63,263,{"v":380.3,"d":"380.30"},8.59,69,102119,{"$f":"'Honolulu TMY 3'!$D$5","v":2019},"02","16","20","02/16/2019 20:00","2019-02-16T10:00:00",74.012]
["20130216:2100",23.55,76.82,613,393.43,323,381.85,8.66,69,102053,{"$f":"'Honolulu TMY 3'!$D$5","v":2019},"02","16","21","02/16/2019 21:00","2019-02-16T11:00:00",74.39]
["20130216:2200",23.75,77.22,731,505.93,319,{"v":383.4,"d":"383.40"},8.73,69,101986,{"$f":"'Honolulu TMY 3'!$D$5","v":2019},"02","16","22","02/16/2019 22:00","2019-02-16T12:00:00",74.75]
["20130216:2300",23.96,77.62,734,474.25,340,384.95,{"v":8.8,"d":"8.80"},69,101920,{"$f":"'Honolulu TMY 3'!$D$5","v":2019},"02","16","23","02/16/2019 23:00","2019-02-16T13:00:00",75.128]
["20130217:0000",23.92,77.72,668,408.34,346,386.38,9.02,68,101896,{"$f":"'Honolulu TMY 3'!$D$5","v":2019},"02","17","00","02/17/2019 00:00","2019-02-16T14:00:00",75.05600000000001]
["20130217:0100",23.89,77.83,539,344.97,303,387.82,9.24,66,101873,{"$f":"'Honolulu TMY 3'!$D$5","v":2019},"02","17","01","02/17/2019 01:00","2019-02-16T15:00:00",75.00200000000001]
["20130217:0200",23.86,77.93,341,{"v":198.9,"d":"198.90"},236,389.25,9.46,64,101850,{"$f":"'Honolulu TMY 3'!$D$5","v":2019},"02","17","02","02/17/2019 02:00","2019-02-16T16:00:00",74.94800000000001]
["20130217:0300",23.91,77.91,167,99.82,134,390.47,9.83,67,101896,{"$f":"'Honolulu TMY 3'!$D$5","v":2019},"02","17","03","02/17/2019 03:00","2019-02-16T17:00:00",75.03800000000001]
["20130217:0400",23.96,{"v":77.9,"d":"77.90"},45,{"v":66.3,"d":"66.30"},38,391.68,{"v":10.2,"d":"10.20"},70,101943,{"$f":"'Honolulu TMY 3'!$D$5","v":2019},"02","17","04","02/17/2019 04:00","2019-02-16T18:00:00",75.128]
["20130217:0500",24.01,77.88,0,{"v":0,"d":"0.00"},0,{"v":392.9,"d":"392.90"},10.57,73,101990,{"$f":"'Honolulu TMY 3'!$D$5","v":2019},"02","17","05","02/17/2019 05:00","2019-02-16T19:00:00",75.218]
["20130217:0600",{"v":24,"d":"24.00"},78.37,0,{"v":0,"d":"0.00"},0,392.42,10.63,76,102029,{"$f":"'Honolulu TMY 3'!$D$5","v":2019},"02","17","06","02/17/2019 06:00","2019-02-16T20:00:00",75.2]
["20130217:0700",{"v":24,"d":"24.00"},78.87,0,{"v":0,"d":"0.00"},0,391.93,10.69,80,102069,{"$f":"'Honolulu TMY 3'!$D$5","v":2019},"02","17","07","02/17/2019 07:00","2019-02-16T21:00:00",75.2]
["20130217:0800",{"v":24,"d":"24.00"},79.36,0,{"v":0,"d":"0.00"},0,391.45,10.74,83,102109,{"$f":"'Honolulu TMY 3'!$D$5","v":2019},"02","17","08","02/17/2019 08:00","2019-02-16T22:00:00",75.2]
["20130217:0900",23.97,80.59,0,{"v":0,"d":"0.00"},0,390.42,10.64,84,102093,{"$f":"'Honolulu TMY 3'!$D$5","v":2019},"02","17","09","02/17/2019 09:00","2019-02-16T23:00:00",75.146]
["20130217:1000",23.95,81.82,0,{"v":0,"d":"0.00"},0,389.38,10.54,86,102076,{"$f":"'Honolulu TMY 3'!$D$5","v":2019},"02","17","10","02/17/2019 10:00","2019-02-17",75.11]
["20130217:1100",23.93,83.05,0,{"v":0,"d":"0.00"},0,388.35,10.44,88,102059,{"$f":"'Honolulu TMY 3'!$D$5","v":2019},"02","17","11","02/17/2019 11:00","2019-02-17T01:00:00",75.074]
["20130217:1200",{"v":23.6,"d":"23.60"},85.88,0,{"v":0,"d":"0.00"},0,386.95,10.24,87,102069,{"$f":"'Honolulu TMY 3'!$D$5","v":2019},"02","17","12","02/17/2019 12:00","2019-02-17T02:00:00",74.48]
["20130217:1300",23.28,88.72,0,{"v":0,"d":"0.00"},0,385.55,10.05,87,102079,{"$f":"'Honolulu TMY 3'!$D$5","v":2019},"02","17","13","02/17/2019 13:00","2019-02-17T03:00:00",73.904]
["20130217:1400",22.95,91.55,0,{"v":0,"d":"0.00"},0,384.15,9.85,87,102089,{"$f":"'Honolulu TMY 3'!$D$5","v":2019},"02","17","14","02/17/2019 14:00","2019-02-17T04:00:00",73.31]
["20130217:1500",23.05,89.24,0,{"v":0,"d":"0.00"},0,385.17,10.19,87,102123,{"$f":"'Honolulu TMY 3'!$D$5","v":2019},"02","17","15","02/17/2019 15:00","2019-02-17T05:00:00",73.49000000000001]
["20130217:1600",23.14,86.94,0,{"v":0,"d":"0.00"},0,386.18,10.53,88,102156,{"$f":"'Honolulu TMY 3'!$D$5","v":2019},"02","17","16","02/17/2019 16:00","2019-02-17T06:00:00",73.652]
["20130217:1700",23.23,84.63,0,{"v":0,"d":"0.00"},0,{"v":387.2,"d":"387.20"},10.87,88,102189,{"$f":"'Honolulu TMY 3'!$D$5","v":2019},"02","17","17","02/17/2019 17:00","2019-02-17T07:00:00",73.814]
["20130217:1800",23.35,83.04,157,419.95,67,386.42,10.92,88,102216,{"$f":"'Honolulu TMY 3'!$D$5","v":2019},"02","17","18","02/17/2019 18:00","2019-02-17T08:00:00",74.03]
["20130217:1900",23.46,81.44,383,661.11,100,385.63,10.97,88,102243,{"$f":"'Honolulu TMY 3'!$D$5","v":2019},"02","17","19","02/17/2019 19:00","2019-02-17T09:00:00",74.22800000000001]
["20130217:2000",23.57,79.85,590,776.94,118,384.85,11.02,88,102269,{"$f":"'Honolulu TMY 3'!$D$5","v":2019},"02","17","20","02/17/2019 20:00","2019-02-17T10:00:00",74.426]
["20130217:2100",23.76,79.93,750,838.73,129,381.37,10.99,86,102203,{"$f":"'Honolulu TMY 3'!$D$5","v":2019},"02","17","21","02/17/2019 21:00","2019-02-17T11:00:00",74.768]
["20130217:2200",23.94,{"v":80,"d":"80.00"},846,869.51,135,377.88,10.96,85,102136,{"$f":"'Honolulu TMY 3'!$D$5","v":2019},"02","17","22","02/17/2019 22:00","2019-02-17T12:00:00",75.09200000000001]
["20130217:2300",24.13,80.08,869,877.56,137,{"v":374.4,"d":"374.40"},10.92,84,102069,{"$f":"'Honolulu TMY 3'!$D$5","v":2019},"02","17","23","02/17/2019 23:00","2019-02-17T13:00:00",75.434]
["20130218:0000",24.04,81.94,814,860.07,133,374.28,10.92,82,102073,{"$f":"'Honolulu TMY 3'!$D$5","v":2019},"02","18","00","02/18/2019 00:00","2019-02-17T14:00:00",75.27199999999999]
["20130218:0100",23.95,83.79,689,820.76,125,374.17,10.91,79,102076,{"$f":"'Honolulu TMY 3'!$D$5","v":2019},{"$f":"MID(A1171,5,2)","v":"02"},{"$f":"MID(A1171,7,2)","v":"18"},{"$f":"MID(A1171,10,2)","v":"01"},{"$f":"L1171&\"/\"&M1171&\"/\"&K1171&\" \"&N1171&\":00\"","v":"02/18/2019 01:00"},{"$f":"(DATEVALUE(O1171)+TIMEVALUE(O1171))+($P$16/24)","v":"2019-02-17T15:00:00"},{"$f":"((9/5)*B1171)+32","v":75.11}]
["20130218:0200",23.86,85.65,504,738.62,112,374.05,10.91,77,102079,{"$f":"'Honolulu TMY 3'!$D$5","v":2019},"02","18","02","02/18/2019 02:00","2019-02-17T16:00:00",74.94800000000001]
["20130218:0300",23.68,86.79,281,579.39,88,374.63,11.28,78,102133,{"$f":"'Honolulu TMY 3'!$D$5","v":2019},"02","18","03","02/18/2019 03:00","2019-02-17T17:00:00",74.624]
["20130218:0400",{"v":23.5,"d":"23.50"},87.93,63,213.36,40,375.22,11.65,78,102186,{"$f":"'Honolulu TMY 3'!$D$5","v":2019},"02","18","04","02/18/2019 04:00","2019-02-17T18:00:00",74.30000000000001]
["20130218:0500",23.32,89.07,0,{"v":0,"d":"0.00"},0,{"v":375.8,"d":"375.80"},12.01,79,102239,{"$f":"'Honolulu TMY 3'!$D$5","v":2019},"02","18","05","02/18/2019 05:00","2019-02-17T19:00:00",73.976]
["20130218:0600",23.12,89.26,0,{"v":0,"d":"0.00"},0,377.25,12.21,78,102289,{"$f":"'Honolulu TMY 3'!$D$5","v":2019},"02","18","06","02/18/2019 06:00","2019-02-17T20:00:00",73.616]
["20130218:0700",22.92,89.45,0,{"v":0,"d":"0.00"},0,{"v":378.7,"d":"378.70"},12.41,78,102339,{"$f":"'Honolulu TMY 3'!$D$5","v":2019},"02","18","07","02/18/2019 07:00","2019-02-17T21:00:00",73.256]
["20130218:0800",22.73,89.64,0,{"v":0,"d":"0.00"},0,380.15,12.61,77,102389,{"$f":"'Honolulu TMY 3'!$D$5","v":2019},"02","18","08","02/18/2019 08:00","2019-02-17T22:00:00",72.914]
["20130218:0900",22.59,89.18,0,{"v":0,"d":"0.00"},0,380.85,12.64,77,102366,{"$f":"'Honolulu TMY 3'!$D$5","v":2019},"02","18","09","02/18/2019 09:00","2019-02-17T23:00:00",72.662]
["20130218:1000",22.45,88.73,0,{"v":0,"d":"0.00"},0,381.55,12.68,76,102343,{"$f":"'Honolulu TMY 3'!$D$5","v":2019},"02","18","10","02/18/2019 10:00","2019-02-18",72.41]
["20130218:1100",22.32,88.27,0,{"v":0,"d":"0.00"},0,382.25,12.72,76,102319,{"$f":"'Honolulu TMY 3'!$D$5","v":2019},"02","18","11","02/18/2019 11:00","2019-02-18T01:00:00",72.176]
["20130218:1200",22.39,86.86,0,{"v":0,"d":"0.00"},0,376.58,12.67,78,102279,{"$f":"'Honolulu TMY 3'!$D$5","v":2019},"02","18","12","02/18/2019 12:00","2019-02-18T02:00:00",72.30199999999999]
["20130218:1300",22.45,85.44,0,{"v":0,"d":"0.00"},0,370.92,12.62,79,102239,{"$f":"'Honolulu TMY 3'!$D$5","v":2019},"02","18","13","02/18/2019 13:00","2019-02-18T03:00:00",72.41]
["20130218:1400",22.52,84.03,0,{"v":0,"d":"0.00"},0,365.25,12.57,81,102199,{"$f":"'Honolulu TMY 3'!$D$5","v":2019},"02","18","14","02/18/2019 14:00","2019-02-18T04:00:00",72.536]
["20130218:1500",22.53,83.58,0,{"v":0,"d":"0.00"},0,363.97,12.51,82,102239,{"$f":"'Honolulu TMY 3'!$D$5","v":2019},"02","18","15","02/18/2019 15:00","2019-02-18T05:00:00",72.554]
["20130218:1600",22.54,83.14,0,{"v":0,"d":"0.00"},0,362.68,12.46,83,102279,{"$f":"'Honolulu TMY 3'!$D$5","v":2019},"02","18","16","02/18/2019 16:00","2019-02-18T06:00:00",72.572]
["20130218:1700",22.54,82.69,0,{"v":0,"d":"0.00"},0,{"v":361.4,"d":"361.40"},{"v":12.4,"d":"12.40"},84,102319,{"$f":"'Honolulu TMY 3'!$D$5","v":2019},"02","18","17","02/18/2019 17:00","2019-02-18T07:00:00",72.572]
["20130218:1800",{"v":22.6,"d":"22.60"},82.12,84,23.03,79,366.87,12.46,85,102349,{"$f":"'Honolulu TMY 3'!$D$5","v":2019},"02","18","18","02/18/2019 18:00","2019-02-18T08:00:00",72.68]
["20130218:1900",22.66,81.54,202,55.67,178,372.33,12.53,86,102379,{"$f":"'Honolulu TMY 3'!$D$5","v":2019},"02","18","19","02/18/2019 19:00","2019-02-18T09:00:00",72.78800000000001]
["20130218:2000",22.71,80.97,444,275.09,276,{"v":377.8,"d":"377.80"},12.59,86,102409,{"$f":"'Honolulu TMY 3'!$D$5","v":2019},"02","18","20","02/18/2019 20:00","2019-02-18T10:00:00",72.878]
["20130218:2100",22.82,80.81,599,349.59,339,381.82,12.46,86,102346,{"$f":"'Honolulu TMY 3'!$D$5","v":2019},"02","18","21","02/18/2019 21:00","2019-02-18T11:00:00",73.076]
["20130218:2200",22.92,80.66,674,370.25,370,385.83,12.34,86,102283,{"$f":"'Honolulu TMY 3'!$D$5","v":2019},"02","18","22","02/18/2019 22:00","2019-02-18T12:00:00",73.256]
["20130218:2300",23.02,{"v":80.5,"d":"80.50"},790,{"v":605.4,"d":"605.40"},283,389.85,12.21,86,102219,{"$f":"'Honolulu TMY 3'!$D$5","v":2019},"02","18","23","02/18/2019 23:00","2019-02-18T13:00:00",73.436]
["20130219:0000",23.14,79.69,741,581.12,279,380.68,11.98,83,102219,{"$f":"'Honolulu TMY 3'!$D$5","v":2019},"02","19","00","02/19/2019 00:00","2019-02-18T14:00:00",73.652]
["20130219:0100",23.27,78.88,628,595.49,217,371.52,11.75,81,102219,{"$f":"'Honolulu TMY 3'!$D$5","v":2019},"02","19","01","02/19/2019 01:00","2019-02-18T15:00:00",73.886]
["20130219:0200",{"v":23.4,"d":"23.40"},78.07,472,616.69,143,362.35,11.52,79,102219,{"$f":"'Honolulu TMY 3'!$D$5","v":2019},"02","19","02","02/19/2019 02:00","2019-02-18T16:00:00",74.12]
["20130219:0300",23.32,77.89,218,271.16,127,368.18,11.69,79,102259,{"$f":"'Honolulu TMY 3'!$D$5","v":2019},"02","19","03","02/19/2019 03:00","2019-02-18T17:00:00",73.976]
["20130219:0400",23.24,77.71,38,9.09,37,374.02,11.87,79,102299,{"$f":"'Honolulu TMY 3'!$D$5","v":2019},"02","19","04","02/19/2019 04:00","2019-02-18T18:00:00",73.832]
["20130219:0500",23.16,77.53,0,{"v":0,"d":"0.00"},0,379.85,12.04,79,102339,{"$f":"'Honolulu TMY 3'!$D$5","v":2019},"02","19","05","02/19/2019 05:00","2019-02-18T19:00:00",73.688]
["20130219:0600",23.06,77.32,0,{"v":0,"d":"0.00"},0,388.27,12.19,80,102363,{"$f":"'Honolulu TMY 3'!$D$5","v":2019},"02","19","06","02/19/2019 06:00","2019-02-18T20:00:00",73.508]
["20130219:0700",22.97,77.11,0,{"v":0,"d":"0.00"},0,396.68,12.34,81,102386,{"$f":"'Honolulu TMY 3'!$D$5","v":2019},"02","19","07","02/19/2019 07:00","2019-02-18T21:00:00",73.346]
["20130219:0800",22.88,{"v":76.9,"d":"76.90"},0,{"v":0,"d":"0.00"},0,{"v":405.1,"d":"405.10"},12.48,82,102409,{"$f":"'Honolulu TMY 3'!$D$5","v":2019},"02","19","08","02/19/2019 08:00","2019-02-18T22:00:00",73.184]
["20130219:0900",22.91,76.48,0,{"v":0,"d":"0.00"},0,398.77,12.45,83,102379,{"$f":"'Honolulu TMY 3'!$D$5","v":2019},"02","19","09","02/19/2019 09:00","2019-02-18T23:00:00",73.238]
["20130219:1000",22.94,76.06,0,{"v":0,"d":"0.00"},0,392.43,12.41,83,102349,{"$f":"'Honolulu TMY 3'!$D$5","v":2019},"02","19","10","02/19/2019 10:00","2019-02-19",73.292]
["20130219:1100",22.98,75.64,0,{"v":0,"d":"0.00"},0,{"v":386.1,"d":"386.10"},12.37,83,102319,{"$f":"'Honolulu TMY 3'!$D$5","v":2019},"02","19","11","02/19/2019 11:00","2019-02-19T01:00:00",73.364]
["20130219:1200",23.05,75.44,0,{"v":0,"d":"0.00"},0,382.27,11.94,83,102303,{"$f":"'Honolulu TMY 3'!$D$5","v":2019},"02","19","12","02/19/2019 12:00","2019-02-19T02:00:00",73.49000000000001]
["20130219:1300",23.11,75.25,0,{"v":0,"d":"0.00"},0,378.43,11.51,83,102286,{"$f":"'Honolulu TMY 3'!$D$5","v":2019},"02","19","13","02/19/2019 13:00","2019-02-19T03:00:00",73.598]
["20130219:1400",23.18,75.05,0,{"v":0,"d":"0.00"},0,{"v":374.6,"d":"374.60"},11.08,83,102269,{"$f":"'Honolulu TMY 3'!$D$5","v":2019},"02","19","14","02/19/2019 14:00","2019-02-19T04:00:00",73.724]
["20130219:1500",23.14,{"v":75.3,"d":"75.30"},0,{"v":0,"d":"0.00"},0,373.37,11.26,83,102303,{"$f":"'Honolulu TMY 3'!$D$5","v":2019},"02","19","15","02/19/2019 15:00","2019-02-19T05:00:00",73.652]
["20130219:1600",23.09,75.54,0,{"v":0,"d":"0.00"},0,372.13,11.45,83,102336,{"$f":"'Honolulu TMY 3'!$D$5","v":2019},"02","19","16","02/19/2019 16:00","2019-02-19T06:00:00",73.562]
["20130219:1700",23.04,75.79,0,{"v":0,"d":"0.00"},0,{"v":370.9,"d":"370.90"},11.64,83,102369,{"$f":"'Honolulu TMY 3'!$D$5","v":2019},"02","19","17","02/19/2019 17:00","2019-02-19T07:00:00",73.47200000000001]
["20130219:1800",23.04,75.83,168,450.24,69,371.23,11.69,82,102396,{"$f":"'Honolulu TMY 3'!$D$5","v":2019},"02","19","18","02/19/2019 18:00","2019-02-19T08:00:00",73.47200000000001]
["20130219:1900",23.04,75.87,192,41.46,174,371.57,11.74,82,102423,{"$f":"'Honolulu TMY 3'!$D$5","v":2019},"02","19","19","02/19/2019 19:00","2019-02-19T09:00:00",73.47200000000001]
["20130219:2000",23.03,75.91,610,798.12,120,{"v":371.9,"d":"371.90"},11.79,81,102449,{"$f":"'Honolulu TMY 3'!$D$5","v":2019},"02","19","20","02/19/2019 20:00","2019-02-19T10:00:00",73.45400000000001]
["20130219:2100",23.16,{"v":76.1,"d":"76.10"},601,354.71,336,370.47,{"v":11.8,"d":"11.80"},80,102383,{"$f":"'Honolulu TMY 3'!$D$5","v":2019},"02","19","21","02/19/2019 21:00","2019-02-19T11:00:00",73.688]
["20130219:2200",23.29,{"v":76.3,"d":"76.30"},725,470.61,337,369.03,11.81,78,102316,{"$f":"'Honolulu TMY 3'!$D$5","v":2019},"02","19","22","02/19/2019 22:00","2019-02-19T12:00:00",73.922]
["20130219:2300",23.42,76.49,725,426.97,366,{"v":367.6,"d":"367.60"},11.82,77,102249,{"$f":"'Honolulu TMY 3'!$D$5","v":2019},"02","19","23","02/19/2019 23:00","2019-02-19T13:00:00",74.156]
["20130220:0000",23.33,76.44,827,{"v":868.2,"d":"868.20"},134,{"v":368.8,"d":"368.80"},11.55,76,102216,{"$f":"'Honolulu TMY 3'!$D$5","v":2019},"02","20","00","02/20/2019 00:00","2019-02-19T14:00:00",73.994]
["20130220:0100",23.24,{"v":76.4,"d":"76.40"},185,2.89,183,{"v":370,"d":"370.00"},11.29,75,102183,{"$f":"'Honolulu TMY 3'!$D$5","v":2019},"02","20","01","02/20/2019 01:00","2019-02-19T15:00:00",73.832]
["20130220:0200",23.15,76.35,278,80.19,235,{"v":371.2,"d":"371.20"},11.02,74,102149,{"$f":"'Honolulu TMY 3'!$D$5","v":2019},"02","20","02","02/20/2019 02:00","2019-02-19T16:00:00",73.67]
["20130220:0300",23.13,76.31,287,588.67,88,370.98,11.16,74,102186,{"$f":"'Honolulu TMY 3'!$D$5","v":2019},"02","20","03","02/20/2019 03:00","2019-02-19T17:00:00",73.634]
["20130220:0400",23.12,76.28,67,231.86,41,370.77,11.31,74,102223,{"$f":"'Honolulu TMY 3'!$D$5","v":2019},"02","20","04","02/20/2019 04:00","2019-02-19T18:00:00",73.616]
["20130220:0500",23.11,76.24,0,{"v":0,"d":"0.00"},0,370.55,11.45,74,102259,{"$f":"'Honolulu TMY 3'!$D$5","v":2019},"02","20","05","02/20/2019 05:00","2019-02-19T19:00:00",73.598]
["20130220:0600",23.05,{"v":76.4,"d":"76.40"},0,{"v":0,"d":"0.00"},0,372.52,11.55,76,102259,{"$f":"'Honolulu TMY 3'!$D$5","v":2019},"02","20","06","02/20/2019 06:00","2019-02-19T20:00:00",73.49000000000001]
["20130220:0700",{"v":23,"d":"23.00"},76.56,0,{"v":0,"d":"0.00"},0,374.48,11.65,78,102259,{"$f":"'Honolulu TMY 3'!$D$5","v":2019},"02","20","07","02/20/2019 07:00","2019-02-19T21:00:00",73.4]
["20130220:0800",22.95,76.72,0,{"v":0,"d":"0.00"},0,376.45,11.75,80,102259,{"$f":"'Honolulu TMY 3'!$D$5","v":2019},"02","20","08","02/20/2019 08:00","2019-02-19T22:00:00",73.31]
["20130220:0900",22.95,76.78,0,{"v":0,"d":"0.00"},0,374.83,11.67,82,102213,{"$f":"'Honolulu TMY 3'!$D$5","v":2019},"02","20","09","02/20/2019 09:00","2019-02-19T23:00:00",73.31]
["20130220:1000",22.96,76.84,0,{"v":0,"d":"0.00"},0,373.22,{"v":11.6,"d":"11.60"},84,102166,{"$f":"'Honolulu TMY 3'!$D$5","v":2019},"02","20","10","02/20/2019 10:00","2019-02-20",73.328]
["20130220:1100",22.97,{"v":76.9,"d":"76.90"},0,{"v":0,"d":"0.00"},0,{"v":371.6,"d":"371.60"},11.52,86,102119,{"$f":"'Honolulu TMY 3'!$D$5","v":2019},"02","20","11","02/20/2019 11:00","2019-02-20T01:00:00",73.346]
["20130220:1200",22.99,78.73,0,{"v":0,"d":"0.00"},0,371.17,{"v":11.4,"d":"11.40"},87,102103,{"$f":"'Honolulu TMY 3'!$D$5","v":2019},"02","20","12","02/20/2019 12:00","2019-02-20T02:00:00",73.382]
["20130220:1300",{"v":23,"d":"23.00"},80.56,0,{"v":0,"d":"0.00"},0,370.73,11.29,88,102086,{"$f":"'Honolulu TMY 3'!$D$5","v":2019},"02","20","13","02/20/2019 13:00","2019-02-20T03:00:00",73.4]
["20130220:1400",23.02,82.39,0,{"v":0,"d":"0.00"},0,{"v":370.3,"d":"370.30"},11.17,89,102069,{"$f":"'Honolulu TMY 3'!$D$5","v":2019},"02","20","14","02/20/2019 14:00","2019-02-20T04:00:00",73.436]
["20130220:1500",22.97,{"v":82.6,"d":"82.60"},0,{"v":0,"d":"0.00"},0,367.45,{"v":11.1,"d":"11.10"},87,102106,{"$f":"'Honolulu TMY 3'!$D$5","v":2019},"02","20","15","02/20/2019 15:00","2019-02-20T05:00:00",73.346]
["20130220:1600",22.92,{"v":82.8,"d":"82.80"},0,{"v":0,"d":"0.00"},0,{"v":364.6,"d":"364.60"},11.03,85,102143,{"$f":"'Honolulu TMY 3'!$D$5","v":2019},"02","20","16","02/20/2019 16:00","2019-02-20T06:00:00",73.256]
["20130220:1700",22.87,83.01,0,{"v":0,"d":"0.00"},0,361.75,10.97,84,102179,{"$f":"'Honolulu TMY 3'!$D$5","v":2019},{"$f":"MID(A1235,5,2)","v":"02"},{"$f":"MID(A1235,7,2)","v":"20"},{"$f":"MID(A1235,10,2)","v":"17"},{"$f":"L1235&\"/\"&M1235&\"/\"&K1235&\" \"&N1235&\":00\"","v":"02/20/2019 17:00"},{"$f":"(DATEVALUE(O1235)+TIMEVALUE(O1235))+($P$16/24)","v":"2019-02-20T07:00:00"},{"$f":"((9/5)*B1235)+32","v":73.166}]
["20130220:1800",22.84,82.28,112,116.72,86,360.98,11.03,82,102196,{"$f":"'Honolulu TMY 3'!$D$5","v":2019},"02","20","18","02/20/2019 18:00","2019-02-20T08:00:00",73.112]
["20130220:1900",22.81,81.54,298,267.59,181,360.22,11.09,80,102213,{"$f":"'Honolulu TMY 3'!$D$5","v":2019},"02","20","19","02/20/2019 19:00","2019-02-20T09:00:00",73.05799999999999]
["20130220:2000",22.78,80.81,610,793.89,120,359.45,11.14,78,102229,{"$f":"'Honolulu TMY 3'!$D$5","v":2019},"02","20","20","02/20/2019 20:00","2019-02-20T10:00:00",73.004]
["20130220:2100",22.87,80.34,680,570.33,252,361.05,11.17,76,102176,{"$f":"'Honolulu TMY 3'!$D$5","v":2019},"02","20","21","02/20/2019 21:00","2019-02-20T11:00:00",73.166]
["20130220:2200",22.96,79.88,866,881.81,136,362.65,{"v":11.2,"d":"11.20"},74,102123,{"$f":"'Honolulu TMY 3'!$D$5","v":2019},"02","20","22","02/20/2019 22:00","2019-02-20T12:00:00",73.328]
["20130220:2300",23.05,79.41,447,60.42,396,364.25,11.23,72,102069,{"$f":"'Honolulu TMY 3'!$D$5","v":2019},"02","20","23","02/20/2019 23:00","2019-02-20T13:00:00",73.49000000000001]
["20130221:0000",22.93,80.01,614,279.52,390,{"v":364.4,"d":"364.40"},11.31,71,102033,{"$f":"'Honolulu TMY 3'!$D$5","v":2019},"02","21","00","02/21/2019 00:00","2019-02-20T14:00:00",73.274]
["20130221:0100",22.81,80.61,704,830.28,126,364.55,{"v":11.4,"d":"11.40"},70,101996,{"$f":"'Honolulu TMY 3'!$D$5","v":2019},"02","21","01","02/21/2019 01:00","2019-02-20T15:00:00",73.05799999999999]
["20130221:0200",{"v":22.7,"d":"22.70"},81.21,420,389.65,210,{"v":364.7,"d":"364.70"},11.49,70,101960,{"$f":"'Honolulu TMY 3'!$D$5","v":2019},"02","21","02","02/21/2019 02:00","2019-02-20T16:00:00",72.86]
["20130221:0300",22.57,81.26,292,596.23,89,365.65,11.57,70,101983,{"$f":"'Honolulu TMY 3'!$D$5","v":2019},"02","21","03","02/21/2019 03:00","2019-02-20T17:00:00",72.626]
["20130221:0400",22.44,81.31,69,236.31,42,{"v":366.6,"d":"366.60"},11.66,71,102006,{"$f":"'Honolulu TMY 3'!$D$5","v":2019},"02","21","04","02/21/2019 04:00","2019-02-20T18:00:00",72.392]
["20130221:0500",22.32,81.36,0,{"v":0,"d":"0.00"},0,367.55,11.74,72,102029,{"$f":"'Honolulu TMY 3'!$D$5","v":2019},"02","21","05","02/21/2019 05:00","2019-02-20T19:00:00",72.176]
["20130221:0600",22.14,80.96,0,{"v":0,"d":"0.00"},0,370.65,11.51,73,102053,{"$f":"'Honolulu TMY 3'!$D$5","v":2019},"02","21","06","02/21/2019 06:00","2019-02-20T20:00:00",71.852]
["20130221:0700",21.96,80.56,0,{"v":0,"d":"0.00"},0,373.75,11.28,74,102076,{"$f":"'Honolulu TMY 3'!$D$5","v":2019},"02","21","07","02/21/2019 07:00","2019-02-20T21:00:00",71.528]
["20130221:0800",21.79,80.16,0,{"v":0,"d":"0.00"},0,376.85,11.05,76,102099,{"$f":"'Honolulu TMY 3'!$D$5","v":2019},"02","21","08","02/21/2019 08:00","2019-02-20T22:00:00",71.22200000000001]
["20130221:0900",21.78,79.73,0,{"v":0,"d":"0.00"},0,378.47,{"v":10.9,"d":"10.90"},76,102056,{"$f":"'Honolulu TMY 3'!$D$5","v":2019},"02","21","09","02/21/2019 09:00","2019-02-20T23:00:00",71.20400000000001]
["20130221:1000",21.78,{"v":79.3,"d":"79.30"},0,{"v":0,"d":"0.00"},0,380.08,10.74,76,102013,{"$f":"'Honolulu TMY 3'!$D$5","v":2019},"02","21","10","02/21/2019 10:00","2019-02-21",71.20400000000001]
["20130221:1100",21.78,78.87,0,{"v":0,"d":"0.00"},0,{"v":381.7,"d":"381.70"},10.59,76,101970,{"$f":"'Honolulu TMY 3'!$D$5","v":2019},"02","21","11","02/21/2019 11:00","2019-02-21T01:00:00",71.20400000000001]
["20130221:1200",22.04,78.95,0,{"v":0,"d":"0.00"},0,379.23,10.59,78,101930,{"$f":"'Honolulu TMY 3'!$D$5","v":2019},"02","21","12","02/21/2019 12:00","2019-02-21T02:00:00",71.672]
["20130221:1300",22.31,79.04,0,{"v":0,"d":"0.00"},0,376.77,10.58,79,101890,{"$f":"'Honolulu TMY 3'!$D$5","v":2019},"02","21","13","02/21/2019 13:00","2019-02-21T03:00:00",72.158]
["20130221:1400",22.57,79.12,0,{"v":0,"d":"0.00"},0,{"v":374.3,"d":"374.30"},10.58,81,101850,{"$f":"'Honolulu TMY 3'!$D$5","v":2019},"02","21","14","02/21/2019 14:00","2019-02-21T04:00:00",72.626]
["20130221:1500",22.55,79.32,0,{"v":0,"d":"0.00"},0,371.77,10.71,81,101880,{"$f":"'Honolulu TMY 3'!$D$5","v":2019},"02","21","15","02/21/2019 15:00","2019-02-21T05:00:00",72.59]
["20130221:1600",22.53,79.53,0,{"v":0,"d":"0.00"},0,369.23,10.84,81,101910,{"$f":"'Honolulu TMY 3'!$D$5","v":2019},"02","21","16","02/21/2019 16:00","2019-02-21T06:00:00",72.554]
["20130221:1700",22.51,79.73,0,{"v":0,"d":"0.00"},0,{"v":366.7,"d":"366.70"},10.97,82,101940,{"$f":"'Honolulu TMY 3'!$D$5","v":2019},"02","21","17","02/21/2019 17:00","2019-02-21T07:00:00",72.518]
["20130221:1800",22.55,79.59,107,88.62,87,366.72,11.02,82,101953,{"$f":"'Honolulu TMY 3'!$D$5","v":2019},"02","21","18","02/21/2019 18:00","2019-02-21T08:00:00",72.59]
["20130221:1900",22.59,79.45,187,31.79,173,366.73,11.07,81,101966,{"$f":"'Honolulu TMY 3'!$D$5","v":2019},"02","21","19","02/21/2019 19:00","2019-02-21T09:00:00",72.662]
["20130221:2000",22.62,79.31,292,45.12,264,366.75,11.12,81,101980,{"$f":"'Honolulu TMY 3'!$D$5","v":2019},"02","21","20","02/21/2019 20:00","2019-02-21T10:00:00",72.71600000000001]
["20130221:2100",22.77,79.14,387,58.37,343,364.33,11.05,80,101906,{"$f":"'Honolulu TMY 3'!$D$5","v":2019},"02","21","21","02/21/2019 21:00","2019-02-21T11:00:00",72.98599999999999]
["20130221:2200",22.92,78.98,871,884.23,136,361.92,10.98,79,101833,{"$f":"'Honolulu TMY 3'!$D$5","v":2019},"02","21","22","02/21/2019 22:00","2019-02-21T12:00:00",73.256]
["20130221:2300",23.07,78.81,707,363.44,399,{"v":359.5,"d":"359.50"},10.91,78,101760,{"$f":"'Honolulu TMY 3'!$D$5","v":2019},"02","21","23","02/21/2019 23:00","2019-02-21T13:00:00",73.52600000000001]
["20130222:0000",23.13,77.57,834,870.08,134,{"v":359.9,"d":"359.90"},{"v":10.7,"d":"10.70"},77,101736,{"$f":"'Honolulu TMY 3'!$D$5","v":2019},"02","22","00","02/22/2019 00:00","2019-02-21T14:00:00",73.634]
["20130222:0100",23.19,76.34,706,829.65,126,{"v":360.3,"d":"360.30"},{"v":10.5,"d":"10.50"},76,101713,{"$f":"'Honolulu TMY 3'!$D$5","v":2019},"02","22","01","02/22/2019 01:00","2019-02-21T15:00:00",73.742]
["20130222:0200",23.26,{"v":75.1,"d":"75.10"},519,751.45,112,{"v":360.7,"d":"360.70"},10.29,75,101690,{"$f":"'Honolulu TMY 3'!$D$5","v":2019},"02","22","02","02/22/2019 02:00","2019-02-21T16:00:00",73.868]
["20130222:0300",23.17,75.54,293,{"v":595,"d":"595.00"},89,{"v":361.2,"d":"361.20"},10.53,75,101720,{"$f":"'Honolulu TMY 3'!$D$5","v":2019},"02","22","03","02/22/2019 03:00","2019-02-21T17:00:00",73.706]
["20130222:0400",23.08,75.97,70,232.07,43,{"v":361.7,"d":"361.70"},10.78,75,101750,{"$f":"'Honolulu TMY 3'!$D$5","v":2019},"02","22","04","02/22/2019 04:00","2019-02-21T18:00:00",73.544]
["20130222:0500",{"v":23,"d":"23.00"},76.41,0,{"v":0,"d":"0.00"},0,{"v":362.2,"d":"362.20"},11.02,75,101780,{"$f":"'Honolulu TMY 3'!$D$5","v":2019},"02","22","05","02/22/2019 05:00","2019-02-21T19:00:00",73.4]
["20130222:0600",22.93,76.47,0,{"v":0,"d":"0.00"},0,364.55,10.98,76,101806,{"$f":"'Honolulu TMY 3'!$D$5","v":2019},"02","22","06","02/22/2019 06:00","2019-02-21T20:00:00",73.274]
["20130222:0700",22.86,76.53,0,{"v":0,"d":"0.00"},0,{"v":366.9,"d":"366.90"},10.94,77,101833,{"$f":"'Honolulu TMY 3'!$D$5","v":2019},"02","22","07","02/22/2019 07:00","2019-02-21T21:00:00",73.148]
["20130222:0800",{"v":22.8,"d":"22.80"},76.59,0,{"v":0,"d":"0.00"},0,369.25,{"v":10.9,"d":"10.90"},78,101860,{"$f":"'Honolulu TMY 3'!$D$5","v":2019},"02","22","08","02/22/2019 08:00","2019-02-21T22:00:00",73.03999999999999]
["20130222:0900",22.76,76.89,0,{"v":0,"d":"0.00"},0,370.05,10.75,79,101823,{"$f":"'Honolulu TMY 3'!$D$5","v":2019},"02","22","09","02/22/2019 09:00","2019-02-21T23:00:00",72.968]
["20130222:1000",22.73,{"v":77.2,"d":"77.20"},0,{"v":0,"d":"0.00"},0,370.85,{"v":10.6,"d":"10.60"},80,101786,{"$f":"'Honolulu TMY 3'!$D$5","v":2019},"02","22","10","02/22/2019 10:00","2019-02-22",72.914]
["20130222:1100",{"v":22.7,"d":"22.70"},{"v":77.5,"d":"77.50"},0,{"v":0,"d":"0.00"},0,371.65,10.46,81,101750,{"$f":"'Honolulu TMY 3'!$D$5","v":2019},"02","22","11","02/22/2019 11:00","2019-02-22T01:00:00",72.86]
["20130222:1200",22.67,77.84,0,{"v":0,"d":"0.00"},0,370.73,10.17,83,101710,{"$f":"'Honolulu TMY 3'!$D$5","v":2019},"02","22","12","02/22/2019 12:00","2019-02-22T02:00:00",72.80600000000001]
["20130222:1300",22.63,78.17,0,{"v":0,"d":"0.00"},0,369.82,9.89,86,101670,{"$f":"'Honolulu TMY 3'!$D$5","v":2019},"02","22","13","02/22/2019 13:00","2019-02-22T03:00:00",72.73400000000001]
["20130222:1400",{"v":22.6,"d":"22.60"},78.51,0,{"v":0,"d":"0.00"},0,{"v":368.9,"d":"368.90"},9.61,88,101630,{"$f":"'Honolulu TMY 3'!$D$5","v":2019},"02","22","14","02/22/2019 14:00","2019-02-22T04:00:00",72.68]
["20130222:1500",22.61,78.06,0,{"v":0,"d":"0.00"},0,368.13,{"v":9.6,"d":"9.60"},89,101663,{"$f":"'Honolulu TMY 3'!$D$5","v":2019},"02","22","15","02/22/2019 15:00","2019-02-22T05:00:00",72.69800000000001]
["20130222:1600",22.62,77.62,0,{"v":0,"d":"0.00"},0,367.37,9.58,90,101696,{"$f":"'Honolulu TMY 3'!$D$5","v":2019},"02","22","16","02/22/2019 16:00","2019-02-22T06:00:00",72.71600000000001]
["20130222:1700",22.62,77.17,0,{"v":0,"d":"0.00"},0,{"v":366.6,"d":"366.60"},9.56,91,101730,{"$f":"'Honolulu TMY 3'!$D$5","v":2019},"02","22","17","02/22/2019 17:00","2019-02-22T07:00:00",72.71600000000001]
["20130222:1800",22.65,76.96,176,463.54,70,364.08,9.47,92,101746,{"$f":"'Honolulu TMY 3'!$D$5","v":2019},"02","22","18","02/22/2019 18:00","2019-02-22T08:00:00",72.77]
["20130222:1900",22.68,76.75,409,692.11,102,361.57,9.37,92,101763,{"$f":"'Honolulu TMY 3'!$D$5","v":2019},"02","22","19","02/22/2019 19:00","2019-02-22T09:00:00",72.824]
["20130222:2000",{"v":22.7,"d":"22.70"},76.54,619,799.87,120,359.05,9.28,93,101780,{"$f":"'Honolulu TMY 3'!$D$5","v":2019},"02","22","20","02/22/2019 20:00","2019-02-22T10:00:00",72.86]
["20130222:2100",22.89,76.32,671,509.75,285,359.18,9.16,91,101726,{"$f":"'Honolulu TMY 3'!$D$5","v":2019},"02","22","21","02/22/2019 21:00","2019-02-22T11:00:00",73.202]
["20130222:2200",23.08,76.11,752,539.16,302,359.32,9.03,89,101673,{"$f":"'Honolulu TMY 3'!$D$5","v":2019},"02","22","22","02/22/2019 22:00","2019-02-22T12:00:00",73.544]
["20130222:2300",23.27,75.89,893,888.62,137,359.45,8.91,87,101620,{"$f":"'Honolulu TMY 3'!$D$5","v":2019},"02","22","23","02/22/2019 23:00","2019-02-22T13:00:00",73.886]
["20130223:0000",23.34,75.48,836,869.18,134,360.03,9.02,84,101606,{"$f":"'Honolulu TMY 3'!$D$5","v":2019},"02","23","00","02/23/2019 00:00","2019-02-22T14:00:00",74.012]
["20130223:0100",23.41,75.07,707,827.65,126,360.62,9.13,81,101593,{"$f":"'Honolulu TMY 3'!$D$5","v":2019},"02","23","01","02/23/2019 01:00","2019-02-22T15:00:00",74.138]
["20130223:0200",23.49,74.66,519,747.81,112,{"v":361.2,"d":"361.20"},9.24,78,101580,{"$f":"'Honolulu TMY 3'!$D$5","v":2019},"02","23","02","02/23/2019 02:00","2019-02-22T16:00:00",74.282]
["20130223:0300",23.47,75.38,293,590.95,89,363.72,9.62,79,101610,{"$f":"'Honolulu TMY 3'!$D$5","v":2019},"02","23","03","02/23/2019 03:00","2019-02-22T17:00:00",74.24600000000001]
["20130223:0400",23.45,{"v":76.1,"d":"76.10"},71,236.49,43,366.23,{"v":10,"d":"10.00"},81,101640,{"$f":"'Honolulu TMY 3'!$D$5","v":2019},"02","23","04","02/23/2019 04:00","2019-02-22T18:00:00",74.21000000000001]
["20130223:0500",23.43,76.82,0,{"v":0,"d":"0.00"},0,368.75,10.39,83,101670,{"$f":"'Honolulu TMY 3'!$D$5","v":2019},"02","23","05","02/23/2019 05:00","2019-02-22T19:00:00",74.174]
["20130223:0600",23.38,77.06,0,{"v":0,"d":"0.00"},0,371.45,10.38,85,101703,{"$f":"'Honolulu TMY 3'!$D$5","v":2019},"02","23","06","02/23/2019 06:00","2019-02-22T20:00:00",74.084]
["20130223:0700",23.33,{"v":77.3,"d":"77.30"},0,{"v":0,"d":"0.00"},0,374.15,10.38,88,101736,{"$f":"'Honolulu TMY 3'!$D$5","v":2019},"02","23","07","02/23/2019 07:00","2019-02-22T21:00:00",73.994]
["20130223:0800",23.28,77.54,0,{"v":0,"d":"0.00"},0,376.85,10.37,90,101770,{"$f":"'Honolulu TMY 3'!$D$5","v":2019},"02","23","08","02/23/2019 08:00","2019-02-22T22:00:00",73.904]
["20130223:0900",23.22,77.76,0,{"v":0,"d":"0.00"},0,376.18,{"v":10.2,"d":"10.20"},91,101740,{"$f":"'Honolulu TMY 3'!$D$5","v":2019},{"$f":"MID(A1299,5,2)","v":"02"},{"$f":"MID(A1299,7,2)","v":"23"},{"$f":"MID(A1299,10,2)","v":"09"},{"$f":"L1299&\"/\"&M1299&\"/\"&K1299&\" \"&N1299&\":00\"","v":"02/23/2019 09:00"},{"$f":"(DATEVALUE(O1299)+TIMEVALUE(O1299))+($P$16/24)","v":"2019-02-22T23:00:00"},{"$f":"((9/5)*B1299)+32","v":73.79599999999999}]
["20130223:1000",23.16,77.98,0,{"v":0,"d":"0.00"},0,375.52,10.03,93,101710,{"$f":"'Honolulu TMY 3'!$D$5","v":2019},"02","23","10","02/23/2019 10:00","2019-02-23",73.688]
["20130223:1100",23.11,{"v":78.2,"d":"78.20"},0,{"v":0,"d":"0.00"},0,374.85,9.86,94,101680,{"$f":"'Honolulu TMY 3'!$D$5","v":2019},"02","23","11","02/23/2019 11:00","2019-02-23T01:00:00",73.598]
["20130223:1200",23.09,78.14,0,{"v":0,"d":"0.00"},0,373.93,9.49,95,101636,{"$f":"'Honolulu TMY 3'!$D$5","v":2019},"02","23","12","02/23/2019 12:00","2019-02-23T02:00:00",73.562]
["20130223:1300",23.08,78.07,0,{"v":0,"d":"0.00"},0,373.02,9.13,96,101593,{"$f":"'Honolulu TMY 3'!$D$5","v":2019},"02","23","13","02/23/2019 13:00","2019-02-23T03:00:00",73.544]
["20130223:1400",23.06,78.01,0,{"v":0,"d":"0.00"},0,{"v":372.1,"d":"372.10"},8.76,97,101550,{"$f":"'Honolulu TMY 3'!$D$5","v":2019},"02","23","14","02/23/2019 14:00","2019-02-23T04:00:00",73.508]
["20130223:1500",23.03,78.41,0,{"v":0,"d":"0.00"},0,{"v":372.3,"d":"372.30"},8.69,100,101580,{"$f":"'Honolulu TMY 3'!$D$5","v":2019},"02","23","15","02/23/2019 15:00","2019-02-23T05:00:00",73.45400000000001]
["20130223:1600",22.99,78.81,0,{"v":0,"d":"0.00"},0,{"v":372.5,"d":"372.50"},8.62,102,101610,{"$f":"'Honolulu TMY 3'!$D$5","v":2019},"02","23","16","02/23/2019 16:00","2019-02-23T06:00:00",73.382]
["20130223:1700",22.95,79.21,0,{"v":0,"d":"0.00"},0,{"v":372.7,"d":"372.70"},8.55,104,101640,{"$f":"'Honolulu TMY 3'!$D$5","v":2019},"02","23","17","02/23/2019 17:00","2019-02-23T07:00:00",73.31]
["20130223:1800",22.99,78.98,179,466.09,71,372.42,8.26,105,101673,{"$f":"'Honolulu TMY 3'!$D$5","v":2019},"02","23","18","02/23/2019 18:00","2019-02-23T08:00:00",73.382]
["20130223:1900",23.03,78.76,411,691.58,102,372.13,7.96,105,101706,{"$f":"'Honolulu TMY 3'!$D$5","v":2019},"02","23","19","02/23/2019 19:00","2019-02-23T09:00:00",73.45400000000001]
["20130223:2000",23.07,78.53,620,797.18,120,371.85,7.67,106,101740,{"$f":"'Honolulu TMY 3'!$D$5","v":2019},"02","23","20","02/23/2019 20:00","2019-02-23T10:00:00",73.52600000000001]
["20130223:2100",23.25,78.06,779,853.22,130,372.43,7.23,105,101676,{"$f":"'Honolulu TMY 3'!$D$5","v":2019},"02","23","21","02/23/2019 21:00","2019-02-23T11:00:00",73.85]
["20130223:2200",23.42,77.59,872,878.26,136,373.02,{"v":6.8,"d":"6.80"},103,101613,{"$f":"'Honolulu TMY 3'!$D$5","v":2019},"02","23","22","02/23/2019 22:00","2019-02-23T12:00:00",74.156]
["20130223:2300",{"v":23.6,"d":"23.60"},77.12,774,552.66,302,{"v":373.6,"d":"373.60"},6.36,102,101550,{"$f":"'Honolulu TMY 3'!$D$5","v":2019},"02","23","23","02/23/2019 23:00","2019-02-23T13:00:00",74.48]
["20130224:0000",23.67,77.15,629,289.85,394,372.53,6.66,97,101530,{"$f":"'Honolulu TMY 3'!$D$5","v":2019},"02","24","00","02/24/2019 00:00","2019-02-23T14:00:00",74.606]
["20130224:0100",23.74,77.18,706,822.86,126,371.47,6.97,92,101510,{"$f":"'Honolulu TMY 3'!$D$5","v":2019},"02","24","01","02/24/2019 01:00","2019-02-23T15:00:00",74.732]
["20130224:0200",23.82,77.21,347,179.21,249,{"v":370.4,"d":"370.40"},7.27,86,101490,{"$f":"'Honolulu TMY 3'!$D$5","v":2019},"02","24","02","02/24/2019 02:00","2019-02-23T16:00:00",74.876]
["20130224:0300",{"v":23.8,"d":"23.80"},77.92,294,{"v":589.9,"d":"589.90"},89,372.97,7.67,88,101526,{"$f":"'Honolulu TMY 3'!$D$5","v":2019},"02","24","03","02/24/2019 03:00","2019-02-23T17:00:00",74.84]
["20130224:0400",23.79,78.62,72,240.82,43,375.53,8.08,90,101563,{"$f":"'Honolulu TMY 3'!$D$5","v":2019},"02","24","04","02/24/2019 04:00","2019-02-23T18:00:00",74.822]
["20130224:0500",23.78,79.33,0,{"v":0,"d":"0.00"},0,{"v":378.1,"d":"378.10"},8.48,92,101600,{"$f":"'Honolulu TMY 3'!$D$5","v":2019},"02","24","05","02/24/2019 05:00","2019-02-23T19:00:00",74.804]
["20130224:0600",23.68,79.96,0,{"v":0,"d":"0.00"},0,378.22,8.62,95,101643,{"$f":"'Honolulu TMY 3'!$D$5","v":2019},"02","24","06","02/24/2019 06:00","2019-02-23T20:00:00",74.624]
["20130224:0700",23.58,{"v":80.6,"d":"80.60"},0,{"v":0,"d":"0.00"},0,378.33,8.76,98,101686,{"$f":"'Honolulu TMY 3'!$D$5","v":2019},"02","24","07","02/24/2019 07:00","2019-02-23T21:00:00",74.44399999999999]
["20130224:0800",23.48,81.23,0,{"v":0,"d":"0.00"},0,378.45,{"v":8.9,"d":"8.90"},100,101730,{"$f":"'Honolulu TMY 3'!$D$5","v":2019},"02","24","08","02/24/2019 08:00","2019-02-23T22:00:00",74.26400000000001]
["20130224:0900",23.36,81.96,0,{"v":0,"d":"0.00"},0,376.52,8.87,102,101706,{"$f":"'Honolulu TMY 3'!$D$5","v":2019},"02","24","09","02/24/2019 09:00","2019-02-23T23:00:00",74.048]
["20130224:1000",23.25,82.69,0,{"v":0,"d":"0.00"},0,374.58,8.85,104,101683,{"$f":"'Honolulu TMY 3'!$D$5","v":2019},"02","24","10","02/24/2019 10:00","2019-02-24",73.85]
["20130224:1100",23.14,83.42,0,{"v":0,"d":"0.00"},0,372.65,8.83,105,101660,{"$f":"'Honolulu TMY 3'!$D$5","v":2019},"02","24","11","02/24/2019 11:00","2019-02-24T01:00:00",73.652]
["20130224:1200",22.76,{"v":84.8,"d":"84.80"},0,{"v":0,"d":"0.00"},0,373.88,8.77,105,101646,{"$f":"'Honolulu TMY 3'!$D$5","v":2019},"02","24","12","02/24/2019 12:00","2019-02-24T02:00:00",72.968]
["20130224:1300",22.38,86.19,0,{"v":0,"d":"0.00"},0,375.12,8.72,104,101633,{"$f":"'Honolulu TMY 3'!$D$5","v":2019},"02","24","13","02/24/2019 13:00","2019-02-24T03:00:00",72.28399999999999]
["20130224:1400",{"v":22,"d":"22.00"},87.57,0,{"v":0,"d":"0.00"},0,376.35,8.66,103,101620,{"$f":"'Honolulu TMY 3'!$D$5","v":2019},"02","24","14","02/24/2019 14:00","2019-02-24T04:00:00",71.6]
["20130224:1500",22.01,86.68,0,{"v":0,"d":"0.00"},0,{"v":377,"d":"377.00"},8.66,104,101656,{"$f":"'Honolulu TMY 3'!$D$5","v":2019},"02","24","15","02/24/2019 15:00","2019-02-24T05:00:00",71.618]
["20130224:1600",22.02,85.79,0,{"v":0,"d":"0.00"},0,377.65,8.66,105,101693,{"$f":"'Honolulu TMY 3'!$D$5","v":2019},"02","24","16","02/24/2019 16:00","2019-02-24T06:00:00",71.636]
["20130224:1700",22.02,{"v":84.9,"d":"84.90"},0,{"v":0,"d":"0.00"},0,{"v":378.3,"d":"378.30"},8.66,105,101730,{"$f":"'Honolulu TMY 3'!$D$5","v":2019},"02","24","17","02/24/2019 17:00","2019-02-24T07:00:00",71.636]
["20130224:1800",22.28,82.77,179,464.21,70,379.08,8.46,107,101746,{"$f":"'Honolulu TMY 3'!$D$5","v":2019},"02","24","18","02/24/2019 18:00","2019-02-24T08:00:00",72.10400000000001]
["20130224:1900",22.54,80.64,409,682.12,102,379.87,8.26,108,101763,{"$f":"'Honolulu TMY 3'!$D$5","v":2019},"02","24","19","02/24/2019 19:00","2019-02-24T09:00:00",72.572]
["20130224:2000",22.79,78.51,617,789.73,119,380.65,8.06,109,101780,{"$f":"'Honolulu TMY 3'!$D$5","v":2019},"02","24","20","02/24/2019 20:00","2019-02-24T10:00:00",73.02199999999999]
["20130224:2100",23.02,78.17,661,459.38,310,{"v":380,"d":"380.00"},7.54,108,101720,{"$f":"'Honolulu TMY 3'!$D$5","v":2019},"02","24","21","02/24/2019 21:00","2019-02-24T11:00:00",73.436]
["20130224:2200",23.25,77.82,868,871.16,135,379.35,7.02,107,101660,{"$f":"'Honolulu TMY 3'!$D$5","v":2019},"02","24","22","02/24/2019 22:00","2019-02-24T12:00:00",73.85]
["20130224:2300",23.48,77.48,887,875.98,136,{"v":378.7,"d":"378.70"},{"v":6.5,"d":"6.50"},106,101600,{"$f":"'Honolulu TMY 3'!$D$5","v":2019},"02","24","23","02/24/2019 23:00","2019-02-24T13:00:00",74.26400000000001]
["20130225:0000",23.12,78.05,644,312.11,390,378.92,6.15,96,101553,{"$f":"'Honolulu TMY 3'!$D$5","v":2019},"02","25","00","02/25/2019 00:00","2019-02-24T14:00:00",73.616]
["20130225:0100",22.76,78.63,474,{"v":183.7,"d":"183.70"},344,379.13,5.81,86,101506,{"$f":"'Honolulu TMY 3'!$D$5","v":2019},"02","25","01","02/25/2019 01:00","2019-02-24T15:00:00",72.968]
["20130225:0200",22.41,{"v":79.2,"d":"79.20"},516,737.14,111,379.35,5.46,76,101460,{"$f":"'Honolulu TMY 3'!$D$5","v":2019},"02","25","02","02/25/2019 02:00","2019-02-24T16:00:00",72.338]
["20130225:0300",22.65,79.43,293,586.07,88,379.48,6.24,80,101500,{"$f":"'Honolulu TMY 3'!$D$5","v":2019},"02","25","03","02/25/2019 03:00","2019-02-24T17:00:00",72.77]
["20130225:0400",22.89,79.67,54,81.69,44,379.62,7.03,85,101540,{"$f":"'Honolulu TMY 3'!$D$5","v":2019},"02","25","04","02/25/2019 04:00","2019-02-24T18:00:00",73.202]
["20130225:0500",23.14,{"v":79.9,"d":"79.90"},0,{"v":0,"d":"0.00"},0,379.75,7.81,89,101580,{"$f":"'Honolulu TMY 3'!$D$5","v":2019},"02","25","05","02/25/2019 05:00","2019-02-24T19:00:00",73.652]
["20130225:0600",23.15,80.14,0,{"v":0,"d":"0.00"},0,380.77,{"v":7.9,"d":"7.90"},92,101610,{"$f":"'Honolulu TMY 3'!$D$5","v":2019},"02","25","06","02/25/2019 06:00","2019-02-24T20:00:00",73.67]
["20130225:0700",23.16,80.37,0,{"v":0,"d":"0.00"},0,381.78,{"v":8,"d":"8.00"},95,101640,{"$f":"'Honolulu TMY 3'!$D$5","v":2019},"02","25","07","02/25/2019 07:00","2019-02-24T21:00:00",73.688]
["20130225:0800",23.17,80.61,0,{"v":0,"d":"0.00"},0,{"v":382.8,"d":"382.80"},{"v":8.1,"d":"8.10"},99,101670,{"$f":"'Honolulu TMY 3'!$D$5","v":2019},"02","25","08","02/25/2019 08:00","2019-02-24T22:00:00",73.706]
["20130225:0900",{"v":23.1,"d":"23.10"},80.66,0,{"v":0,"d":"0.00"},0,{"v":381.7,"d":"381.70"},7.92,100,101653,{"$f":"'Honolulu TMY 3'!$D$5","v":2019},"02","25","09","02/25/2019 09:00","2019-02-24T23:00:00",73.58000000000001]
["20130225:1000",23.03,80.71,0,{"v":0,"d":"0.00"},0,{"v":380.6,"d":"380.60"},7.74,102,101636,{"$f":"'Honolulu TMY 3'!$D$5","v":2019},"02","25","10","02/25/2019 10:00","2019-02-25",73.45400000000001]
["20130225:1100",22.96,80.76,0,{"v":0,"d":"0.00"},0,{"v":379.5,"d":"379.50"},7.56,103,101620,{"$f":"'Honolulu TMY 3'!$D$5","v":2019},"02","25","11","02/25/2019 11:00","2019-02-25T01:00:00",73.328]
["20130225:1200",22.95,80.29,0,{"v":0,"d":"0.00"},0,379.28,7.79,101,101600,{"$f":"'Honolulu TMY 3'!$D$5","v":2019},"02","25","12","02/25/2019 12:00","2019-02-25T02:00:00",73.31]
["20130225:1300",22.93,79.82,0,{"v":0,"d":"0.00"},0,379.07,8.03,99,101580,{"$f":"'Honolulu TMY 3'!$D$5","v":2019},"02","25","13","02/25/2019 13:00","2019-02-25T03:00:00",73.274]
["20130225:1400",22.92,79.35,0,{"v":0,"d":"0.00"},0,378.85,8.26,96,101560,{"$f":"'Honolulu TMY 3'!$D$5","v":2019},"02","25","14","02/25/2019 14:00","2019-02-25T04:00:00",73.256]
["20130225:1500",{"v":23,"d":"23.00"},79.42,0,{"v":0,"d":"0.00"},0,378.62,8.17,97,101603,{"$f":"'Honolulu TMY 3'!$D$5","v":2019},"02","25","15","02/25/2019 15:00","2019-02-25T05:00:00",73.4]
["20130225:1600",23.07,79.49,0,{"v":0,"d":"0.00"},0,378.38,8.09,98,101646,{"$f":"'Honolulu TMY 3'!$D$5","v":2019},"02","25","16","02/25/2019 16:00","2019-02-25T06:00:00",73.52600000000001]
["20130225:1700",23.14,79.56,0,{"v":0,"d":"0.00"},0,378.15,{"v":8,"d":"8.00"},99,101690,{"$f":"'Honolulu TMY 3'!$D$5","v":2019},"02","25","17","02/25/2019 17:00","2019-02-25T07:00:00",73.652]
["20130225:1800",23.18,79.63,184,{"v":474.9,"d":"474.90"},71,376.35,7.78,100,101713,{"$f":"'Honolulu TMY 3'!$D$5","v":2019},"02","25","18","02/25/2019 18:00","2019-02-25T08:00:00",73.724]
["20130225:1900",23.22,{"v":79.7,"d":"79.70"},416,692.58,102,374.55,7.56,100,101736,{"$f":"'Honolulu TMY 3'!$D$5","v":2019},"02","25","19","02/25/2019 19:00","2019-02-25T09:00:00",73.79599999999999]
["20130225:2000",23.26,79.77,414,178.23,301,372.75,7.34,101,101760,{"$f":"'Honolulu TMY 3'!$D$5","v":2019},"02","25","20","02/25/2019 20:00","2019-02-25T10:00:00",73.868]
["20130225:2100",23.47,78.96,391,59.93,345,372.07,6.99,98,101706,{"$f":"'Honolulu TMY 3'!$D$5","v":2019},"02","25","21","02/25/2019 21:00","2019-02-25T11:00:00",74.24600000000001]
["20130225:2200",23.67,78.16,879,879.51,136,371.38,6.65,95,101653,{"$f":"'Honolulu TMY 3'!$D$5","v":2019},"02","25","22","02/25/2019 22:00","2019-02-25T12:00:00",74.606]
["20130225:2300",23.88,77.35,411,44.16,373,{"v":370.7,"d":"370.70"},{"v":6.3,"d":"6.30"},93,101600,{"$f":"'Honolulu TMY 3'!$D$5","v":2019},"02","25","23","02/25/2019 23:00","2019-02-25T13:00:00",74.98400000000001]
["20130226:0000",23.83,77.62,658,{"v":334.2,"d":"334.20"},385,370.57,6.87,87,101556,{"$f":"'Honolulu TMY 3'!$D$5","v":2019},"02","26","00","02/26/2019 00:00","2019-02-25T14:00:00",74.894]
["20130226:0100",23.78,{"v":77.9,"d":"77.90"},564,363.13,306,370.43,7.44,82,101513,{"$f":"'Honolulu TMY 3'!$D$5","v":2019},{"$f":"MID(A1363,5,2)","v":"02"},{"$f":"MID(A1363,7,2)","v":"26"},{"$f":"MID(A1363,10,2)","v":"01"},{"$f":"L1363&\"/\"&M1363&\"/\"&K1363&\" \"&N1363&\":00\"","v":"02/26/2019 01:00"},{"$f":"(DATEVALUE(O1363)+TIMEVALUE(O1363))+($P$16/24)","v":"2019-02-25T15:00:00"},{"$f":"((9/5)*B1363)+32","v":74.804}]
["20130226:0200",23.74,78.17,415,336.99,229,{"v":370.3,"d":"370.30"},8.01,76,101470,{"$f":"'Honolulu TMY 3'!$D$5","v":2019},"02","26","02","02/26/2019 02:00","2019-02-25T16:00:00",74.732]
["20130226:0300",{"v":23.8,"d":"23.80"},78.76,297,590.86,89,371.78,8.28,79,101513,{"$f":"'Honolulu TMY 3'!$D$5","v":2019},"02","26","03","02/26/2019 03:00","2019-02-25T17:00:00",74.84]
["20130226:0400",23.86,79.35,75,249.27,44,373.27,8.54,82,101556,{"$f":"'Honolulu TMY 3'!$D$5","v":2019},"02","26","04","02/26/2019 04:00","2019-02-25T18:00:00",74.94800000000001]
["20130226:0500",23.93,79.94,0,{"v":0,"d":"0.00"},0,374.75,{"v":8.8,"d":"8.80"},85,101600,{"$f":"'Honolulu TMY 3'!$D$5","v":2019},"02","26","05","02/26/2019 05:00","2019-02-25T19:00:00",75.074]
["20130226:0600",23.83,{"v":80.4,"d":"80.40"},0,{"v":0,"d":"0.00"},0,377.18,8.81,88,101630,{"$f":"'Honolulu TMY 3'!$D$5","v":2019},"02","26","06","02/26/2019 06:00","2019-02-25T20:00:00",74.894]
["20130226:0700",23.74,80.86,0,{"v":0,"d":"0.00"},0,379.62,8.82,92,101660,{"$f":"'Honolulu TMY 3'!$D$5","v":2019},"02","26","07","02/26/2019 07:00","2019-02-25T21:00:00",74.732]
["20130226:0800",23.65,81.32,0,{"v":0,"d":"0.00"},0,382.05,8.83,95,101690,{"$f":"'Honolulu TMY 3'!$D$5","v":2019},"02","26","08","02/26/2019 08:00","2019-02-25T22:00:00",74.57]
["20130226:0900",23.58,81.47,0,{"v":0,"d":"0.00"},0,{"v":383.2,"d":"383.20"},8.51,97,101670,{"$f":"'Honolulu TMY 3'!$D$5","v":2019},"02","26","09","02/26/2019 09:00","2019-02-25T23:00:00",74.44399999999999]
["20130226:1000",23.51,81.61,0,{"v":0,"d":"0.00"},0,384.35,8.19,100,101650,{"$f":"'Honolulu TMY 3'!$D$5","v":2019},"02","26","10","02/26/2019 10:00","2019-02-26",74.31800000000001]
["20130226:1100",23.44,81.76,0,{"v":0,"d":"0.00"},0,{"v":385.5,"d":"385.50"},7.88,102,101630,{"$f":"'Honolulu TMY 3'!$D$5","v":2019},"02","26","11","02/26/2019 11:00","2019-02-26T01:00:00",74.19200000000001]
["20130226:1200",23.39,82.09,0,{"v":0,"d":"0.00"},0,{"v":385.5,"d":"385.50"},7.85,100,101626,{"$f":"'Honolulu TMY 3'!$D$5","v":2019},"02","26","12","02/26/2019 12:00","2019-02-26T02:00:00",74.102]
["20130226:1300",23.34,82.42,0,{"v":0,"d":"0.00"},0,{"v":385.5,"d":"385.50"},7.83,97,101623,{"$f":"'Honolulu TMY 3'!$D$5","v":2019},"02","26","13","02/26/2019 13:00","2019-02-26T03:00:00",74.012]
["20130226:1400",23.29,82.75,0,{"v":0,"d":"0.00"},0,{"v":385.5,"d":"385.50"},7.81,95,101620,{"$f":"'Honolulu TMY 3'!$D$5","v":2019},"02","26","14","02/26/2019 14:00","2019-02-26T04:00:00",73.922]
["20130226:1500",23.12,83.15,0,{"v":0,"d":"0.00"},0,386.63,8.04,95,101656,{"$f":"'Honolulu TMY 3'!$D$5","v":2019},"02","26","15","02/26/2019 15:00","2019-02-26T05:00:00",73.616]
["20130226:1600",22.94,83.55,0,{"v":0,"d":"0.00"},0,387.77,8.28,95,101693,{"$f":"'Honolulu TMY 3'!$D$5","v":2019},"02","26","16","02/26/2019 16:00","2019-02-26T06:00:00",73.292]
["20130226:1700",22.76,83.95,0,{"v":0,"d":"0.00"},0,{"v":388.9,"d":"388.90"},8.51,94,101730,{"$f":"'Honolulu TMY 3'!$D$5","v":2019},"02","26","17","02/26/2019 17:00","2019-02-26T07:00:00",72.968]
["20130226:1800",22.82,83.85,18,{"v":0,"d":"0.00"},18,{"v":387.6,"d":"387.60"},8.42,94,101750,{"$f":"'Honolulu TMY 3'!$D$5","v":2019},"02","26","18","02/26/2019 18:00","2019-02-26T08:00:00",73.076]
["20130226:1900",22.87,83.75,161,6.57,158,{"v":386.3,"d":"386.30"},8.34,94,101770,{"$f":"'Honolulu TMY 3'!$D$5","v":2019},"02","26","19","02/26/2019 19:00","2019-02-26T09:00:00",73.166]
["20130226:2000",22.92,83.65,626,793.82,120,{"v":385,"d":"385.00"},8.25,93,101790,{"$f":"'Honolulu TMY 3'!$D$5","v":2019},"02","26","20","02/26/2019 20:00","2019-02-26T10:00:00",73.256]
["20130226:2100",23.08,83.15,784,848.32,130,381.97,{"v":8,"d":"8.00"},92,101716,{"$f":"'Honolulu TMY 3'!$D$5","v":2019},"02","26","21","02/26/2019 21:00","2019-02-26T11:00:00",73.544]
["20130226:2200",23.24,82.66,878,876.01,135,378.93,7.74,90,101643,{"$f":"'Honolulu TMY 3'!$D$5","v":2019},"02","26","22","02/26/2019 22:00","2019-02-26T12:00:00",73.832]
["20130226:2300",{"v":23.4,"d":"23.40"},82.16,744,468.84,339,{"v":375.9,"d":"375.90"},7.49,88,101570,{"$f":"'Honolulu TMY 3'!$D$5","v":2019},"02","26","23","02/26/2019 23:00","2019-02-26T13:00:00",74.12]
["20130227:0000",23.42,81.31,839,{"v":861.1,"d":"861.10"},133,376.22,7.77,85,101540,{"$f":"'Honolulu TMY 3'!$D$5","v":2019},"02","27","00","02/27/2019 00:00","2019-02-26T14:00:00",74.156]
["20130227:0100",23.44,80.45,711,821.58,125,376.53,8.05,81,101510,{"$f":"'Honolulu TMY 3'!$D$5","v":2019},"02","27","01","02/27/2019 01:00","2019-02-26T15:00:00",74.19200000000001]
["20130227:0200",23.47,{"v":79.6,"d":"79.60"},524,743.11,112,376.85,8.33,77,101480,{"$f":"'Honolulu TMY 3'!$D$5","v":2019},"02","27","02","02/27/2019 02:00","2019-02-26T16:00:00",74.24600000000001]
["20130227:0300",23.51,79.44,267,{"v":440.4,"d":"440.40"},111,376.42,8.48,77,101520,{"$f":"'Honolulu TMY 3'!$D$5","v":2019},"02","27","03","02/27/2019 03:00","2019-02-26T17:00:00",74.31800000000001]
["20130227:0400",23.55,79.29,76,253.39,44,375.98,8.63,78,101560,{"$f":"'Honolulu TMY 3'!$D$5","v":2019},"02","27","04","02/27/2019 04:00","2019-02-26T18:00:00",74.39]
["20130227:0500",23.59,79.13,0,{"v":0,"d":"0.00"},0,375.55,8.79,79,101600,{"$f":"'Honolulu TMY 3'!$D$5","v":2019},"02","27","05","02/27/2019 05:00","2019-02-26T19:00:00",74.462]
["20130227:0600",23.58,79.23,0,{"v":0,"d":"0.00"},0,377.05,8.91,80,101630,{"$f":"'Honolulu TMY 3'!$D$5","v":2019},"02","27","06","02/27/2019 06:00","2019-02-26T20:00:00",74.44399999999999]
["20130227:0700",23.57,79.33,0,{"v":0,"d":"0.00"},0,378.55,9.04,81,101660,{"$f":"'Honolulu TMY 3'!$D$5","v":2019},"02","27","07","02/27/2019 07:00","2019-02-26T21:00:00",74.426]
["20130227:0800",23.57,79.43,0,{"v":0,"d":"0.00"},0,380.05,9.17,83,101690,{"$f":"'Honolulu TMY 3'!$D$5","v":2019},"02","27","08","02/27/2019 08:00","2019-02-26T22:00:00",74.426]
["20130227:0900",23.57,79.82,0,{"v":0,"d":"0.00"},0,381.53,9.18,85,101660,{"$f":"'Honolulu TMY 3'!$D$5","v":2019},"02","27","09","02/27/2019 09:00","2019-02-26T23:00:00",74.426]
["20130227:1000",23.57,80.22,0,{"v":0,"d":"0.00"},0,383.02,9.19,87,101630,{"$f":"'Honolulu TMY 3'!$D$5","v":2019},"02","27","10","02/27/2019 10:00","2019-02-27",74.426]
["20130227:1100",23.58,80.61,0,{"v":0,"d":"0.00"},0,{"v":384.5,"d":"384.50"},{"v":9.2,"d":"9.20"},89,101600,{"$f":"'Honolulu TMY 3'!$D$5","v":2019},"02","27","11","02/27/2019 11:00","2019-02-27T01:00:00",74.44399999999999]
["20130227:1200",23.55,80.76,0,{"v":0,"d":"0.00"},0,386.53,8.86,91,101586,{"$f":"'Honolulu TMY 3'!$D$5","v":2019},"02","27","12","02/27/2019 12:00","2019-02-27T02:00:00",74.39]
["20130227:1300",23.53,{"v":80.9,"d":"80.90"},0,{"v":0,"d":"0.00"},0,388.57,8.53,93,101573,{"$f":"'Honolulu TMY 3'!$D$5","v":2019},"02","27","13","02/27/2019 13:00","2019-02-27T03:00:00",74.35400000000001]
["20130227:1400",{"v":23.5,"d":"23.50"},81.05,0,{"v":0,"d":"0.00"},0,{"v":390.6,"d":"390.60"},8.19,95,101560,{"$f":"'Honolulu TMY 3'!$D$5","v":2019},"02","27","14","02/27/2019 14:00","2019-02-27T04:00:00",74.30000000000001]
["20130227:1500",23.46,81.53,0,{"v":0,"d":"0.00"},0,{"v":389.2,"d":"389.20"},8.22,96,101613,{"$f":"'Honolulu TMY 3'!$D$5","v":2019},"02","27","15","02/27/2019 15:00","2019-02-27T05:00:00",74.22800000000001]
["20130227:1600",23.41,82.01,0,{"v":0,"d":"0.00"},0,{"v":387.8,"d":"387.80"},8.25,97,101666,{"$f":"'Honolulu TMY 3'!$D$5","v":2019},"02","27","16","02/27/2019 16:00","2019-02-27T06:00:00",74.138]
["20130227:1700",23.36,82.49,0,{"v":0,"d":"0.00"},0,{"v":386.4,"d":"386.40"},8.28,98,101720,{"$f":"'Honolulu TMY 3'!$D$5","v":2019},"02","27","17","02/27/2019 17:00","2019-02-27T07:00:00",74.048]
["20130227:1800",23.37,82.73,59,{"v":0,"d":"0.00"},59,384.08,{"v":8.3,"d":"8.30"},98,101756,{"$f":"'Honolulu TMY 3'!$D$5","v":2019},"02","27","18","02/27/2019 18:00","2019-02-27T08:00:00",74.066]
["20130227:1900",23.37,82.96,339,345.58,180,381.77,8.33,98,101793,{"$f":"'Honolulu TMY 3'!$D$5","v":2019},"02","27","19","02/27/2019 19:00","2019-02-27T09:00:00",74.066]
["20130227:2000",23.37,{"v":83.2,"d":"83.20"},563,543.01,215,379.45,8.36,98,101830,{"$f":"'Honolulu TMY 3'!$D$5","v":2019},"02","27","20","02/27/2019 20:00","2019-02-27T10:00:00",74.066]
["20130227:2100",23.51,83.46,644,419.69,319,378.25,8.25,96,101786,{"$f":"'Honolulu TMY 3'!$D$5","v":2019},"02","27","21","02/27/2019 21:00","2019-02-27T11:00:00",74.31800000000001]
["20130227:2200",23.64,83.72,707,358.18,402,377.05,8.15,94,101743,{"$f":"'Honolulu TMY 3'!$D$5","v":2019},"02","27","22","02/27/2019 22:00","2019-02-27T12:00:00",74.55199999999999]
["20130227:2300",23.78,83.98,685,{"v":294.1,"d":"294.10"},430,375.85,8.04,92,101700,{"$f":"'Honolulu TMY 3'!$D$5","v":2019},"02","27","23","02/27/2019 23:00","2019-02-27T13:00:00",74.804]
["20130228:0000",23.68,82.72,729,{"v":493.4,"d":"493.40"},323,377.48,8.58,89,101693,{"$f":"'Honolulu TMY 3'!$D$5","v":2019},"02","28","00","02/28/2019 00:00","2019-02-27T14:00:00",74.624]
["20130228:0100",23.58,81.45,653,{"v":632.7,"d":"632.70"},200,379.12,9.12,86,101686,{"$f":"'Honolulu TMY 3'!$D$5","v":2019},"02","28","01","02/28/2019 01:00","2019-02-27T15:00:00",74.44399999999999]
["20130228:0200",23.49,80.19,520,734.46,111,380.75,9.66,83,101680,{"$f":"'Honolulu TMY 3'!$D$5","v":2019},"02","28","02","02/28/2019 02:00","2019-02-27T16:00:00",74.282]
["20130228:0300",{"v":23.5,"d":"23.50"},80.68,156,{"v":44.9,"d":"44.90"},140,381.97,9.88,82,101726,{"$f":"'Honolulu TMY 3'!$D$5","v":2019},"02","28","03","02/28/2019 03:00","2019-02-27T17:00:00",74.30000000000001]
["20130228:0400",23.52,81.16,29,{"v":0,"d":"0.00"},29,383.18,{"v":10.1,"d":"10.10"},82,101773,{"$f":"'Honolulu TMY 3'!$D$5","v":2019},"02","28","04","02/28/2019 04:00","2019-02-27T18:00:00",74.336]
["20130228:0500",23.54,81.65,0,{"v":0,"d":"0.00"},0,{"v":384.4,"d":"384.40"},10.32,81,101820,{"$f":"'Honolulu TMY 3'!$D$5","v":2019},"02","28","05","02/28/2019 05:00","2019-02-27T19:00:00",74.372]
["20130228:0600",23.48,81.35,0,{"v":0,"d":"0.00"},0,385.07,10.46,83,101850,{"$f":"'Honolulu TMY 3'!$D$5","v":2019},"02","28","06","02/28/2019 06:00","2019-02-27T20:00:00",74.26400000000001]
["20130228:0700",23.42,81.06,0,{"v":0,"d":"0.00"},0,385.73,10.61,85,101880,{"$f":"'Honolulu TMY 3'!$D$5","v":2019},"02","28","07","02/28/2019 07:00","2019-02-27T21:00:00",74.156]
["20130228:0800",23.37,80.76,0,{"v":0,"d":"0.00"},0,{"v":386.4,"d":"386.40"},10.76,86,101910,{"$f":"'Honolulu TMY 3'!$D$5","v":2019},"02","28","08","02/28/2019 08:00","2019-02-27T22:00:00",74.066]
["20130228:0900",23.33,81.21,0,{"v":0,"d":"0.00"},0,386.05,10.49,87,101886,{"$f":"'Honolulu TMY 3'!$D$5","v":2019},"02","28","09","02/28/2019 09:00","2019-02-27T23:00:00",73.994]
["20130228:1000",23.29,81.66,0,{"v":0,"d":"0.00"},0,{"v":385.7,"d":"385.70"},10.23,87,101863,{"$f":"'Honolulu TMY 3'!$D$5","v":2019},"02","28","10","02/28/2019 10:00","2019-02-28",73.922]
["20130228:1100",23.26,82.11,0,{"v":0,"d":"0.00"},0,385.35,9.96,88,101840,{"$f":"'Honolulu TMY 3'!$D$5","v":2019},"02","28","11","02/28/2019 11:00","2019-02-28T01:00:00",73.868]
["20130228:1200",{"v":23.1,"d":"23.10"},82.26,0,{"v":0,"d":"0.00"},0,381.92,9.59,86,101793,{"$f":"'Honolulu TMY 3'!$D$5","v":2019},"02","28","12","02/28/2019 12:00","2019-02-28T02:00:00",73.58000000000001]
["20130228:1300",22.93,{"v":82.4,"d":"82.40"},0,{"v":0,"d":"0.00"},0,378.48,9.22,84,101746,{"$f":"'Honolulu TMY 3'!$D$5","v":2019},"02","28","13","02/28/2019 13:00","2019-02-28T03:00:00",73.274]
["20130228:1400",22.77,82.55,0,{"v":0,"d":"0.00"},0,375.05,8.86,82,101700,{"$f":"'Honolulu TMY 3'!$D$5","v":2019},"02","28","14","02/28/2019 14:00","2019-02-28T04:00:00",72.98599999999999]
["20130228:1500",{"v":22.8,"d":"22.80"},82.38,0,{"v":0,"d":"0.00"},0,375.75,8.86,84,101733,{"$f":"'Honolulu TMY 3'!$D$5","v":2019},"02","28","15","02/28/2019 15:00","2019-02-28T05:00:00",73.03999999999999]
["20130228:1600",23.16,83.57,0,{"v":0,"d":"0.00"},0,372.49,7.79,85,101766,{"$f":"'Honolulu TMY 3'!$D$5","v":2019},"02","28","16","02/28/2019 16:00","2019-02-28T06:00:00",73.688]
["20130228:1700",23.13,82.59,0,{"v":0,"d":"0.00"},0,{"v":372.6,"d":"372.60"},{"v":8.1,"d":"8.10"},87,101800,{"$f":"'Honolulu TMY 3'!$D$5","v":2019},{"$f":"MID(A1427,5,2)","v":"02"},{"$f":"MID(A1427,7,2)","v":"28"},{"$f":"MID(A1427,10,2)","v":"17"},{"$f":"L1427&\"/\"&M1427&\"/\"&K1427&\" \"&N1427&\":00\"","v":"02/28/2019 17:00"},{"$f":"(DATEVALUE(O1427)+TIMEVALUE(O1427))+($P$16/24)","v":"2019-02-28T07:00:00"},{"$f":"((9/5)*B1427)+32","v":73.634}]
["20130228:1800",{"v":23.1,"d":"23.10"},81.62,29,{"v":0,"d":"0.00"},29,{"v":372.7,"d":"372.70"},{"v":8.4,"d":"8.40"},88,101823,{"$f":"'Honolulu TMY 3'!$D$5","v":2019},"02","28","18","02/28/2019 18:00","2019-02-28T08:00:00",73.58000000000001]
["20130228:1900",23.08,80.64,429,703.34,103,372.81,8.71,88,101846,{"$f":"'Honolulu TMY 3'!$D$5","v":2019},"02","28","19","02/28/2019 19:00","2019-02-28T09:00:00",73.544]
["20130228:2000",23.05,79.67,565,538.54,218,372.91,9.01,89,101870,{"$f":"'Honolulu TMY 3'!$D$5","v":2019},"02","28","20","02/28/2019 20:00","2019-02-28T10:00:00",73.49000000000001]
["20130228:2100",23.02,78.69,723,581.11,271,373.01,9.32,87,101816,{"$f":"'Honolulu TMY 3'!$D$5","v":2019},"02","28","21","02/28/2019 21:00","2019-02-28T11:00:00",73.436]
["20130228:2200",22.99,77.72,892,884.34,136,373.12,9.63,85,101763,{"$f":"'Honolulu TMY 3'!$D$5","v":2019},"02","28","22","02/28/2019 22:00","2019-02-28T12:00:00",73.382]
["20130228:2300",22.96,76.74,909,887.11,137,373.22,9.93,83,101710,{"$f":"'Honolulu TMY 3'!$D$5","v":2019},"02","28","23","02/28/2019 23:00","2019-02-28T13:00:00",73.328]
["20140301:0000",22.94,75.77,865,883.98,135,373.33,10.24,71,102056,{"$f":"'Honolulu TMY 3'!$D$5","v":2019},"03","01","00","03/01/2019 00:00","2019-02-28T14:00:00",73.292]
["20140301:0100",22.91,74.79,733,843.23,127,373.43,10.54,66,102043,{"$f":"'Honolulu TMY 3'!$D$5","v":2019},"03","01","01","03/01/2019 01:00","2019-02-28T15:00:00",73.238]
["20140301:0200",22.88,73.82,271,57.22,239,373.54,10.85,62,102029,{"$f":"'Honolulu TMY 3'!$D$5","v":2019},"03","01","02","03/01/2019 02:00","2019-02-28T16:00:00",73.184]
["20140301:0300",22.85,72.84,312,616.45,91,373.64,11.15,61,102083,{"$f":"'Honolulu TMY 3'!$D$5","v":2019},"03","01","03","03/01/2019 03:00","2019-02-28T17:00:00",73.13]
["20140301:0400",22.82,71.87,83,276.86,47,373.74,11.46,60,102136,{"$f":"'Honolulu TMY 3'!$D$5","v":2019},"03","01","04","03/01/2019 04:00","2019-02-28T18:00:00",73.076]
["20140301:0500",22.79,70.89,0,{"v":0,"d":"0.00"},0,373.85,11.76,59,102189,{"$f":"'Honolulu TMY 3'!$D$5","v":2019},"03","01","05","03/01/2019 05:00","2019-02-28T19:00:00",73.02199999999999]
["20140301:0600",22.77,69.91,0,{"v":0,"d":"0.00"},0,373.95,12.07,60,102223,{"$f":"'Honolulu TMY 3'!$D$5","v":2019},"03","01","06","03/01/2019 06:00","2019-02-28T20:00:00",72.98599999999999]
["20140301:0700",22.74,68.94,0,{"v":0,"d":"0.00"},0,374.06,12.37,61,102256,{"$f":"'Honolulu TMY 3'!$D$5","v":2019},"03","01","07","03/01/2019 07:00","2019-02-28T21:00:00",72.93199999999999]
["20140301:0800",22.23,72.92,0,{"v":0,"d":"0.00"},0,376.75,13.37,62,102289,{"$f":"'Honolulu TMY 3'!$D$5","v":2019},"03","01","08","03/01/2019 08:00","2019-02-28T22:00:00",72.01400000000001]
["20140301:0900",22.22,73.26,0,{"v":0,"d":"0.00"},0,372.47,{"v":13.1,"d":"13.10"},63,102249,{"$f":"'Honolulu TMY 3'!$D$5","v":2019},"03","01","09","03/01/2019 09:00","2019-02-28T23:00:00",71.99600000000001]
["20140301:1000",22.22,73.61,0,{"v":0,"d":"0.00"},0,368.18,12.83,63,102209,{"$f":"'Honolulu TMY 3'!$D$5","v":2019},"03","01","10","03/01/2019 10:00","2019-03-01",71.99600000000001]
["20140301:1100",22.22,73.95,0,{"v":0,"d":"0.00"},0,{"v":363.9,"d":"363.90"},12.57,64,102169,{"$f":"'Honolulu TMY 3'!$D$5","v":2019},"03","01","11","03/01/2019 11:00","2019-03-01T01:00:00",71.99600000000001]
["20140301:1200",{"v":22.3,"d":"22.30"},{"v":73.6,"d":"73.60"},0,{"v":0,"d":"0.00"},0,{"v":367.5,"d":"367.50"},{"v":12.7,"d":"12.70"},65,102109,{"$f":"'Honolulu TMY 3'!$D$5","v":2019},"03","01","12","03/01/2019 12:00","2019-03-01T02:00:00",72.14]
["20140301:1300",22.39,73.25,0,{"v":0,"d":"0.00"},0,{"v":371.1,"d":"371.10"},12.83,65,102049,{"$f":"'Honolulu TMY 3'!$D$5","v":2019},"03","01","13","03/01/2019 13:00","2019-03-01T03:00:00",72.30199999999999]
["20140301:1400",22.48,{"v":72.9,"d":"72.90"},0,{"v":0,"d":"0.00"},0,{"v":374.7,"d":"374.70"},12.97,66,101990,{"$f":"'Honolulu TMY 3'!$D$5","v":2019},"03","01","14","03/01/2019 14:00","2019-03-01T04:00:00",72.464]
["20140301:1500",{"v":22.4,"d":"22.40"},73.37,0,{"v":0,"d":"0.00"},0,378.05,13.09,66,102016,{"$f":"'Honolulu TMY 3'!$D$5","v":2019},"03","01","15","03/01/2019 15:00","2019-03-01T05:00:00",72.32]
["20140301:1600",22.33,73.83,0,{"v":0,"d":"0.00"},0,{"v":381.4,"d":"381.40"},13.21,67,102043,{"$f":"'Honolulu TMY 3'!$D$5","v":2019},"03","01","16","03/01/2019 16:00","2019-03-01T06:00:00",72.19399999999999]
["20140301:1700",22.25,{"v":74.3,"d":"74.30"},8,{"v":0,"d":"0.00"},8,384.75,13.34,68,102069,{"$f":"'Honolulu TMY 3'!$D$5","v":2019},"03","01","17","03/01/2019 17:00","2019-03-01T07:00:00",72.05000000000001]
["20140301:1800",22.34,73.78,155,247.04,93,381.25,13.28,69,102089,{"$f":"'Honolulu TMY 3'!$D$5","v":2019},"03","01","18","03/01/2019 18:00","2019-03-01T08:00:00",72.212]
["20140301:1900",22.43,73.26,333,301.97,192,377.75,13.22,71,102109,{"$f":"'Honolulu TMY 3'!$D$5","v":2019},"03","01","19","03/01/2019 19:00","2019-03-01T09:00:00",72.374]
["20140301:2000",22.52,72.74,562,510.95,231,374.25,13.16,72,102129,{"$f":"'Honolulu TMY 3'!$D$5","v":2019},"03","01","20","03/01/2019 20:00","2019-03-01T10:00:00",72.536]
["20140301:2100",22.68,72.42,466,104.96,384,369.12,12.55,70,102083,{"$f":"'Honolulu TMY 3'!$D$5","v":2019},"03","01","21","03/01/2019 21:00","2019-03-01T11:00:00",72.824]
["20140301:2200",22.84,72.11,728,385.68,397,363.98,11.94,68,102036,{"$f":"'Honolulu TMY 3'!$D$5","v":2019},"03","01","22","03/01/2019 22:00","2019-03-01T12:00:00",73.112]
["20140301:2300",{"v":23,"d":"23.00"},71.79,692,295.39,434,358.85,11.34,67,101990,{"$f":"'Honolulu TMY 3'!$D$5","v":2019},"03","01","23","03/01/2019 23:00","2019-03-01T13:00:00",73.4]
["20140302:0000",22.88,72.67,868,883.29,136,359.38,11.47,66,101973,{"$f":"'Honolulu TMY 3'!$D$5","v":2019},"03","02","00","03/02/2019 00:00","2019-03-01T14:00:00",73.184]
["20140302:0100",22.76,73.55,575,350.75,322,359.92,{"v":11.6,"d":"11.60"},65,101956,{"$f":"'Honolulu TMY 3'!$D$5","v":2019},"03","02","01","03/02/2019 01:00","2019-03-01T15:00:00",72.968]
["20140302:0200",22.63,74.43,547,770.96,114,360.45,11.74,64,101940,{"$f":"'Honolulu TMY 3'!$D$5","v":2019},"03","02","02","03/02/2019 02:00","2019-03-01T16:00:00",72.73400000000001]
["20140302:0300",22.57,74.76,317,623.99,92,359.48,12.26,66,101956,{"$f":"'Honolulu TMY 3'!$D$5","v":2019},"03","02","03","03/02/2019 03:00","2019-03-01T17:00:00",72.626]
["20140302:0400",{"v":22.5,"d":"22.50"},75.09,85,280.62,48,358.52,12.78,67,101973,{"$f":"'Honolulu TMY 3'!$D$5","v":2019},"03","02","04","03/02/2019 04:00","2019-03-01T18:00:00",72.5]
["20140302:0500",22.44,75.42,0,{"v":0,"d":"0.00"},0,357.55,{"v":13.3,"d":"13.30"},69,101990,{"$f":"'Honolulu TMY 3'!$D$5","v":2019},"03","02","05","03/02/2019 05:00","2019-03-01T19:00:00",72.392]
["20140302:0600",22.38,75.16,0,{"v":0,"d":"0.00"},0,356.67,13.16,69,102033,{"$f":"'Honolulu TMY 3'!$D$5","v":2019},"03","02","06","03/02/2019 06:00","2019-03-01T20:00:00",72.28399999999999]
["20140302:0700",22.33,74.91,0,{"v":0,"d":"0.00"},0,355.78,13.03,70,102076,{"$f":"'Honolulu TMY 3'!$D$5","v":2019},"03","02","07","03/02/2019 07:00","2019-03-01T21:00:00",72.19399999999999]
["20140302:0800",22.27,74.65,0,{"v":0,"d":"0.00"},0,{"v":354.9,"d":"354.90"},{"v":12.9,"d":"12.90"},70,102119,{"$f":"'Honolulu TMY 3'!$D$5","v":2019},"03","02","08","03/02/2019 08:00","2019-03-01T22:00:00",72.086]
["20140302:0900",22.26,74.59,0,{"v":0,"d":"0.00"},0,{"v":355.5,"d":"355.50"},13.01,70,102116,{"$f":"'Honolulu TMY 3'!$D$5","v":2019},"03","02","09","03/02/2019 09:00","2019-03-01T23:00:00",72.06800000000001]
["20140302:1000",22.26,74.54,0,{"v":0,"d":"0.00"},0,{"v":356.1,"d":"356.10"},13.12,69,102113,{"$f":"'Honolulu TMY 3'!$D$5","v":2019},"03","02","10","03/02/2019 10:00","2019-03-02",72.06800000000001]
["20140302:1100",22.26,74.48,0,{"v":0,"d":"0.00"},0,{"v":356.7,"d":"356.70"},13.23,68,102109,{"$f":"'Honolulu TMY 3'!$D$5","v":2019},"03","02","11","03/02/2019 11:00","2019-03-02T01:00:00",72.06800000000001]
["20140302:1200",22.22,75.85,0,{"v":0,"d":"0.00"},0,356.33,13.38,69,102056,{"$f":"'Honolulu TMY 3'!$D$5","v":2019},"03","02","12","03/02/2019 12:00","2019-03-02T02:00:00",71.99600000000001]
["20140302:1300",22.18,77.22,0,{"v":0,"d":"0.00"},0,355.97,13.54,70,102003,{"$f":"'Honolulu TMY 3'!$D$5","v":2019},"03","02","13","03/02/2019 13:00","2019-03-02T03:00:00",71.924]
["20140302:1400",22.14,78.59,0,{"v":0,"d":"0.00"},0,{"v":355.6,"d":"355.60"},{"v":13.7,"d":"13.70"},71,101950,{"$f":"'Honolulu TMY 3'!$D$5","v":2019},"03","02","14","03/02/2019 14:00","2019-03-02T04:00:00",71.852]
["20140302:1500",22.07,{"v":78.4,"d":"78.40"},0,{"v":0,"d":"0.00"},0,356.77,13.42,72,102000,{"$f":"'Honolulu TMY 3'!$D$5","v":2019},"03","02","15","03/02/2019 15:00","2019-03-02T05:00:00",71.726]
["20140302:1600",{"v":22,"d":"22.00"},78.22,0,{"v":0,"d":"0.00"},0,357.93,13.14,73,102049,{"$f":"'Honolulu TMY 3'!$D$5","v":2019},"03","02","16","03/02/2019 16:00","2019-03-02T06:00:00",71.6]
["20140302:1700",21.93,78.03,12,{"v":0,"d":"0.00"},12,{"v":359.1,"d":"359.10"},12.86,74,102099,{"$f":"'Honolulu TMY 3'!$D$5","v":2019},"03","02","17","03/02/2019 17:00","2019-03-02T07:00:00",71.474]
["20140302:1800",21.89,77.78,209,522.94,76,363.07,12.46,75,102129,{"$f":"'Honolulu TMY 3'!$D$5","v":2019},"03","02","18","03/02/2019 18:00","2019-03-02T08:00:00",71.402]
["20140302:1900",21.85,77.54,363,395.41,177,367.03,12.06,76,102159,{"$f":"'Honolulu TMY 3'!$D$5","v":2019},"03","02","19","03/02/2019 19:00","2019-03-02T09:00:00",71.33000000000001]
["20140302:2000",21.82,77.29,372,101.34,306,{"v":371,"d":"371.00"},11.67,77,102189,{"$f":"'Honolulu TMY 3'!$D$5","v":2019},"03","02","20","03/02/2019 20:00","2019-03-02T10:00:00",71.27600000000001]
["20140302:2100",21.99,{"v":76.2,"d":"76.20"},490,126.16,391,{"v":367.3,"d":"367.30"},11.51,76,102126,{"$f":"'Honolulu TMY 3'!$D$5","v":2019},"03","02","21","03/02/2019 21:00","2019-03-02T11:00:00",71.582]
["20140302:2200",22.16,75.12,920,906.51,139,{"v":363.6,"d":"363.60"},11.35,76,102063,{"$f":"'Honolulu TMY 3'!$D$5","v":2019},"03","02","22","03/02/2019 22:00","2019-03-02T12:00:00",71.888]
["20140302:2300",22.34,74.03,937,909.24,140,{"v":359.9,"d":"359.90"},11.19,76,102000,{"$f":"'Honolulu TMY 3'!$D$5","v":2019},"03","02","23","03/02/2019 23:00","2019-03-02T13:00:00",72.212]
["20140303:0000",22.47,72.44,877,891.05,136,{"v":359.1,"d":"359.10"},11.11,75,101970,{"$f":"'Honolulu TMY 3'!$D$5","v":2019},"03","03","00","03/03/2019 00:00","2019-03-02T14:00:00",72.446]
["20140303:0100",{"v":22.6,"d":"22.60"},70.86,744,849.55,129,{"v":358.3,"d":"358.30"},11.03,74,101940,{"$f":"'Honolulu TMY 3'!$D$5","v":2019},"03","03","01","03/03/2019 01:00","2019-03-02T15:00:00",72.68]
["20140303:0200",22.73,69.27,551,773.11,115,{"v":357.5,"d":"357.50"},10.95,73,101910,{"$f":"'Honolulu TMY 3'!$D$5","v":2019},"03","03","02","03/03/2019 02:00","2019-03-02T16:00:00",72.914]
["20140303:0300",22.78,69.89,318,623.23,92,358.17,{"v":11,"d":"11.00"},71,101973,{"$f":"'Honolulu TMY 3'!$D$5","v":2019},"03","03","03","03/03/2019 03:00","2019-03-02T17:00:00",73.004]
["20140303:0400",22.83,70.51,86,284.35,48,358.83,11.05,68,102036,{"$f":"'Honolulu TMY 3'!$D$5","v":2019},"03","03","04","03/03/2019 04:00","2019-03-02T18:00:00",73.094]
["20140303:0500",22.88,71.13,0,{"v":0,"d":"0.00"},0,{"v":359.5,"d":"359.50"},{"v":11.1,"d":"11.10"},66,102099,{"$f":"'Honolulu TMY 3'!$D$5","v":2019},"03","03","05","03/03/2019 05:00","2019-03-02T19:00:00",73.184]
["20140303:0600",22.77,71.94,0,{"v":0,"d":"0.00"},0,363.07,11.34,66,102149,{"$f":"'Honolulu TMY 3'!$D$5","v":2019},"03","03","06","03/03/2019 06:00","2019-03-02T20:00:00",72.98599999999999]
["20140303:0700",22.66,72.76,0,{"v":0,"d":"0.00"},0,366.63,11.57,65,102199,{"$f":"'Honolulu TMY 3'!$D$5","v":2019},"03","03","07","03/03/2019 07:00","2019-03-02T21:00:00",72.78800000000001]
["20140303:0800",22.55,73.57,0,{"v":0,"d":"0.00"},0,{"v":370.2,"d":"370.20"},11.81,65,102249,{"$f":"'Honolulu TMY 3'!$D$5","v":2019},"03","03","08","03/03/2019 08:00","2019-03-02T22:00:00",72.59]
["20140303:0900",22.45,73.96,0,{"v":0,"d":"0.00"},0,372.23,11.77,66,102223,{"$f":"'Honolulu TMY 3'!$D$5","v":2019},{"$f":"MID(A1491,5,2)","v":"03"},{"$f":"MID(A1491,7,2)","v":"03"},{"$f":"MID(A1491,10,2)","v":"09"},{"$f":"L1491&\"/\"&M1491&\"/\"&K1491&\" \"&N1491&\":00\"","v":"03/03/2019 09:00"},{"$f":"(DATEVALUE(O1491)+TIMEVALUE(O1491))+($P$16/24)","v":"2019-03-02T23:00:00"},{"$f":"((9/5)*B1491)+32","v":72.41}]
["20140303:1000",22.36,74.36,0,{"v":0,"d":"0.00"},0,374.27,11.72,66,102196,{"$f":"'Honolulu TMY 3'!$D$5","v":2019},"03","03","10","03/03/2019 10:00","2019-03-03",72.24799999999999]
["20140303:1100",22.27,74.75,0,{"v":0,"d":"0.00"},0,{"v":376.3,"d":"376.30"},11.68,67,102169,{"$f":"'Honolulu TMY 3'!$D$5","v":2019},"03","03","11","03/03/2019 11:00","2019-03-03T01:00:00",72.086]
["20140303:1200",22.16,74.96,0,{"v":0,"d":"0.00"},0,{"v":374.8,"d":"374.80"},11.86,67,102103,{"$f":"'Honolulu TMY 3'!$D$5","v":2019},"03","03","12","03/03/2019 12:00","2019-03-03T02:00:00",71.888]
["20140303:1300",22.06,75.17,0,{"v":0,"d":"0.00"},0,{"v":373.3,"d":"373.30"},12.04,68,102036,{"$f":"'Honolulu TMY 3'!$D$5","v":2019},"03","03","13","03/03/2019 13:00","2019-03-03T03:00:00",71.708]
["20140303:1400",21.95,75.38,0,{"v":0,"d":"0.00"},0,{"v":371.8,"d":"371.80"},12.22,69,101970,{"$f":"'Honolulu TMY 3'!$D$5","v":2019},"03","03","14","03/03/2019 14:00","2019-03-03T04:00:00",71.50999999999999]
["20140303:1500",21.93,75.37,0,{"v":0,"d":"0.00"},0,367.93,12.06,71,102000,{"$f":"'Honolulu TMY 3'!$D$5","v":2019},"03","03","15","03/03/2019 15:00","2019-03-03T05:00:00",71.474]
["20140303:1600",21.92,75.36,0,{"v":0,"d":"0.00"},0,364.07,11.91,72,102029,{"$f":"'Honolulu TMY 3'!$D$5","v":2019},"03","03","16","03/03/2019 16:00","2019-03-03T06:00:00",71.456]
["20140303:1700",{"v":21.9,"d":"21.90"},75.35,8,{"v":0,"d":"0.00"},8,{"v":360.2,"d":"360.20"},11.75,74,102059,{"$f":"'Honolulu TMY 3'!$D$5","v":2019},"03","03","17","03/03/2019 17:00","2019-03-03T07:00:00",71.42]
["20140303:1800",21.92,74.91,128,100.88,102,{"v":361.6,"d":"361.60"},11.65,74,102086,{"$f":"'Honolulu TMY 3'!$D$5","v":2019},"03","03","18","03/03/2019 18:00","2019-03-03T08:00:00",71.456]
["20140303:1900",21.94,74.46,356,360.85,185,{"v":363,"d":"363.00"},11.55,75,102113,{"$f":"'Honolulu TMY 3'!$D$5","v":2019},"03","03","19","03/03/2019 19:00","2019-03-03T09:00:00",71.492]
["20140303:2000",21.97,74.02,551,442.88,261,{"v":364.4,"d":"364.40"},11.45,75,102139,{"$f":"'Honolulu TMY 3'!$D$5","v":2019},"03","03","20","03/03/2019 20:00","2019-03-03T10:00:00",71.54599999999999]
["20140303:2100",22.12,73.25,443,83.74,377,364.73,{"v":11.2,"d":"11.20"},74,102106,{"$f":"'Honolulu TMY 3'!$D$5","v":2019},"03","03","21","03/03/2019 21:00","2019-03-03T11:00:00",71.816]
["20140303:2200",22.27,72.49,788,508.76,348,365.07,10.96,73,102073,{"$f":"'Honolulu TMY 3'!$D$5","v":2019},"03","03","22","03/03/2019 22:00","2019-03-03T12:00:00",72.086]
["20140303:2300",22.42,71.72,768,443.35,378,{"v":365.4,"d":"365.40"},10.72,72,102039,{"$f":"'Honolulu TMY 3'!$D$5","v":2019},"03","03","23","03/03/2019 23:00","2019-03-03T13:00:00",72.356]
["20140304:0000",22.42,71.02,876,886.82,136,{"v":362,"d":"362.00"},10.74,69,102016,{"$f":"'Honolulu TMY 3'!$D$5","v":2019},"03","04","00","03/04/2019 00:00","2019-03-03T14:00:00",72.356]
["20140304:0100",22.42,70.31,743,845.17,129,{"v":358.6,"d":"358.60"},10.75,67,101993,{"$f":"'Honolulu TMY 3'!$D$5","v":2019},"03","04","01","03/04/2019 01:00","2019-03-03T15:00:00",72.356]
["20140304:0200",22.42,69.61,550,768.23,115,{"v":355.2,"d":"355.20"},10.77,64,101970,{"$f":"'Honolulu TMY 3'!$D$5","v":2019},"03","04","02","03/04/2019 02:00","2019-03-03T16:00:00",72.356]
["20140304:0300",22.42,69.91,319,622.55,92,354.15,11.13,64,101993,{"$f":"'Honolulu TMY 3'!$D$5","v":2019},"03","04","03","03/04/2019 03:00","2019-03-03T17:00:00",72.356]
["20140304:0400",22.42,70.22,87,288.05,48,{"v":353.1,"d":"353.10"},11.49,64,102016,{"$f":"'Honolulu TMY 3'!$D$5","v":2019},"03","04","04","03/04/2019 04:00","2019-03-03T18:00:00",72.356]
["20140304:0500",22.42,70.52,0,{"v":0,"d":"0.00"},0,352.05,11.85,65,102039,{"$f":"'Honolulu TMY 3'!$D$5","v":2019},"03","04","05","03/04/2019 05:00","2019-03-03T19:00:00",72.356]
["20140304:0600",22.37,70.86,0,{"v":0,"d":"0.00"},0,351.48,11.94,66,102069,{"$f":"'Honolulu TMY 3'!$D$5","v":2019},"03","04","06","03/04/2019 06:00","2019-03-03T20:00:00",72.266]
["20140304:0700",22.32,71.21,0,{"v":0,"d":"0.00"},0,350.92,12.04,68,102099,{"$f":"'Honolulu TMY 3'!$D$5","v":2019},"03","04","07","03/04/2019 07:00","2019-03-03T21:00:00",72.176]
["20140304:0800",22.27,71.55,0,{"v":0,"d":"0.00"},0,350.35,12.14,70,102129,{"$f":"'Honolulu TMY 3'!$D$5","v":2019},"03","04","08","03/04/2019 08:00","2019-03-03T22:00:00",72.086]
["20140304:0900",22.22,72.09,0,{"v":0,"d":"0.00"},0,350.43,11.85,71,102116,{"$f":"'Honolulu TMY 3'!$D$5","v":2019},"03","04","09","03/04/2019 09:00","2019-03-03T23:00:00",71.99600000000001]
["20140304:1000",22.17,72.62,0,{"v":0,"d":"0.00"},0,350.52,11.57,72,102103,{"$f":"'Honolulu TMY 3'!$D$5","v":2019},"03","04","10","03/04/2019 10:00","2019-03-04",71.906]
["20140304:1100",22.12,73.16,0,{"v":0,"d":"0.00"},0,{"v":350.6,"d":"350.60"},11.28,74,102089,{"$f":"'Honolulu TMY 3'!$D$5","v":2019},"03","04","11","03/04/2019 11:00","2019-03-04T01:00:00",71.816]
["20140304:1200",22.07,73.07,0,{"v":0,"d":"0.00"},0,353.22,11.68,72,102083,{"$f":"'Honolulu TMY 3'!$D$5","v":2019},"03","04","12","03/04/2019 12:00","2019-03-04T02:00:00",71.726]
["20140304:1300",22.03,72.98,0,{"v":0,"d":"0.00"},0,355.83,12.07,71,102076,{"$f":"'Honolulu TMY 3'!$D$5","v":2019},"03","04","13","03/04/2019 13:00","2019-03-04T03:00:00",71.654]
["20140304:1400",21.98,72.89,0,{"v":0,"d":"0.00"},0,358.45,12.47,70,102069,{"$f":"'Honolulu TMY 3'!$D$5","v":2019},"03","04","14","03/04/2019 14:00","2019-03-04T04:00:00",71.564]
["20140304:1500",21.99,72.83,0,{"v":0,"d":"0.00"},0,{"v":358.8,"d":"358.80"},12.29,71,102099,{"$f":"'Honolulu TMY 3'!$D$5","v":2019},"03","04","15","03/04/2019 15:00","2019-03-04T05:00:00",71.582]
["20140304:1600",{"v":22,"d":"22.00"},72.77,0,{"v":0,"d":"0.00"},0,359.15,{"v":12.1,"d":"12.10"},71,102129,{"$f":"'Honolulu TMY 3'!$D$5","v":2019},"03","04","16","03/04/2019 16:00","2019-03-04T06:00:00",71.6]
["20140304:1700",22.01,72.71,7,{"v":0,"d":"0.00"},7,{"v":359.5,"d":"359.50"},11.92,72,102159,{"$f":"'Honolulu TMY 3'!$D$5","v":2019},"03","04","17","03/04/2019 17:00","2019-03-04T07:00:00",71.618]
["20140304:1800",{"v":22.1,"d":"22.10"},72.52,108,34.46,99,357.85,{"v":11.5,"d":"11.50"},72,102166,{"$f":"'Honolulu TMY 3'!$D$5","v":2019},"03","04","18","03/04/2019 18:00","2019-03-04T08:00:00",71.78]
["20140304:1900",22.19,72.33,213,{"v":39.8,"d":"39.80"},194,{"v":356.2,"d":"356.20"},11.08,73,102173,{"$f":"'Honolulu TMY 3'!$D$5","v":2019},"03","04","19","03/04/2019 19:00","2019-03-04T09:00:00",71.94200000000001]
["20140304:2000",22.27,72.14,125,{"v":0,"d":"0.00"},125,354.55,10.66,74,102179,{"$f":"'Honolulu TMY 3'!$D$5","v":2019},"03","04","20","03/04/2019 20:00","2019-03-04T10:00:00",72.086]
["20140304:2100",22.43,71.74,659,380.25,358,352.65,{"v":10.3,"d":"10.30"},73,102123,{"$f":"'Honolulu TMY 3'!$D$5","v":2019},"03","04","21","03/04/2019 21:00","2019-03-04T11:00:00",72.374]
["20140304:2200",22.59,71.34,923,903.08,139,350.75,9.94,72,102066,{"$f":"'Honolulu TMY 3'!$D$5","v":2019},"03","04","22","03/04/2019 22:00","2019-03-04T12:00:00",72.662]
["20140304:2300",22.75,70.94,940,906.25,140,348.85,9.57,71,102010,{"$f":"'Honolulu TMY 3'!$D$5","v":2019},"03","04","23","03/04/2019 23:00","2019-03-04T13:00:00",72.95]
["20140305:0000",22.74,70.08,880,887.44,137,351.15,9.82,69,101996,{"$f":"'Honolulu TMY 3'!$D$5","v":2019},"03","05","00","03/05/2019 00:00","2019-03-04T14:00:00",72.93199999999999]
["20140305:0100",22.74,69.21,636,506.17,267,353.45,10.06,67,101983,{"$f":"'Honolulu TMY 3'!$D$5","v":2019},"03","05","01","03/05/2019 01:00","2019-03-04T15:00:00",72.93199999999999]
["20140305:0200",22.73,68.35,555,774.01,115,355.75,{"v":10.3,"d":"10.30"},66,101970,{"$f":"'Honolulu TMY 3'!$D$5","v":2019},"03","05","02","03/05/2019 02:00","2019-03-04T16:00:00",72.914]
["20140305:0300",22.69,{"v":68.9,"d":"68.90"},323,{"v":627.4,"d":"627.40"},93,355.72,10.49,65,101990,{"$f":"'Honolulu TMY 3'!$D$5","v":2019},"03","05","03","03/05/2019 03:00","2019-03-04T17:00:00",72.84200000000001]
["20140305:0400",22.65,69.44,89,291.72,49,355.68,10.67,64,102010,{"$f":"'Honolulu TMY 3'!$D$5","v":2019},"03","05","04","03/05/2019 04:00","2019-03-04T18:00:00",72.77]
["20140305:0500",22.61,69.99,0,{"v":0,"d":"0.00"},0,355.65,10.86,63,102029,{"$f":"'Honolulu TMY 3'!$D$5","v":2019},"03","05","05","03/05/2019 05:00","2019-03-04T19:00:00",72.69800000000001]
["20140305:0600",{"v":22.5,"d":"22.50"},70.51,0,{"v":0,"d":"0.00"},0,355.87,11.11,65,102046,{"$f":"'Honolulu TMY 3'!$D$5","v":2019},"03","05","06","03/05/2019 06:00","2019-03-04T20:00:00",72.5]
["20140305:0700",22.39,71.03,0,{"v":0,"d":"0.00"},0,356.08,11.36,67,102063,{"$f":"'Honolulu TMY 3'!$D$5","v":2019},"03","05","07","03/05/2019 07:00","2019-03-04T21:00:00",72.30199999999999]
["20140305:0800",22.28,71.55,0,{"v":0,"d":"0.00"},0,{"v":356.3,"d":"356.30"},11.61,69,102079,{"$f":"'Honolulu TMY 3'!$D$5","v":2019},"03","05","08","03/05/2019 08:00","2019-03-04T22:00:00",72.10400000000001]
["20140305:0900",22.21,72.06,0,{"v":0,"d":"0.00"},0,356.93,11.33,70,102059,{"$f":"'Honolulu TMY 3'!$D$5","v":2019},"03","05","09","03/05/2019 09:00","2019-03-04T23:00:00",71.97800000000001]
["20140305:1000",22.14,72.57,0,{"v":0,"d":"0.00"},0,357.57,11.05,71,102039,{"$f":"'Honolulu TMY 3'!$D$5","v":2019},"03","05","10","03/05/2019 10:00","2019-03-05",71.852]
["20140305:1100",22.08,73.08,0,{"v":0,"d":"0.00"},0,{"v":358.2,"d":"358.20"},10.77,72,102020,{"$f":"'Honolulu TMY 3'!$D$5","v":2019},"03","05","11","03/05/2019 11:00","2019-03-05T01:00:00",71.744]
["20140305:1200",22.14,{"v":73,"d":"73.00"},0,{"v":0,"d":"0.00"},0,362.27,10.67,73,101990,{"$f":"'Honolulu TMY 3'!$D$5","v":2019},"03","05","12","03/05/2019 12:00","2019-03-05T02:00:00",71.852]
["20140305:1300",{"v":22.2,"d":"22.20"},72.92,0,{"v":0,"d":"0.00"},0,366.33,10.57,75,101960,{"$f":"'Honolulu TMY 3'!$D$5","v":2019},"03","05","13","03/05/2019 13:00","2019-03-05T03:00:00",71.96000000000001]
["20140305:1400",22.26,72.84,0,{"v":0,"d":"0.00"},0,{"v":370.4,"d":"370.40"},10.47,77,101930,{"$f":"'Honolulu TMY 3'!$D$5","v":2019},"03","05","14","03/05/2019 14:00","2019-03-05T04:00:00",72.06800000000001]
["20140305:1500",22.27,{"v":72.7,"d":"72.70"},0,{"v":0,"d":"0.00"},0,368.33,10.36,78,101963,{"$f":"'Honolulu TMY 3'!$D$5","v":2019},"03","05","15","03/05/2019 15:00","2019-03-05T05:00:00",72.086]
["20140305:1600",22.28,72.55,0,{"v":0,"d":"0.00"},0,366.27,10.26,78,101996,{"$f":"'Honolulu TMY 3'!$D$5","v":2019},"03","05","16","03/05/2019 16:00","2019-03-05T06:00:00",72.10400000000001]
["20140305:1700",22.29,72.41,15,{"v":0,"d":"0.00"},15,{"v":364.2,"d":"364.20"},10.15,79,102029,{"$f":"'Honolulu TMY 3'!$D$5","v":2019},"03","05","17","03/05/2019 17:00","2019-03-05T07:00:00",72.122]
["20140305:1800",22.39,{"v":71.7,"d":"71.70"},110,34.01,101,361.03,9.66,80,102039,{"$f":"'Honolulu TMY 3'!$D$5","v":2019},"03","05","18","03/05/2019 18:00","2019-03-05T08:00:00",72.30199999999999]
["20140305:1900",22.49,{"v":71,"d":"71.00"},137,{"v":0,"d":"0.00"},137,357.87,9.16,82,102049,{"$f":"'Honolulu TMY 3'!$D$5","v":2019},"03","05","19","03/05/2019 19:00","2019-03-05T09:00:00",72.482]
["20140305:2000",22.59,70.29,487,271.98,307,{"v":354.7,"d":"354.70"},8.66,83,102059,{"$f":"'Honolulu TMY 3'!$D$5","v":2019},"03","05","20","03/05/2019 20:00","2019-03-05T10:00:00",72.662]
["20140305:2100",22.78,69.81,835,881.75,134,353.28,8.53,80,102013,{"$f":"'Honolulu TMY 3'!$D$5","v":2019},"03","05","21","03/05/2019 21:00","2019-03-05T11:00:00",73.004]
["20140305:2200",22.96,69.33,929,905.43,140,351.87,{"v":8.4,"d":"8.40"},78,101966,{"$f":"'Honolulu TMY 3'!$D$5","v":2019},"03","05","22","03/05/2019 22:00","2019-03-05T12:00:00",73.328]
["20140305:2300",23.14,68.85,946,{"v":909.9,"d":"909.90"},140,350.45,8.26,76,101920,{"$f":"'Honolulu TMY 3'!$D$5","v":2019},"03","05","23","03/05/2019 23:00","2019-03-05T13:00:00",73.652]
["20140306:0000",23.06,68.99,885,890.48,137,352.22,8.59,72,101896,{"$f":"'Honolulu TMY 3'!$D$5","v":2019},"03","06","00","03/06/2019 00:00","2019-03-05T14:00:00",73.508]
["20140306:0100",22.98,69.14,752,{"v":851.7,"d":"851.70"},129,353.98,8.91,68,101873,{"$f":"'Honolulu TMY 3'!$D$5","v":2019},{"$f":"MID(A1555,5,2)","v":"03"},{"$f":"MID(A1555,7,2)","v":"06"},{"$f":"MID(A1555,10,2)","v":"01"},{"$f":"L1555&\"/\"&M1555&\"/\"&K1555&\" \"&N1555&\":00\"","v":"03/06/2019 01:00"},{"$f":"(DATEVALUE(O1555)+TIMEVALUE(O1555))+($P$16/24)","v":"2019-03-05T15:00:00"},{"$f":"((9/5)*B1555)+32","v":73.364}]
["20140306:0200",{"v":22.9,"d":"22.90"},69.28,461,431.08,215,355.75,9.24,64,101850,{"$f":"'Honolulu TMY 3'!$D$5","v":2019},"03","06","02","03/06/2019 02:00","2019-03-05T16:00:00",73.22]
["20140306:0300",22.91,69.96,324,626.84,93,355.78,9.33,64,101896,{"$f":"'Honolulu TMY 3'!$D$5","v":2019},"03","06","03","03/06/2019 03:00","2019-03-05T17:00:00",73.238]
["20140306:0400",22.91,70.65,90,295.37,49,355.82,9.43,65,101943,{"$f":"'Honolulu TMY 3'!$D$5","v":2019},"03","06","04","03/06/2019 04:00","2019-03-05T18:00:00",73.238]
["20140306:0500",22.92,71.33,0,{"v":0,"d":"0.00"},0,355.85,9.52,66,101990,{"$f":"'Honolulu TMY 3'!$D$5","v":2019},"03","06","05","03/06/2019 05:00","2019-03-05T19:00:00",73.256]
["20140306:0600",22.85,72.19,0,{"v":0,"d":"0.00"},0,356.03,9.54,68,102023,{"$f":"'Honolulu TMY 3'!$D$5","v":2019},"03","06","06","03/06/2019 06:00","2019-03-05T20:00:00",73.13]
["20140306:0700",22.78,73.04,0,{"v":0,"d":"0.00"},0,356.22,9.57,71,102056,{"$f":"'Honolulu TMY 3'!$D$5","v":2019},"03","06","07","03/06/2019 07:00","2019-03-05T21:00:00",73.004]
["20140306:0800",22.71,{"v":73.9,"d":"73.90"},0,{"v":0,"d":"0.00"},0,{"v":356.4,"d":"356.40"},{"v":9.6,"d":"9.60"},73,102089,{"$f":"'Honolulu TMY 3'!$D$5","v":2019},"03","06","08","03/06/2019 08:00","2019-03-05T22:00:00",72.878]
["20140306:0900",22.71,74.17,0,{"v":0,"d":"0.00"},0,360.52,9.09,76,102046,{"$f":"'Honolulu TMY 3'!$D$5","v":2019},"03","06","09","03/06/2019 09:00","2019-03-05T23:00:00",72.878]
["20140306:1000",22.72,74.43,0,{"v":0,"d":"0.00"},0,364.63,8.57,80,102003,{"$f":"'Honolulu TMY 3'!$D$5","v":2019},"03","06","10","03/06/2019 10:00","2019-03-06",72.896]
["20140306:1100",22.73,{"v":74.7,"d":"74.70"},0,{"v":0,"d":"0.00"},0,368.75,8.06,83,101960,{"$f":"'Honolulu TMY 3'!$D$5","v":2019},"03","06","11","03/06/2019 11:00","2019-03-06T01:00:00",72.914]
["20140306:1200",22.72,74.77,0,{"v":0,"d":"0.00"},0,368.85,8.17,83,101916,{"$f":"'Honolulu TMY 3'!$D$5","v":2019},"03","06","12","03/06/2019 12:00","2019-03-06T02:00:00",72.896]
["20140306:1300",22.71,74.84,0,{"v":0,"d":"0.00"},0,368.95,8.28,83,101873,{"$f":"'Honolulu TMY 3'!$D$5","v":2019},"03","06","13","03/06/2019 13:00","2019-03-06T03:00:00",72.878]
["20140306:1400",{"v":22.7,"d":"22.70"},74.91,0,{"v":0,"d":"0.00"},0,369.05,8.39,83,101830,{"$f":"'Honolulu TMY 3'!$D$5","v":2019},"03","06","14","03/06/2019 14:00","2019-03-06T04:00:00",72.86]
["20140306:1500",22.72,{"v":74.8,"d":"74.80"},0,{"v":0,"d":"0.00"},0,367.87,8.48,86,101866,{"$f":"'Honolulu TMY 3'!$D$5","v":2019},"03","06","15","03/06/2019 15:00","2019-03-06T05:00:00",72.896]
["20140306:1600",22.73,{"v":74.7,"d":"74.70"},0,{"v":0,"d":"0.00"},0,366.68,8.58,90,101903,{"$f":"'Honolulu TMY 3'!$D$5","v":2019},"03","06","16","03/06/2019 16:00","2019-03-06T06:00:00",72.914]
["20140306:1700",22.75,74.59,16,{"v":0,"d":"0.00"},16,{"v":365.5,"d":"365.50"},8.68,94,101940,{"$f":"'Honolulu TMY 3'!$D$5","v":2019},"03","06","17","03/06/2019 17:00","2019-03-06T07:00:00",72.95]
["20140306:1800",22.78,74.37,221,533.32,78,361.95,{"v":8.3,"d":"8.30"},96,101973,{"$f":"'Honolulu TMY 3'!$D$5","v":2019},"03","06","18","03/06/2019 18:00","2019-03-06T08:00:00",73.004]
["20140306:1900",22.81,74.16,460,728.64,107,{"v":358.4,"d":"358.40"},7.93,99,102006,{"$f":"'Honolulu TMY 3'!$D$5","v":2019},"03","06","19","03/06/2019 19:00","2019-03-06T09:00:00",73.05799999999999]
["20140306:2000",22.84,73.94,673,825.15,124,354.85,7.56,101,102039,{"$f":"'Honolulu TMY 3'!$D$5","v":2019},"03","06","20","03/06/2019 20:00","2019-03-06T10:00:00",73.112]
["20140306:2100",22.96,73.86,833,875.48,134,353.73,7.51,101,101976,{"$f":"'Honolulu TMY 3'!$D$5","v":2019},"03","06","21","03/06/2019 21:00","2019-03-06T11:00:00",73.328]
["20140306:2200",23.08,73.78,385,30.87,358,352.62,7.46,101,101913,{"$f":"'Honolulu TMY 3'!$D$5","v":2019},"03","06","22","03/06/2019 22:00","2019-03-06T12:00:00",73.544]
["20140306:2300",{"v":23.2,"d":"23.20"},{"v":73.7,"d":"73.70"},709,300.39,442,{"v":351.5,"d":"351.50"},7.41,101,101850,{"$f":"'Honolulu TMY 3'!$D$5","v":2019},"03","06","23","03/06/2019 23:00","2019-03-06T13:00:00",73.75999999999999]
["20140307:0000",23.21,72.95,879,880.48,137,353.83,{"v":7.5,"d":"7.50"},93,101840,{"$f":"'Honolulu TMY 3'!$D$5","v":2019},"03","07","00","03/07/2019 00:00","2019-03-06T14:00:00",73.778]
["20140307:0100",23.22,72.19,746,{"v":840.7,"d":"840.70"},129,356.17,{"v":7.6,"d":"7.60"},85,101830,{"$f":"'Honolulu TMY 3'!$D$5","v":2019},"03","07","01","03/07/2019 01:00","2019-03-06T15:00:00",73.79599999999999]
["20140307:0200",23.23,71.44,553,764.65,115,{"v":358.5,"d":"358.50"},{"v":7.7,"d":"7.70"},77,101820,{"$f":"'Honolulu TMY 3'!$D$5","v":2019},"03","07","02","03/07/2019 02:00","2019-03-06T16:00:00",73.814]
["20140307:0300",23.18,72.56,322,618.26,93,{"v":359.3,"d":"359.30"},7.71,78,101843,{"$f":"'Honolulu TMY 3'!$D$5","v":2019},"03","07","03","03/07/2019 03:00","2019-03-06T17:00:00",73.724]
["20140307:0400",23.13,73.69,90,291.89,49,{"v":360.1,"d":"360.10"},7.73,79,101866,{"$f":"'Honolulu TMY 3'!$D$5","v":2019},"03","07","04","03/07/2019 04:00","2019-03-06T18:00:00",73.634]
["20140307:0500",23.08,74.81,0,{"v":0,"d":"0.00"},0,{"v":360.9,"d":"360.90"},7.75,80,101890,{"$f":"'Honolulu TMY 3'!$D$5","v":2019},"03","07","05","03/07/2019 05:00","2019-03-06T19:00:00",73.544]
["20140307:0600",22.99,75.05,0,{"v":0,"d":"0.00"},0,359.77,7.12,81,101916,{"$f":"'Honolulu TMY 3'!$D$5","v":2019},"03","07","06","03/07/2019 06:00","2019-03-06T20:00:00",73.382]
["20140307:0700",22.91,75.28,0,{"v":0,"d":"0.00"},0,358.63,6.48,83,101943,{"$f":"'Honolulu TMY 3'!$D$5","v":2019},"03","07","07","03/07/2019 07:00","2019-03-06T21:00:00",73.238]
["20140307:0800",22.83,75.52,0,{"v":0,"d":"0.00"},0,{"v":357.5,"d":"357.50"},5.85,84,101970,{"$f":"'Honolulu TMY 3'!$D$5","v":2019},"03","07","08","03/07/2019 08:00","2019-03-06T22:00:00",73.094]
["20140307:0900",22.78,75.66,0,{"v":0,"d":"0.00"},0,357.73,5.78,83,101933,{"$f":"'Honolulu TMY 3'!$D$5","v":2019},"03","07","09","03/07/2019 09:00","2019-03-06T23:00:00",73.004]
["20140307:1000",22.73,75.79,0,{"v":0,"d":"0.00"},0,357.97,5.72,82,101896,{"$f":"'Honolulu TMY 3'!$D$5","v":2019},"03","07","10","03/07/2019 10:00","2019-03-07",72.914]
["20140307:1100",22.69,75.93,0,{"v":0,"d":"0.00"},0,{"v":358.2,"d":"358.20"},5.66,81,101860,{"$f":"'Honolulu TMY 3'!$D$5","v":2019},"03","07","11","03/07/2019 11:00","2019-03-07T01:00:00",72.84200000000001]
["20140307:1200",22.59,76.92,0,{"v":0,"d":"0.00"},0,361.45,{"v":5.8,"d":"5.80"},80,101800,{"$f":"'Honolulu TMY 3'!$D$5","v":2019},"03","07","12","03/07/2019 12:00","2019-03-07T02:00:00",72.662]
["20140307:1300",22.49,77.91,0,{"v":0,"d":"0.00"},0,{"v":364.7,"d":"364.70"},5.94,78,101740,{"$f":"'Honolulu TMY 3'!$D$5","v":2019},"03","07","13","03/07/2019 13:00","2019-03-07T03:00:00",72.482]
["20140307:1400",22.39,{"v":78.9,"d":"78.90"},0,{"v":0,"d":"0.00"},0,367.95,6.08,77,101680,{"$f":"'Honolulu TMY 3'!$D$5","v":2019},"03","07","14","03/07/2019 14:00","2019-03-07T04:00:00",72.30199999999999]
["20140307:1500",22.42,79.08,0,{"v":0,"d":"0.00"},0,368.08,6.07,82,101710,{"$f":"'Honolulu TMY 3'!$D$5","v":2019},"03","07","15","03/07/2019 15:00","2019-03-07T05:00:00",72.356]
["20140307:1600",22.45,79.27,0,{"v":0,"d":"0.00"},0,368.22,6.06,87,101740,{"$f":"'Honolulu TMY 3'!$D$5","v":2019},"03","07","16","03/07/2019 16:00","2019-03-07T06:00:00",72.41]
["20140307:1700",22.48,79.45,13,{"v":0,"d":"0.00"},13,368.35,6.04,93,101770,{"$f":"'Honolulu TMY 3'!$D$5","v":2019},"03","07","17","03/07/2019 17:00","2019-03-07T07:00:00",72.464]
["20140307:1800",22.57,78.83,113,33.13,104,367.28,5.66,98,101783,{"$f":"'Honolulu TMY 3'!$D$5","v":2019},"03","07","18","03/07/2019 18:00","2019-03-07T08:00:00",72.626]
["20140307:1900",22.66,78.21,462,725.38,108,366.22,5.27,103,101796,{"$f":"'Honolulu TMY 3'!$D$5","v":2019},"03","07","19","03/07/2019 19:00","2019-03-07T09:00:00",72.78800000000001]
["20140307:2000",22.75,77.59,673,820.81,124,365.15,4.88,108,101810,{"$f":"'Honolulu TMY 3'!$D$5","v":2019},"03","07","20","03/07/2019 20:00","2019-03-07T10:00:00",72.95]
["20140307:2100",22.92,76.82,124,{"v":0,"d":"0.00"},124,364.08,{"v":3.6,"d":"3.60"},110,101756,{"$f":"'Honolulu TMY 3'!$D$5","v":2019},"03","07","21","03/07/2019 21:00","2019-03-07T11:00:00",73.256]
["20140307:2200",23.08,76.06,627,197.07,454,363.02,2.31,113,101703,{"$f":"'Honolulu TMY 3'!$D$5","v":2019},"03","07","22","03/07/2019 22:00","2019-03-07T12:00:00",73.544]
["20140307:2300",23.24,75.29,941,898.16,140,361.95,1.02,115,101650,{"$f":"'Honolulu TMY 3'!$D$5","v":2019},"03","07","23","03/07/2019 23:00","2019-03-07T13:00:00",73.832]
["20140308:0000",23.09,74.08,881,880.06,137,{"v":359.5,"d":"359.50"},1.17,93,101616,{"$f":"'Honolulu TMY 3'!$D$5","v":2019},"03","08","00","03/08/2019 00:00","2019-03-07T14:00:00",73.562]
["20140308:0100",22.95,72.88,748,840.69,129,357.05,1.32,71,101583,{"$f":"'Honolulu TMY 3'!$D$5","v":2019},"03","08","01","03/08/2019 01:00","2019-03-07T15:00:00",73.31]
["20140308:0200",{"v":22.8,"d":"22.80"},71.67,556,765.33,116,{"v":354.6,"d":"354.60"},1.48,49,101550,{"$f":"'Honolulu TMY 3'!$D$5","v":2019},"03","08","02","03/08/2019 02:00","2019-03-07T16:00:00",73.03999999999999]
["20140308:0300",22.76,72.18,324,620.57,93,354.77,1.52,45,101583,{"$f":"'Honolulu TMY 3'!$D$5","v":2019},"03","08","03","03/08/2019 03:00","2019-03-07T17:00:00",72.968]
["20140308:0400",22.71,72.69,92,295.58,50,354.93,1.57,41,101616,{"$f":"'Honolulu TMY 3'!$D$5","v":2019},"03","08","04","03/08/2019 04:00","2019-03-07T18:00:00",72.878]
["20140308:0500",22.66,{"v":73.2,"d":"73.20"},0,{"v":0,"d":"0.00"},0,{"v":355.1,"d":"355.10"},1.61,37,101650,{"$f":"'Honolulu TMY 3'!$D$5","v":2019},"03","08","05","03/08/2019 05:00","2019-03-07T19:00:00",72.78800000000001]
["20140308:0600",22.54,73.72,0,{"v":0,"d":"0.00"},0,355.37,1.57,46,101673,{"$f":"'Honolulu TMY 3'!$D$5","v":2019},"03","08","06","03/08/2019 06:00","2019-03-07T20:00:00",72.572]
["20140308:0700",22.43,74.23,0,{"v":0,"d":"0.00"},0,355.63,1.53,54,101696,{"$f":"'Honolulu TMY 3'!$D$5","v":2019},"03","08","07","03/08/2019 07:00","2019-03-07T21:00:00",72.374]
["20140308:0800",22.32,74.75,0,{"v":0,"d":"0.00"},0,{"v":355.9,"d":"355.90"},1.49,63,101720,{"$f":"'Honolulu TMY 3'!$D$5","v":2019},"03","08","08","03/08/2019 08:00","2019-03-07T22:00:00",72.176]
["20140308:0900",22.25,75.25,0,{"v":0,"d":"0.00"},0,{"v":355.7,"d":"355.70"},{"v":1.3,"d":"1.30"},70,101680,{"$f":"'Honolulu TMY 3'!$D$5","v":2019},"03","08","09","03/08/2019 09:00","2019-03-07T23:00:00",72.05000000000001]
["20140308:1000",22.18,75.74,0,{"v":0,"d":"0.00"},0,{"v":355.5,"d":"355.50"},{"v":1.1,"d":"1.10"},77,101640,{"$f":"'Honolulu TMY 3'!$D$5","v":2019},"03","08","10","03/08/2019 10:00","2019-03-08",71.924]
["20140308:1100",22.12,76.24,0,{"v":0,"d":"0.00"},0,{"v":355.3,"d":"355.30"},0.91,84,101600,{"$f":"'Honolulu TMY 3'!$D$5","v":2019},"03","08","11","03/08/2019 11:00","2019-03-08T01:00:00",71.816]
["20140308:1200",{"v":22.1,"d":"22.10"},75.63,0,{"v":0,"d":"0.00"},0,357.23,1.11,137,101523,{"$f":"'Honolulu TMY 3'!$D$5","v":2019},"03","08","12","03/08/2019 12:00","2019-03-08T02:00:00",71.78]
["20140308:1300",22.09,75.03,0,{"v":0,"d":"0.00"},0,359.17,1.31,189,101447,{"$f":"'Honolulu TMY 3'!$D$5","v":2019},"03","08","13","03/08/2019 13:00","2019-03-08T03:00:00",71.762]
["20140308:1400",22.07,74.42,0,{"v":0,"d":"0.00"},0,{"v":361.1,"d":"361.10"},{"v":1.5,"d":"1.50"},242,101370,{"$f":"'Honolulu TMY 3'!$D$5","v":2019},"03","08","14","03/08/2019 14:00","2019-03-08T04:00:00",71.726]
["20140308:1500",22.09,74.57,0,{"v":0,"d":"0.00"},0,359.32,1.54,223,101403,{"$f":"'Honolulu TMY 3'!$D$5","v":2019},"03","08","15","03/08/2019 15:00","2019-03-08T05:00:00",71.762]
["20140308:1600",22.12,74.72,0,{"v":0,"d":"0.00"},0,357.53,1.57,203,101437,{"$f":"'Honolulu TMY 3'!$D$5","v":2019},"03","08","16","03/08/2019 16:00","2019-03-08T06:00:00",71.816]
["20140308:1700",22.14,74.87,21,{"v":0,"d":"0.00"},21,355.75,{"v":1.6,"d":"1.60"},184,101470,{"$f":"'Honolulu TMY 3'!$D$5","v":2019},{"$f":"MID(A1619,5,2)","v":"03"},{"$f":"MID(A1619,7,2)","v":"08"},{"$f":"MID(A1619,10,2)","v":"17"},{"$f":"L1619&\"/\"&M1619&\"/\"&K1619&\" \"&N1619&\":00\"","v":"03/08/2019 17:00"},{"$f":"(DATEVALUE(O1619)+TIMEVALUE(O1619))+($P$16/24)","v":"2019-03-08T07:00:00"},{"$f":"((9/5)*B1619)+32","v":71.852}]
["20140308:1800",22.27,74.63,229,{"v":541.4,"d":"541.40"},80,{"v":358.1,"d":"358.10"},1.83,186,101480,{"$f":"'Honolulu TMY 3'!$D$5","v":2019},"03","08","18","03/08/2019 18:00","2019-03-08T08:00:00",72.086]
["20140308:1900",{"v":22.4,"d":"22.40"},{"v":74.4,"d":"74.40"},470,734.35,109,360.45,2.05,188,101490,{"$f":"'Honolulu TMY 3'!$D$5","v":2019},"03","08","19","03/08/2019 19:00","2019-03-08T09:00:00",72.32]
["20140308:2000",22.52,74.16,684,{"v":831.4,"d":"831.40"},125,{"v":362.8,"d":"362.80"},2.28,191,101500,{"$f":"'Honolulu TMY 3'!$D$5","v":2019},"03","08","20","03/08/2019 20:00","2019-03-08T10:00:00",72.536]
["20140308:2100",22.76,73.11,845,881.76,135,359.72,2.72,197,101427,{"$f":"'Honolulu TMY 3'!$D$5","v":2019},"03","08","21","03/08/2019 21:00","2019-03-08T11:00:00",72.968]
["20140308:2200",22.99,72.05,938,905.72,140,356.63,3.17,202,101353,{"$f":"'Honolulu TMY 3'!$D$5","v":2019},"03","08","22","03/08/2019 22:00","2019-03-08T12:00:00",73.382]
["20140308:2300",23.23,{"v":71,"d":"71.00"},955,909.73,141,353.55,3.61,208,101280,{"$f":"'Honolulu TMY 3'!$D$5","v":2019},"03","08","23","03/08/2019 23:00","2019-03-08T13:00:00",73.814]
["20140309:0000",23.27,69.56,892,889.12,138,{"v":353,"d":"353.00"},4.01,211,101253,{"$f":"'Honolulu TMY 3'!$D$5","v":2019},"03","09","00","03/09/2019 00:00","2019-03-08T14:00:00",73.886]
["20140309:0100",23.32,68.13,758,850.21,130,352.45,4.41,214,101227,{"$f":"'Honolulu TMY 3'!$D$5","v":2019},"03","09","01","03/09/2019 01:00","2019-03-08T15:00:00",73.976]
["20140309:0200",23.36,66.69,563,774.73,116,{"v":351.9,"d":"351.90"},4.81,217,101200,{"$f":"'Honolulu TMY 3'!$D$5","v":2019},"03","09","02","03/09/2019 02:00","2019-03-08T16:00:00",74.048]
["20140309:0300",23.44,66.66,329,628.27,94,355.52,5.26,216,101240,{"$f":"'Honolulu TMY 3'!$D$5","v":2019},"03","09","03","03/09/2019 03:00","2019-03-08T17:00:00",74.19200000000001]
["20140309:0400",23.51,66.62,45,{"v":0,"d":"0.00"},45,359.13,5.71,216,101280,{"$f":"'Honolulu TMY 3'!$D$5","v":2019},"03","09","04","03/09/2019 04:00","2019-03-08T18:00:00",74.31800000000001]
["20140309:0500",23.58,66.59,0,{"v":0,"d":"0.00"},0,362.75,6.17,215,101320,{"$f":"'Honolulu TMY 3'!$D$5","v":2019},"03","09","05","03/09/2019 05:00","2019-03-08T19:00:00",74.44399999999999]
["20140309:0600",23.55,67.08,0,{"v":0,"d":"0.00"},0,364.62,6.35,213,101357,{"$f":"'Honolulu TMY 3'!$D$5","v":2019},"03","09","06","03/09/2019 06:00","2019-03-08T20:00:00",74.39]
["20140309:0700",23.53,67.57,0,{"v":0,"d":"0.00"},0,366.48,6.53,211,101393,{"$f":"'Honolulu TMY 3'!$D$5","v":2019},"03","09","07","03/09/2019 07:00","2019-03-08T21:00:00",74.35400000000001]
["20140309:0800",23.51,68.06,0,{"v":0,"d":"0.00"},0,368.35,6.72,210,101430,{"$f":"'Honolulu TMY 3'!$D$5","v":2019},"03","09","08","03/09/2019 08:00","2019-03-08T22:00:00",74.31800000000001]
["20140309:0900",23.49,68.99,0,{"v":0,"d":"0.00"},0,370.83,6.87,207,101380,{"$f":"'Honolulu TMY 3'!$D$5","v":2019},"03","09","09","03/09/2019 09:00","2019-03-08T23:00:00",74.282]
["20140309:1000",23.48,69.92,0,{"v":0,"d":"0.00"},0,373.32,7.02,205,101330,{"$f":"'Honolulu TMY 3'!$D$5","v":2019},"03","09","10","03/09/2019 10:00","2019-03-09",74.26400000000001]
["20140309:1100",23.47,70.85,0,{"v":0,"d":"0.00"},0,{"v":375.8,"d":"375.80"},7.17,203,101280,{"$f":"'Honolulu TMY 3'!$D$5","v":2019},"03","09","11","03/09/2019 11:00","2019-03-09T01:00:00",74.24600000000001]
["20140309:1200",23.34,71.86,0,{"v":0,"d":"0.00"},0,377.68,7.61,200,101210,{"$f":"'Honolulu TMY 3'!$D$5","v":2019},"03","09","12","03/09/2019 12:00","2019-03-09T02:00:00",74.012]
["20140309:1300",23.22,72.86,0,{"v":0,"d":"0.00"},0,379.57,8.05,196,101140,{"$f":"'Honolulu TMY 3'!$D$5","v":2019},"03","09","13","03/09/2019 13:00","2019-03-09T03:00:00",73.79599999999999]
["20140309:1400",23.09,73.87,0,{"v":0,"d":"0.00"},0,381.45,8.48,193,101070,{"$f":"'Honolulu TMY 3'!$D$5","v":2019},"03","09","14","03/09/2019 14:00","2019-03-09T04:00:00",73.562]
["20140309:1500",23.11,74.43,0,{"v":0,"d":"0.00"},0,381.75,8.53,192,101117,{"$f":"'Honolulu TMY 3'!$D$5","v":2019},"03","09","15","03/09/2019 15:00","2019-03-09T05:00:00",73.598]
["20140309:1600",23.13,74.99,0,{"v":0,"d":"0.00"},0,382.05,8.57,191,101163,{"$f":"'Honolulu TMY 3'!$D$5","v":2019},"03","09","16","03/09/2019 16:00","2019-03-09T06:00:00",73.634]
["20140309:1700",23.15,75.55,1,{"v":0,"d":"0.00"},1,382.35,8.62,190,101210,{"$f":"'Honolulu TMY 3'!$D$5","v":2019},"03","09","17","03/09/2019 17:00","2019-03-09T07:00:00",73.67]
["20140309:1800",23.14,76.44,228,530.87,80,381.57,{"v":8.8,"d":"8.80"},192,101230,{"$f":"'Honolulu TMY 3'!$D$5","v":2019},"03","09","18","03/09/2019 18:00","2019-03-09T08:00:00",73.652]
["20140309:1900",23.13,77.34,188,14.14,181,380.78,8.98,193,101250,{"$f":"'Honolulu TMY 3'!$D$5","v":2019},"03","09","19","03/09/2019 19:00","2019-03-09T09:00:00",73.634]
["20140309:2000",23.11,78.23,486,245.61,320,{"v":380,"d":"380.00"},9.16,195,101270,{"$f":"'Honolulu TMY 3'!$D$5","v":2019},"03","09","20","03/09/2019 20:00","2019-03-09T10:00:00",73.598]
["20140309:2100",23.24,78.26,600,260.95,389,{"v":379.9,"d":"379.90"},8.96,199,101220,{"$f":"'Honolulu TMY 3'!$D$5","v":2019},"03","09","21","03/09/2019 21:00","2019-03-09T11:00:00",73.832]
["20140309:2200",23.36,78.29,665,265.77,430,{"v":379.8,"d":"379.80"},8.76,202,101170,{"$f":"'Honolulu TMY 3'!$D$5","v":2019},"03","09","22","03/09/2019 22:00","2019-03-09T12:00:00",74.048]
["20140309:2300",23.48,78.32,939,890.06,140,{"v":379.7,"d":"379.70"},8.57,206,101120,{"$f":"'Honolulu TMY 3'!$D$5","v":2019},"03","09","23","03/09/2019 23:00","2019-03-09T13:00:00",74.26400000000001]
["20140310:0000",23.37,{"v":78.6,"d":"78.60"},877,869.95,137,379.57,8.61,206,101103,{"$f":"'Honolulu TMY 3'!$D$5","v":2019},"03","10","00","03/10/2019 00:00","2019-03-09T14:00:00",74.066]
["20140310:0100",23.26,78.87,509,{"v":198.4,"d":"198.40"},362,379.43,8.66,206,101087,{"$f":"'Honolulu TMY 3'!$D$5","v":2019},"03","10","01","03/10/2019 01:00","2019-03-09T15:00:00",73.868]
["20140310:0200",23.15,79.15,56,{"v":0,"d":"0.00"},56,{"v":379.3,"d":"379.30"},{"v":8.7,"d":"8.70"},206,101070,{"$f":"'Honolulu TMY 3'!$D$5","v":2019},"03","10","02","03/10/2019 02:00","2019-03-09T16:00:00",73.67]
["20140310:0300",23.13,79.82,145,18.63,138,379.07,8.28,208,101113,{"$f":"'Honolulu TMY 3'!$D$5","v":2019},"03","10","03","03/10/2019 03:00","2019-03-09T17:00:00",73.634]
["20140310:0400",{"v":23.1,"d":"23.10"},80.48,56,41.31,50,378.83,7.85,210,101157,{"$f":"'Honolulu TMY 3'!$D$5","v":2019},"03","10","04","03/10/2019 04:00","2019-03-09T18:00:00",73.58000000000001]
["20140310:0500",23.07,81.15,0,{"v":0,"d":"0.00"},0,{"v":378.6,"d":"378.60"},7.42,212,101200,{"$f":"'Honolulu TMY 3'!$D$5","v":2019},"03","10","05","03/10/2019 05:00","2019-03-09T19:00:00",73.52600000000001]
["20140310:0600",23.08,81.52,0,{"v":0,"d":"0.00"},0,{"v":377.8,"d":"377.80"},7.37,214,101247,{"$f":"'Honolulu TMY 3'!$D$5","v":2019},"03","10","06","03/10/2019 06:00","2019-03-09T20:00:00",73.544]
["20140310:0700",{"v":23.1,"d":"23.10"},81.89,0,{"v":0,"d":"0.00"},0,{"v":377,"d":"377.00"},7.33,215,101293,{"$f":"'Honolulu TMY 3'!$D$5","v":2019},"03","10","07","03/10/2019 07:00","2019-03-09T21:00:00",73.58000000000001]
["20140310:0800",23.11,82.26,0,{"v":0,"d":"0.00"},0,{"v":376.2,"d":"376.20"},7.28,216,101340,{"$f":"'Honolulu TMY 3'!$D$5","v":2019},"03","10","08","03/10/2019 08:00","2019-03-09T22:00:00",73.598]
["20140310:0900",22.98,83.29,0,{"v":0,"d":"0.00"},0,376.25,7.18,219,101320,{"$f":"'Honolulu TMY 3'!$D$5","v":2019},"03","10","09","03/10/2019 09:00","2019-03-09T23:00:00",73.364]
["20140310:1000",22.85,84.31,0,{"v":0,"d":"0.00"},0,{"v":376.3,"d":"376.30"},7.07,221,101300,{"$f":"'Honolulu TMY 3'!$D$5","v":2019},"03","10","10","03/10/2019 10:00","2019-03-10",73.13]
["20140310:1100",22.72,85.34,0,{"v":0,"d":"0.00"},0,376.35,6.97,224,101280,{"$f":"'Honolulu TMY 3'!$D$5","v":2019},"03","10","11","03/10/2019 11:00","2019-03-10T01:00:00",72.896]
["20140310:1200",{"v":22.5,"d":"22.50"},85.44,0,{"v":0,"d":"0.00"},0,377.15,6.98,224,101230,{"$f":"'Honolulu TMY 3'!$D$5","v":2019},"03","10","12","03/10/2019 12:00","2019-03-10T02:00:00",72.5]
["20140310:1300",22.29,85.54,0,{"v":0,"d":"0.00"},0,377.95,6.99,223,101180,{"$f":"'Honolulu TMY 3'!$D$5","v":2019},"03","10","13","03/10/2019 13:00","2019-03-10T03:00:00",72.122]
["20140310:1400",22.07,85.64,0,{"v":0,"d":"0.00"},0,378.75,7.01,222,101130,{"$f":"'Honolulu TMY 3'!$D$5","v":2019},"03","10","14","03/10/2019 14:00","2019-03-10T04:00:00",71.726]
["20140310:1500",22.05,{"v":85.7,"d":"85.70"},0,{"v":0,"d":"0.00"},0,{"v":378.7,"d":"378.70"},{"v":6.8,"d":"6.80"},224,101187,{"$f":"'Honolulu TMY 3'!$D$5","v":2019},"03","10","15","03/10/2019 15:00","2019-03-10T05:00:00",71.69]
["20140310:1600",22.02,85.77,0,{"v":0,"d":"0.00"},0,378.65,6.58,227,101243,{"$f":"'Honolulu TMY 3'!$D$5","v":2019},"03","10","16","03/10/2019 16:00","2019-03-10T06:00:00",71.636]
["20140310:1700",{"v":22,"d":"22.00"},85.83,0,{"v":0,"d":"0.00"},0,{"v":378.6,"d":"378.60"},6.37,229,101300,{"$f":"'Honolulu TMY 3'!$D$5","v":2019},"03","10","17","03/10/2019 17:00","2019-03-10T07:00:00",71.6]
["20140310:1800",22.12,84.75,8,{"v":0,"d":"0.00"},8,{"v":377.8,"d":"377.80"},6.17,230,101330,{"$f":"'Honolulu TMY 3'!$D$5","v":2019},"03","10","18","03/10/2019 18:00","2019-03-10T08:00:00",71.816]
["20140310:1900",22.24,83.66,38,{"v":0,"d":"0.00"},38,{"v":377,"d":"377.00"},5.98,231,101360,{"$f":"'Honolulu TMY 3'!$D$5","v":2019},"03","10","19","03/10/2019 19:00","2019-03-10T09:00:00",72.032]
["20140310:2000",22.36,82.58,115,{"v":0,"d":"0.00"},115,{"v":376.2,"d":"376.20"},5.78,232,101390,{"$f":"'Honolulu TMY 3'!$D$5","v":2019},"03","10","20","03/10/2019 20:00","2019-03-10T10:00:00",72.24799999999999]
["20140310:2100",22.55,81.59,239,11.08,230,{"v":375.7,"d":"375.70"},5.51,236,101350,{"$f":"'Honolulu TMY 3'!$D$5","v":2019},"03","10","21","03/10/2019 21:00","2019-03-10T11:00:00",72.59]
["20140310:2200",22.73,80.61,246,10.14,237,{"v":375.2,"d":"375.20"},5.24,240,101310,{"$f":"'Honolulu TMY 3'!$D$5","v":2019},"03","10","22","03/10/2019 22:00","2019-03-10T12:00:00",72.914]
["20140310:2300",22.91,79.62,135,{"v":0,"d":"0.00"},135,{"v":374.7,"d":"374.70"},4.97,244,101270,{"$f":"'Honolulu TMY 3'!$D$5","v":2019},"03","10","23","03/10/2019 23:00","2019-03-10T13:00:00",73.238]
["20140311:0000",22.85,77.86,276,12.89,265,374.73,4.53,248,101267,{"$f":"'Honolulu TMY 3'!$D$5","v":2019},"03","11","00","03/11/2019 00:00","2019-03-10T14:00:00",73.13]
["20140311:0100",22.79,76.09,134,{"v":0,"d":"0.00"},134,374.77,4.09,252,101263,{"$f":"'Honolulu TMY 3'!$D$5","v":2019},"03","11","01","03/11/2019 01:00","2019-03-10T15:00:00",73.02199999999999]
["20140311:0200",22.73,74.33,68,{"v":0,"d":"0.00"},68,{"v":374.8,"d":"374.80"},3.66,256,101260,{"$f":"'Honolulu TMY 3'!$D$5","v":2019},"03","11","02","03/11/2019 02:00","2019-03-10T16:00:00",72.914]
["20140311:0300",22.73,73.86,38,{"v":0,"d":"0.00"},38,374.17,{"v":3.8,"d":"3.80"},279,101317,{"$f":"'Honolulu TMY 3'!$D$5","v":2019},"03","11","03","03/11/2019 03:00","2019-03-10T17:00:00",72.914]
["20140311:0400",22.72,{"v":73.4,"d":"73.40"},17,{"v":0,"d":"0.00"},17,373.53,3.94,301,101373,{"$f":"'Honolulu TMY 3'!$D$5","v":2019},"03","11","04","03/11/2019 04:00","2019-03-10T18:00:00",72.896]
["20140311:0500",22.71,72.93,0,{"v":0,"d":"0.00"},0,{"v":372.9,"d":"372.90"},4.08,324,101430,{"$f":"'Honolulu TMY 3'!$D$5","v":2019},"03","11","05","03/11/2019 05:00","2019-03-10T19:00:00",72.878]
["20140311:0600",22.66,72.27,0,{"v":0,"d":"0.00"},0,{"v":371.7,"d":"371.70"},4.39,338,101490,{"$f":"'Honolulu TMY 3'!$D$5","v":2019},"03","11","06","03/11/2019 06:00","2019-03-10T20:00:00",72.78800000000001]
["20140311:0700",22.62,{"v":71.6,"d":"71.60"},0,{"v":0,"d":"0.00"},0,{"v":370.5,"d":"370.50"},{"v":4.7,"d":"4.70"},352,101550,{"$f":"'Honolulu TMY 3'!$D$5","v":2019},"03","11","07","03/11/2019 07:00","2019-03-10T21:00:00",72.71600000000001]
["20140311:0800",22.58,70.94,0,{"v":0,"d":"0.00"},0,{"v":369.3,"d":"369.30"},5.01,5,101610,{"$f":"'Honolulu TMY 3'!$D$5","v":2019},"03","11","08","03/11/2019 08:00","2019-03-10T22:00:00",72.644]
["20140311:0900",22.55,70.88,0,{"v":0,"d":"0.00"},0,370.37,4.75,13,101590,{"$f":"'Honolulu TMY 3'!$D$5","v":2019},{"$f":"MID(A1683,5,2)","v":"03"},{"$f":"MID(A1683,7,2)","v":"11"},{"$f":"MID(A1683,10,2)","v":"09"},{"$f":"L1683&\"/\"&M1683&\"/\"&K1683&\" \"&N1683&\":00\"","v":"03/11/2019 09:00"},{"$f":"(DATEVALUE(O1683)+TIMEVALUE(O1683))+($P$16/24)","v":"2019-03-10T23:00:00"},{"$f":"((9/5)*B1683)+32","v":72.59}]
["20140311:1000",22.52,70.81,0,{"v":0,"d":"0.00"},0,371.43,{"v":4.5,"d":"4.50"},20,101570,{"$f":"'Honolulu TMY 3'!$D$5","v":2019},"03","11","10","03/11/2019 10:00","2019-03-11",72.536]
["20140311:1100",22.49,70.75,0,{"v":0,"d":"0.00"},0,{"v":372.5,"d":"372.50"},4.25,27,101550,{"$f":"'Honolulu TMY 3'!$D$5","v":2019},"03","11","11","03/11/2019 11:00","2019-03-11T01:00:00",72.482]
["20140311:1200",22.33,70.99,0,{"v":0,"d":"0.00"},0,370.93,{"v":4.4,"d":"4.40"},26,101516,{"$f":"'Honolulu TMY 3'!$D$5","v":2019},"03","11","12","03/11/2019 12:00","2019-03-11T02:00:00",72.19399999999999]
["20140311:1300",22.18,71.24,0,{"v":0,"d":"0.00"},0,369.37,4.56,24,101483,{"$f":"'Honolulu TMY 3'!$D$5","v":2019},"03","11","13","03/11/2019 13:00","2019-03-11T03:00:00",71.924]
["20140311:1400",22.02,71.48,0,{"v":0,"d":"0.00"},0,{"v":367.8,"d":"367.80"},4.72,23,101450,{"$f":"'Honolulu TMY 3'!$D$5","v":2019},"03","11","14","03/11/2019 14:00","2019-03-11T04:00:00",71.636]
["20140311:1500",22.03,71.26,0,{"v":0,"d":"0.00"},0,368.37,4.61,31,101493,{"$f":"'Honolulu TMY 3'!$D$5","v":2019},"03","11","15","03/11/2019 15:00","2019-03-11T05:00:00",71.654]
["20140311:1600",22.04,71.04,0,{"v":0,"d":"0.00"},0,368.93,{"v":4.5,"d":"4.50"},38,101536,{"$f":"'Honolulu TMY 3'!$D$5","v":2019},"03","11","16","03/11/2019 16:00","2019-03-11T06:00:00",71.672]
["20140311:1700",22.05,70.82,22,{"v":0,"d":"0.00"},22,{"v":369.5,"d":"369.50"},4.39,46,101580,{"$f":"'Honolulu TMY 3'!$D$5","v":2019},"03","11","17","03/11/2019 17:00","2019-03-11T07:00:00",71.69]
["20140311:1800",22.14,70.11,234,534.95,81,372.03,4.35,53,101613,{"$f":"'Honolulu TMY 3'!$D$5","v":2019},"03","11","18","03/11/2019 18:00","2019-03-11T08:00:00",71.852]
["20140311:1900",22.23,{"v":69.4,"d":"69.40"},419,499.64,168,374.57,4.31,60,101646,{"$f":"'Honolulu TMY 3'!$D$5","v":2019},"03","11","19","03/11/2019 19:00","2019-03-11T09:00:00",72.01400000000001]
["20140311:2000",22.32,68.69,680,812.74,125,{"v":377.1,"d":"377.10"},4.28,67,101680,{"$f":"'Honolulu TMY 3'!$D$5","v":2019},"03","11","20","03/11/2019 20:00","2019-03-11T10:00:00",72.176]
["20140311:2100",22.47,68.37,691,406.01,360,379.78,4.15,55,101646,{"$f":"'Honolulu TMY 3'!$D$5","v":2019},"03","11","21","03/11/2019 21:00","2019-03-11T11:00:00",72.446]
["20140311:2200",22.62,68.06,926,882.68,140,382.47,4.03,43,101613,{"$f":"'Honolulu TMY 3'!$D$5","v":2019},"03","11","22","03/11/2019 22:00","2019-03-11T12:00:00",72.71600000000001]
["20140311:2300",22.77,67.74,941,886.64,140,385.15,{"v":3.9,"d":"3.90"},31,101580,{"$f":"'Honolulu TMY 3'!$D$5","v":2019},"03","11","23","03/11/2019 23:00","2019-03-11T13:00:00",72.98599999999999]
["20140312:0000",{"v":22.7,"d":"22.70"},69.05,878,865.99,137,380.13,4.23,22,101556,{"$f":"'Honolulu TMY 3'!$D$5","v":2019},"03","12","00","03/12/2019 00:00","2019-03-11T14:00:00",72.86]
["20140312:0100",22.63,70.35,745,826.41,129,375.12,4.57,12,101533,{"$f":"'Honolulu TMY 3'!$D$5","v":2019},"03","12","01","03/12/2019 01:00","2019-03-11T15:00:00",72.73400000000001]
["20140312:0200",22.55,71.66,553,749.71,116,{"v":370.1,"d":"370.10"},{"v":4.9,"d":"4.90"},3,101510,{"$f":"'Honolulu TMY 3'!$D$5","v":2019},"03","12","02","03/12/2019 02:00","2019-03-11T16:00:00",72.59]
["20140312:0300",22.58,71.47,324,609.13,93,370.28,{"v":5.1,"d":"5.10"},6,101563,{"$f":"'Honolulu TMY 3'!$D$5","v":2019},"03","12","03","03/12/2019 03:00","2019-03-11T17:00:00",72.644]
["20140312:0400",22.61,71.28,94,289.97,51,370.47,5.31,8,101616,{"$f":"'Honolulu TMY 3'!$D$5","v":2019},"03","12","04","03/12/2019 04:00","2019-03-11T18:00:00",72.69800000000001]
["20140312:0500",22.64,71.09,0,{"v":0,"d":"0.00"},0,370.65,5.52,11,101670,{"$f":"'Honolulu TMY 3'!$D$5","v":2019},"03","12","05","03/12/2019 05:00","2019-03-11T19:00:00",72.75200000000001]
["20140312:0600",22.61,71.02,0,{"v":0,"d":"0.00"},0,371.93,5.38,17,101706,{"$f":"'Honolulu TMY 3'!$D$5","v":2019},"03","12","06","03/12/2019 06:00","2019-03-11T20:00:00",72.69800000000001]
["20140312:0700",22.58,70.95,0,{"v":0,"d":"0.00"},0,373.22,5.24,23,101743,{"$f":"'Honolulu TMY 3'!$D$5","v":2019},"03","12","07","03/12/2019 07:00","2019-03-11T21:00:00",72.644]
["20140312:0800",22.55,70.88,0,{"v":0,"d":"0.00"},0,{"v":374.5,"d":"374.50"},{"v":5.1,"d":"5.10"},28,101780,{"$f":"'Honolulu TMY 3'!$D$5","v":2019},"03","12","08","03/12/2019 08:00","2019-03-11T22:00:00",72.59]
["20140312:0900",22.52,71.12,0,{"v":0,"d":"0.00"},0,{"v":376.1,"d":"376.10"},4.48,29,101736,{"$f":"'Honolulu TMY 3'!$D$5","v":2019},"03","12","09","03/12/2019 09:00","2019-03-11T23:00:00",72.536]
["20140312:1000",22.49,71.37,0,{"v":0,"d":"0.00"},0,{"v":377.7,"d":"377.70"},3.86,29,101693,{"$f":"'Honolulu TMY 3'!$D$5","v":2019},"03","12","10","03/12/2019 10:00","2019-03-12",72.482]
["20140312:1100",22.47,71.61,0,{"v":0,"d":"0.00"},0,{"v":379.3,"d":"379.30"},3.24,29,101650,{"$f":"'Honolulu TMY 3'!$D$5","v":2019},"03","12","11","03/12/2019 11:00","2019-03-12T01:00:00",72.446]
["20140312:1200",22.38,71.98,0,{"v":0,"d":"0.00"},0,379.43,3.79,22,101600,{"$f":"'Honolulu TMY 3'!$D$5","v":2019},"03","12","12","03/12/2019 12:00","2019-03-12T02:00:00",72.28399999999999]
["20140312:1300",22.29,72.34,0,{"v":0,"d":"0.00"},0,379.57,4.34,14,101550,{"$f":"'Honolulu TMY 3'!$D$5","v":2019},"03","12","13","03/12/2019 13:00","2019-03-12T03:00:00",72.122]
["20140312:1400",{"v":22.2,"d":"22.20"},72.71,0,{"v":0,"d":"0.00"},0,{"v":379.7,"d":"379.70"},4.88,6,101500,{"$f":"'Honolulu TMY 3'!$D$5","v":2019},"03","12","14","03/12/2019 14:00","2019-03-12T04:00:00",71.96000000000001]
["20140312:1500",22.13,72.94,0,{"v":0,"d":"0.00"},0,380.85,4.89,7,101560,{"$f":"'Honolulu TMY 3'!$D$5","v":2019},"03","12","15","03/12/2019 15:00","2019-03-12T05:00:00",71.834]
["20140312:1600",22.06,73.18,0,{"v":0,"d":"0.00"},0,{"v":382,"d":"382.00"},{"v":4.9,"d":"4.90"},9,101620,{"$f":"'Honolulu TMY 3'!$D$5","v":2019},"03","12","16","03/12/2019 16:00","2019-03-12T06:00:00",71.708]
["20140312:1700",21.99,73.41,20,{"v":0,"d":"0.00"},20,383.15,4.91,10,101680,{"$f":"'Honolulu TMY 3'!$D$5","v":2019},"03","12","17","03/12/2019 17:00","2019-03-12T07:00:00",71.582]
["20140312:1800",21.98,73.02,172,200.25,114,383.25,5.26,12,101710,{"$f":"'Honolulu TMY 3'!$D$5","v":2019},"03","12","18","03/12/2019 18:00","2019-03-12T08:00:00",71.564]
["20140312:1900",21.98,72.62,414,470.39,176,383.35,5.62,14,101740,{"$f":"'Honolulu TMY 3'!$D$5","v":2019},"03","12","19","03/12/2019 19:00","2019-03-12T09:00:00",71.564]
["20140312:2000",21.98,72.23,586,467.68,265,383.45,5.97,15,101770,{"$f":"'Honolulu TMY 3'!$D$5","v":2019},"03","12","20","03/12/2019 20:00","2019-03-12T10:00:00",71.564]
["20140312:2100",22.09,71.62,572,193.02,414,383.72,4.98,15,101726,{"$f":"'Honolulu TMY 3'!$D$5","v":2019},"03","12","21","03/12/2019 21:00","2019-03-12T11:00:00",71.762]
["20140312:2200",{"v":22.2,"d":"22.20"},71.02,614,167.87,464,383.98,3.99,14,101683,{"$f":"'Honolulu TMY 3'!$D$5","v":2019},"03","12","22","03/12/2019 22:00","2019-03-12T12:00:00",71.96000000000001]
["20140312:2300",22.32,70.41,261,12.14,250,384.25,2.99,13,101640,{"$f":"'Honolulu TMY 3'!$D$5","v":2019},"03","12","23","03/12/2019 23:00","2019-03-12T13:00:00",72.176]
["20140313:0000",22.46,69.38,626,223.74,434,{"v":380,"d":"380.00"},3.82,9,101613,{"$f":"'Honolulu TMY 3'!$D$5","v":2019},"03","13","00","03/13/2019 00:00","2019-03-12T14:00:00",72.428]
["20140313:0100",{"v":22.6,"d":"22.60"},68.35,608,391.94,315,375.75,4.64,5,101586,{"$f":"'Honolulu TMY 3'!$D$5","v":2019},"03","13","01","03/13/2019 01:00","2019-03-12T15:00:00",72.68]
["20140313:0200",22.74,67.32,141,{"v":0,"d":"0.00"},141,{"v":371.5,"d":"371.50"},5.46,1,101560,{"$f":"'Honolulu TMY 3'!$D$5","v":2019},"03","13","02","03/13/2019 02:00","2019-03-12T16:00:00",72.93199999999999]
["20140313:0300",22.72,67.85,329,616.99,94,369.47,5.75,4,101620,{"$f":"'Honolulu TMY 3'!$D$5","v":2019},"03","13","03","03/13/2019 03:00","2019-03-12T17:00:00",72.896]
["20140313:0400",22.69,68.39,97,300.46,52,367.43,6.03,7,101680,{"$f":"'Honolulu TMY 3'!$D$5","v":2019},"03","13","04","03/13/2019 04:00","2019-03-12T18:00:00",72.84200000000001]
["20140313:0500",22.67,68.92,0,{"v":0,"d":"0.00"},0,{"v":365.4,"d":"365.40"},6.32,10,101740,{"$f":"'Honolulu TMY 3'!$D$5","v":2019},"03","13","05","03/13/2019 05:00","2019-03-12T19:00:00",72.80600000000001]
["20140313:0600",22.53,69.52,0,{"v":0,"d":"0.00"},0,364.53,{"v":6.3,"d":"6.30"},13,101783,{"$f":"'Honolulu TMY 3'!$D$5","v":2019},"03","13","06","03/13/2019 06:00","2019-03-12T20:00:00",72.554]
["20140313:0700",{"v":22.4,"d":"22.40"},70.13,0,{"v":0,"d":"0.00"},0,363.67,6.28,17,101826,{"$f":"'Honolulu TMY 3'!$D$5","v":2019},"03","13","07","03/13/2019 07:00","2019-03-12T21:00:00",72.32]
["20140313:0800",22.27,70.73,0,{"v":0,"d":"0.00"},0,{"v":362.8,"d":"362.80"},6.26,20,101870,{"$f":"'Honolulu TMY 3'!$D$5","v":2019},"03","13","08","03/13/2019 08:00","2019-03-12T22:00:00",72.086]
["20140313:0900",22.18,71.29,0,{"v":0,"d":"0.00"},0,361.97,5.93,22,101840,{"$f":"'Honolulu TMY 3'!$D$5","v":2019},"03","13","09","03/13/2019 09:00","2019-03-12T23:00:00",71.924]
["20140313:1000",{"v":22.1,"d":"22.10"},71.84,0,{"v":0,"d":"0.00"},0,361.13,{"v":5.6,"d":"5.60"},24,101810,{"$f":"'Honolulu TMY 3'!$D$5","v":2019},"03","13","10","03/13/2019 10:00","2019-03-13",71.78]
["20140313:1100",22.02,{"v":72.4,"d":"72.40"},0,{"v":0,"d":"0.00"},0,{"v":360.3,"d":"360.30"},5.27,25,101780,{"$f":"'Honolulu TMY 3'!$D$5","v":2019},"03","13","11","03/13/2019 11:00","2019-03-13T01:00:00",71.636]
["20140313:1200",{"v":22,"d":"22.00"},71.59,0,{"v":0,"d":"0.00"},0,358.58,5.48,26,101720,{"$f":"'Honolulu TMY 3'!$D$5","v":2019},"03","13","12","03/13/2019 12:00","2019-03-13T02:00:00",71.6]
["20140313:1300",21.99,70.79,0,{"v":0,"d":"0.00"},0,356.87,5.69,26,101660,{"$f":"'Honolulu TMY 3'!$D$5","v":2019},"03","13","13","03/13/2019 13:00","2019-03-13T03:00:00",71.582]
["20140313:1400",21.97,69.98,0,{"v":0,"d":"0.00"},0,355.15,{"v":5.9,"d":"5.90"},26,101600,{"$f":"'Honolulu TMY 3'!$D$5","v":2019},"03","13","14","03/13/2019 14:00","2019-03-13T04:00:00",71.54599999999999]
["20140313:1500",21.92,{"v":70,"d":"70.00"},0,{"v":0,"d":"0.00"},0,355.68,{"v":6,"d":"6.00"},27,101656,{"$f":"'Honolulu TMY 3'!$D$5","v":2019},"03","13","15","03/13/2019 15:00","2019-03-13T05:00:00",71.456]
["20140313:1600",21.88,70.01,0,{"v":0,"d":"0.00"},0,356.22,{"v":6.1,"d":"6.10"},29,101713,{"$f":"'Honolulu TMY 3'!$D$5","v":2019},"03","13","16","03/13/2019 16:00","2019-03-13T06:00:00",71.384]
["20140313:1700",21.83,70.03,25,{"v":0,"d":"0.00"},25,356.75,6.19,30,101770,{"$f":"'Honolulu TMY 3'!$D$5","v":2019},"03","13","17","03/13/2019 17:00","2019-03-13T07:00:00",71.294]
["20140313:1800",21.86,69.55,246,555.76,83,357.58,6.39,34,101793,{"$f":"'Honolulu TMY 3'!$D$5","v":2019},"03","13","18","03/13/2019 18:00","2019-03-13T08:00:00",71.348]
["20140313:1900",{"v":21.9,"d":"21.90"},69.06,488,739.85,111,358.42,6.58,38,101816,{"$f":"'Honolulu TMY 3'!$D$5","v":2019},"03","13","19","03/13/2019 19:00","2019-03-13T09:00:00",71.42]
["20140313:2000",21.93,68.58,700,830.63,127,359.25,6.77,42,101840,{"$f":"'Honolulu TMY 3'!$D$5","v":2019},"03","13","20","03/13/2019 20:00","2019-03-13T10:00:00",71.474]
["20140313:2100",22.05,68.21,859,878.51,137,360.77,6.57,41,101796,{"$f":"'Honolulu TMY 3'!$D$5","v":2019},"03","13","21","03/13/2019 21:00","2019-03-13T11:00:00",71.69]
["20140313:2200",22.16,67.85,782,441.68,386,362.28,6.37,41,101753,{"$f":"'Honolulu TMY 3'!$D$5","v":2019},"03","13","22","03/13/2019 22:00","2019-03-13T12:00:00",71.888]
["20140313:2300",22.27,67.48,810,468.67,384,{"v":363.8,"d":"363.80"},6.17,41,101710,{"$f":"'Honolulu TMY 3'!$D$5","v":2019},"03","13","23","03/13/2019 23:00","2019-03-13T13:00:00",72.086]
["20140314:0000",22.33,66.41,475,73.21,412,359.75,6.29,40,101673,{"$f":"'Honolulu TMY 3'!$D$5","v":2019},"03","14","00","03/14/2019 00:00","2019-03-13T14:00:00",72.19399999999999]
["20140314:0100",22.39,65.33,275,16.01,263,{"v":355.7,"d":"355.70"},6.41,39,101636,{"$f":"'Honolulu TMY 3'!$D$5","v":2019},{"$f":"MID(A1747,5,2)","v":"03"},{"$f":"MID(A1747,7,2)","v":"14"},{"$f":"MID(A1747,10,2)","v":"01"},{"$f":"L1747&\"/\"&M1747&\"/\"&K1747&\" \"&N1747&\":00\"","v":"03/14/2019 01:00"},{"$f":"(DATEVALUE(O1747)+TIMEVALUE(O1747))+($P$16/24)","v":"2019-03-13T15:00:00"},{"$f":"((9/5)*B1747)+32","v":72.30199999999999}]
["20140314:0200",22.45,64.26,429,301.73,252,351.65,6.54,38,101600,{"$f":"'Honolulu TMY 3'!$D$5","v":2019},"03","14","02","03/14/2019 02:00","2019-03-13T16:00:00",72.41]
["20140314:0300",22.44,63.96,338,656.21,87,352.83,6.28,38,101646,{"$f":"'Honolulu TMY 3'!$D$5","v":2019},"03","14","03","03/14/2019 03:00","2019-03-13T17:00:00",72.392]
["20140314:0400",22.42,63.65,88,264.52,48,354.02,6.02,38,101693,{"$f":"'Honolulu TMY 3'!$D$5","v":2019},"03","14","04","03/14/2019 04:00","2019-03-13T18:00:00",72.356]
["20140314:0500",{"v":22.4,"d":"22.40"},63.35,0,{"v":0,"d":"0.00"},0,{"v":355.2,"d":"355.20"},5.77,38,101740,{"$f":"'Honolulu TMY 3'!$D$5","v":2019},"03","14","05","03/14/2019 05:00","2019-03-13T19:00:00",72.32]
["20140314:0600",22.32,63.27,0,{"v":0,"d":"0.00"},0,355.87,5.56,39,101776,{"$f":"'Honolulu TMY 3'!$D$5","v":2019},"03","14","06","03/14/2019 06:00","2019-03-13T20:00:00",72.176]
["20140314:0700",22.25,{"v":63.2,"d":"63.20"},0,{"v":0,"d":"0.00"},0,356.53,5.35,40,101813,{"$f":"'Honolulu TMY 3'!$D$5","v":2019},"03","14","07","03/14/2019 07:00","2019-03-13T21:00:00",72.05000000000001]
["20140314:0800",22.18,63.12,0,{"v":0,"d":"0.00"},0,{"v":357.2,"d":"357.20"},5.14,42,101850,{"$f":"'Honolulu TMY 3'!$D$5","v":2019},"03","14","08","03/14/2019 08:00","2019-03-13T22:00:00",71.924]
["20140314:0900",22.15,63.19,0,{"v":0,"d":"0.00"},0,357.88,{"v":4.4,"d":"4.40"},46,101813,{"$f":"'Honolulu TMY 3'!$D$5","v":2019},"03","14","09","03/14/2019 09:00","2019-03-13T23:00:00",71.87]
["20140314:1000",22.13,63.25,0,{"v":0,"d":"0.00"},0,358.57,3.65,49,101776,{"$f":"'Honolulu TMY 3'!$D$5","v":2019},"03","14","10","03/14/2019 10:00","2019-03-14",71.834]
["20140314:1100",22.11,63.32,0,{"v":0,"d":"0.00"},0,359.25,{"v":2.9,"d":"2.90"},53,101740,{"$f":"'Honolulu TMY 3'!$D$5","v":2019},"03","14","11","03/14/2019 11:00","2019-03-14T01:00:00",71.798]
["20140314:1200",22.07,63.42,0,{"v":0,"d":"0.00"},0,{"v":365.7,"d":"365.70"},2.93,35,101696,{"$f":"'Honolulu TMY 3'!$D$5","v":2019},"03","14","12","03/14/2019 12:00","2019-03-14T02:00:00",71.726]
["20140314:1300",22.03,63.52,0,{"v":0,"d":"0.00"},0,372.15,2.96,17,101653,{"$f":"'Honolulu TMY 3'!$D$5","v":2019},"03","14","13","03/14/2019 13:00","2019-03-14T03:00:00",71.654]
["20140314:1400",21.99,63.62,0,{"v":0,"d":"0.00"},0,{"v":378.6,"d":"378.60"},2.99,359,101610,{"$f":"'Honolulu TMY 3'!$D$5","v":2019},"03","14","14","03/14/2019 14:00","2019-03-14T04:00:00",71.582]
["20140314:1500",22.01,63.44,0,{"v":0,"d":"0.00"},0,377.77,3.11,3,101656,{"$f":"'Honolulu TMY 3'!$D$5","v":2019},"03","14","15","03/14/2019 15:00","2019-03-14T05:00:00",71.618]
["20140314:1600",22.04,63.25,0,{"v":0,"d":"0.00"},0,376.93,3.22,7,101703,{"$f":"'Honolulu TMY 3'!$D$5","v":2019},"03","14","16","03/14/2019 16:00","2019-03-14T06:00:00",71.672]
["20140314:1700",22.06,63.07,17,{"v":0,"d":"0.00"},17,{"v":376.1,"d":"376.10"},3.34,11,101750,{"$f":"'Honolulu TMY 3'!$D$5","v":2019},"03","14","17","03/14/2019 17:00","2019-03-14T07:00:00",71.708]
["20140314:1800",22.11,62.73,186,245.83,113,374.47,3.18,14,101763,{"$f":"'Honolulu TMY 3'!$D$5","v":2019},"03","14","18","03/14/2019 18:00","2019-03-14T08:00:00",71.798]
["20140314:1900",22.16,62.38,425,485.23,176,372.83,3.03,16,101776,{"$f":"'Honolulu TMY 3'!$D$5","v":2019},"03","14","19","03/14/2019 19:00","2019-03-14T09:00:00",71.888]
["20140314:2000",22.22,62.04,482,220.68,329,{"v":371.2,"d":"371.20"},2.87,19,101790,{"$f":"'Honolulu TMY 3'!$D$5","v":2019},"03","14","20","03/14/2019 20:00","2019-03-14T10:00:00",71.99600000000001]
["20140314:2100",22.34,61.97,149,{"v":0,"d":"0.00"},149,372.23,3.09,12,101726,{"$f":"'Honolulu TMY 3'!$D$5","v":2019},"03","14","21","03/14/2019 21:00","2019-03-14T11:00:00",72.212]
["20140314:2200",22.46,61.89,262,12.23,251,373.27,{"v":3.3,"d":"3.30"},6,101663,{"$f":"'Honolulu TMY 3'!$D$5","v":2019},"03","14","22","03/14/2019 22:00","2019-03-14T12:00:00",72.428]
["20140314:2300",22.59,61.82,617,156.85,474,{"v":374.3,"d":"374.30"},3.52,360,101600,{"$f":"'Honolulu TMY 3'!$D$5","v":2019},"03","14","23","03/14/2019 23:00","2019-03-14T13:00:00",72.662]
["20140315:0000",22.46,63.52,631,225.98,436,380.32,2.93,331,101563,{"$f":"'Honolulu TMY 3'!$D$5","v":2019},"03","15","00","03/15/2019 00:00","2019-03-14T14:00:00",72.428]
["20140315:0100",22.34,65.22,644,466.92,293,386.33,2.35,302,101526,{"$f":"'Honolulu TMY 3'!$D$5","v":2019},"03","15","01","03/15/2019 01:00","2019-03-14T15:00:00",72.212]
["20140315:0200",22.21,66.92,380,188.64,269,392.35,1.77,273,101490,{"$f":"'Honolulu TMY 3'!$D$5","v":2019},"03","15","02","03/15/2019 02:00","2019-03-14T16:00:00",71.97800000000001]
["20140315:0300",22.28,67.01,142,13.02,137,386.67,1.62,270,101510,{"$f":"'Honolulu TMY 3'!$D$5","v":2019},"03","15","03","03/15/2019 03:00","2019-03-14T17:00:00",72.10400000000001]
["20140315:0400",22.34,67.09,49,{"v":0,"d":"0.00"},49,380.98,1.48,266,101530,{"$f":"'Honolulu TMY 3'!$D$5","v":2019},"03","15","04","03/15/2019 04:00","2019-03-14T18:00:00",72.212]
["20140315:0500",{"v":22.4,"d":"22.40"},67.18,0,{"v":0,"d":"0.00"},0,{"v":375.3,"d":"375.30"},1.34,263,101550,{"$f":"'Honolulu TMY 3'!$D$5","v":2019},"03","15","05","03/15/2019 05:00","2019-03-14T19:00:00",72.32]
["20140315:0600",22.37,67.16,0,{"v":0,"d":"0.00"},0,373.48,1.94,266,101570,{"$f":"'Honolulu TMY 3'!$D$5","v":2019},"03","15","06","03/15/2019 06:00","2019-03-14T20:00:00",72.266]
["20140315:0700",22.35,67.15,0,{"v":0,"d":"0.00"},0,371.67,2.53,268,101590,{"$f":"'Honolulu TMY 3'!$D$5","v":2019},"03","15","07","03/15/2019 07:00","2019-03-14T21:00:00",72.23]
["20140315:0800",22.33,67.13,0,{"v":0,"d":"0.00"},0,369.85,3.13,271,101610,{"$f":"'Honolulu TMY 3'!$D$5","v":2019},"03","15","08","03/15/2019 08:00","2019-03-14T22:00:00",72.19399999999999]
["20140315:0900",22.31,67.49,0,{"v":0,"d":"0.00"},0,369.38,3.77,275,101576,{"$f":"'Honolulu TMY 3'!$D$5","v":2019},"03","15","09","03/15/2019 09:00","2019-03-14T23:00:00",72.158]
["20140315:1000",22.29,67.84,0,{"v":0,"d":"0.00"},0,368.92,4.42,279,101543,{"$f":"'Honolulu TMY 3'!$D$5","v":2019},"03","15","10","03/15/2019 10:00","2019-03-15",72.122]
["20140315:1100",22.28,{"v":68.2,"d":"68.20"},0,{"v":0,"d":"0.00"},0,368.45,5.06,283,101510,{"$f":"'Honolulu TMY 3'!$D$5","v":2019},"03","15","11","03/15/2019 11:00","2019-03-15T01:00:00",72.10400000000001]
["20140315:1200",22.17,68.91,0,{"v":0,"d":"0.00"},0,374.55,5.43,279,101440,{"$f":"'Honolulu TMY 3'!$D$5","v":2019},"03","15","12","03/15/2019 12:00","2019-03-15T02:00:00",71.906]
["20140315:1300",22.07,69.62,0,{"v":0,"d":"0.00"},0,380.65,5.81,275,101370,{"$f":"'Honolulu TMY 3'!$D$5","v":2019},"03","15","13","03/15/2019 13:00","2019-03-15T03:00:00",71.726]
["20140315:1400",21.96,70.33,0,{"v":0,"d":"0.00"},0,386.75,6.18,272,101300,{"$f":"'Honolulu TMY 3'!$D$5","v":2019},"03","15","14","03/15/2019 14:00","2019-03-15T04:00:00",71.528]
["20140315:1500",21.96,{"v":69.6,"d":"69.60"},0,{"v":0,"d":"0.00"},0,389.38,6.34,274,101337,{"$f":"'Honolulu TMY 3'!$D$5","v":2019},"03","15","15","03/15/2019 15:00","2019-03-15T05:00:00",71.528]
["20140315:1600",21.95,68.87,0,{"v":0,"d":"0.00"},0,392.02,6.51,276,101373,{"$f":"'Honolulu TMY 3'!$D$5","v":2019},"03","15","16","03/15/2019 16:00","2019-03-15T06:00:00",71.50999999999999]
["20140315:1700",21.95,68.14,37,{"v":158.5,"d":"158.50"},27,394.65,6.68,279,101410,{"$f":"'Honolulu TMY 3'!$D$5","v":2019},"03","15","17","03/15/2019 17:00","2019-03-15T07:00:00",71.50999999999999]
["20140315:1800",{"v":22.1,"d":"22.10"},67.36,258,598.75,78,{"v":389.3,"d":"389.30"},6.75,279,101433,{"$f":"'Honolulu TMY 3'!$D$5","v":2019},"03","15","18","03/15/2019 18:00","2019-03-15T08:00:00",71.78]
["20140315:1900",22.25,66.58,406,406.38,196,383.95,6.83,279,101456,{"$f":"'Honolulu TMY 3'!$D$5","v":2019},"03","15","19","03/15/2019 19:00","2019-03-15T09:00:00",72.05000000000001]
["20140315:2000",{"v":22.4,"d":"22.40"},{"v":65.8,"d":"65.80"},501,243.99,331,{"v":378.6,"d":"378.60"},6.91,278,101480,{"$f":"'Honolulu TMY 3'!$D$5","v":2019},"03","15","20","03/15/2019 20:00","2019-03-15T10:00:00",72.32]
["20140315:2100",22.61,66.24,670,335.61,392,{"v":374.9,"d":"374.90"},6.64,278,101427,{"$f":"'Honolulu TMY 3'!$D$5","v":2019},"03","15","21","03/15/2019 21:00","2019-03-15T11:00:00",72.69800000000001]
["20140315:2200",22.83,66.68,757,{"v":361.2,"d":"361.20"},431,{"v":371.2,"d":"371.20"},6.37,278,101373,{"$f":"'Honolulu TMY 3'!$D$5","v":2019},"03","15","22","03/15/2019 22:00","2019-03-15T12:00:00",73.094]
["20140315:2300",23.05,67.12,548,95.15,461,{"v":367.5,"d":"367.50"},{"v":6.1,"d":"6.10"},277,101320,{"$f":"'Honolulu TMY 3'!$D$5","v":2019},"03","15","23","03/15/2019 23:00","2019-03-15T13:00:00",73.49000000000001]
["20140316:0000",22.92,67.98,601,183.77,442,365.53,6.66,274,101283,{"$f":"'Honolulu TMY 3'!$D$5","v":2019},"03","16","00","03/16/2019 00:00","2019-03-15T14:00:00",73.256]
["20140316:0100",22.79,68.84,441,104.81,362,363.57,7.22,270,101247,{"$f":"'Honolulu TMY 3'!$D$5","v":2019},"03","16","01","03/16/2019 01:00","2019-03-15T15:00:00",73.02199999999999]
["20140316:0200",22.65,{"v":69.7,"d":"69.70"},497,498.16,203,{"v":361.6,"d":"361.60"},7.78,266,101210,{"$f":"'Honolulu TMY 3'!$D$5","v":2019},"03","16","02","03/16/2019 02:00","2019-03-15T16:00:00",72.77]
["20140316:0300",22.42,71.84,269,331.93,141,{"v":369.1,"d":"369.10"},7.09,270,101260,{"$f":"'Honolulu TMY 3'!$D$5","v":2019},"03","16","03","03/16/2019 03:00","2019-03-15T17:00:00",72.356]
["20140316:0400",22.19,73.98,85,220.73,51,{"v":376.6,"d":"376.60"},{"v":6.4,"d":"6.40"},273,101310,{"$f":"'Honolulu TMY 3'!$D$5","v":2019},"03","16","04","03/16/2019 04:00","2019-03-15T18:00:00",71.94200000000001]
["20140316:0500",21.96,76.12,0,{"v":0,"d":"0.00"},0,{"v":384.1,"d":"384.10"},5.71,277,101360,{"$f":"'Honolulu TMY 3'!$D$5","v":2019},"03","16","05","03/16/2019 05:00","2019-03-15T19:00:00",71.528]
["20140316:0600",21.68,77.06,0,{"v":0,"d":"0.00"},0,388.42,5.06,281,101393,{"$f":"'Honolulu TMY 3'!$D$5","v":2019},"03","16","06","03/16/2019 06:00","2019-03-15T20:00:00",71.024]
["20140316:0700",21.41,{"v":78,"d":"78.00"},0,{"v":0,"d":"0.00"},0,392.73,{"v":4.4,"d":"4.40"},286,101427,{"$f":"'Honolulu TMY 3'!$D$5","v":2019},"03","16","07","03/16/2019 07:00","2019-03-15T21:00:00",70.53800000000001]
["20140316:0800",21.13,78.94,0,{"v":0,"d":"0.00"},0,397.05,3.75,290,101460,{"$f":"'Honolulu TMY 3'!$D$5","v":2019},"03","16","08","03/16/2019 08:00","2019-03-15T22:00:00",70.03399999999999]
["20140316:0900",21.05,77.53,0,{"v":0,"d":"0.00"},0,395.62,{"v":4.5,"d":"4.50"},299,101427,{"$f":"'Honolulu TMY 3'!$D$5","v":2019},"03","16","09","03/16/2019 09:00","2019-03-15T23:00:00",69.89]
["20140316:1000",20.97,76.11,0,{"v":0,"d":"0.00"},0,394.18,5.25,308,101393,{"$f":"'Honolulu TMY 3'!$D$5","v":2019},"03","16","10","03/16/2019 10:00","2019-03-16",69.74600000000001]
["20140316:1100",{"v":20.9,"d":"20.90"},{"v":74.7,"d":"74.70"},0,{"v":0,"d":"0.00"},0,392.75,{"v":6,"d":"6.00"},316,101360,{"$f":"'Honolulu TMY 3'!$D$5","v":2019},"03","16","11","03/16/2019 11:00","2019-03-16T01:00:00",69.62]
["20140316:1200",20.92,72.89,0,{"v":0,"d":"0.00"},0,392.63,6.06,318,101337,{"$f":"'Honolulu TMY 3'!$D$5","v":2019},"03","16","12","03/16/2019 12:00","2019-03-16T02:00:00",69.656]
["20140316:1300",20.95,71.07,0,{"v":0,"d":"0.00"},0,392.52,6.12,319,101313,{"$f":"'Honolulu TMY 3'!$D$5","v":2019},"03","16","13","03/16/2019 13:00","2019-03-16T03:00:00",69.71000000000001]
["20140316:1400",20.97,69.26,0,{"v":0,"d":"0.00"},0,{"v":392.4,"d":"392.40"},6.18,321,101290,{"$f":"'Honolulu TMY 3'!$D$5","v":2019},"03","16","14","03/16/2019 14:00","2019-03-16T04:00:00",69.74600000000001]
["20140316:1500",21.04,67.46,0,{"v":0,"d":"0.00"},0,392.08,6.11,323,101357,{"$f":"'Honolulu TMY 3'!$D$5","v":2019},"03","16","15","03/16/2019 15:00","2019-03-16T05:00:00",69.872]
["20140316:1600",{"v":21.1,"d":"21.10"},65.65,0,{"v":0,"d":"0.00"},0,391.77,6.04,325,101423,{"$f":"'Honolulu TMY 3'!$D$5","v":2019},"03","16","16","03/16/2019 16:00","2019-03-16T06:00:00",69.98]
["20140316:1700",21.17,63.85,2,{"v":0,"d":"0.00"},2,391.45,5.97,328,101490,{"$f":"'Honolulu TMY 3'!$D$5","v":2019},{"$f":"MID(A1811,5,2)","v":"03"},{"$f":"MID(A1811,7,2)","v":"16"},{"$f":"MID(A1811,10,2)","v":"17"},{"$f":"L1811&\"/\"&M1811&\"/\"&K1811&\" \"&N1811&\":00\"","v":"03/16/2019 17:00"},{"$f":"(DATEVALUE(O1811)+TIMEVALUE(O1811))+($P$16/24)","v":"2019-03-16T07:00:00"},{"$f":"((9/5)*B1811)+32","v":70.106}]
["20140316:1800",21.27,62.28,184,{"v":213.6,"d":"213.60"},119,387.43,4.87,328,101506,{"$f":"'Honolulu TMY 3'!$D$5","v":2019},"03","16","18","03/16/2019 18:00","2019-03-16T08:00:00",70.286]
["20140316:1900",21.37,{"v":60.7,"d":"60.70"},435,497.75,176,383.42,3.77,328,101523,{"$f":"'Honolulu TMY 3'!$D$5","v":2019},"03","16","19","03/16/2019 19:00","2019-03-16T09:00:00",70.46600000000001]
["20140316:2000",21.48,59.13,624,552.72,237,{"v":379.4,"d":"379.40"},2.66,329,101540,{"$f":"'Honolulu TMY 3'!$D$5","v":2019},"03","16","20","03/16/2019 20:00","2019-03-16T10:00:00",70.664]
["20140316:2100",21.67,58.38,640,{"v":277.8,"d":"277.80"},409,377.38,3.86,328,101486,{"$f":"'Honolulu TMY 3'!$D$5","v":2019},"03","16","21","03/16/2019 21:00","2019-03-16T11:00:00",71.006]
["20140316:2200",21.86,57.64,750,345.67,437,375.37,5.06,328,101433,{"$f":"'Honolulu TMY 3'!$D$5","v":2019},"03","16","22","03/16/2019 22:00","2019-03-16T12:00:00",71.348]
["20140316:2300",22.05,56.89,773,371.88,432,373.35,6.26,327,101380,{"$f":"'Honolulu TMY 3'!$D$5","v":2019},"03","16","23","03/16/2019 23:00","2019-03-16T13:00:00",71.69]
["20140317:0000",22.18,56.46,799,531.42,338,371.47,6.12,329,101357,{"$f":"'Honolulu TMY 3'!$D$5","v":2019},"03","17","00","03/17/2019 00:00","2019-03-16T14:00:00",71.924]
["20140317:0100",22.32,56.04,655,497.54,279,369.58,5.98,331,101333,{"$f":"'Honolulu TMY 3'!$D$5","v":2019},"03","17","01","03/17/2019 01:00","2019-03-16T15:00:00",72.176]
["20140317:0200",22.45,55.61,533,640.33,154,{"v":367.7,"d":"367.70"},5.83,334,101310,{"$f":"'Honolulu TMY 3'!$D$5","v":2019},"03","17","02","03/17/2019 02:00","2019-03-16T16:00:00",72.41]
["20140317:0300",22.46,55.83,123,{"v":0,"d":"0.00"},123,{"v":368.1,"d":"368.10"},5.85,335,101357,{"$f":"'Honolulu TMY 3'!$D$5","v":2019},"03","17","03","03/17/2019 03:00","2019-03-16T17:00:00",72.428]
["20140317:0400",22.47,56.04,91,270.26,49,{"v":368.5,"d":"368.50"},5.86,336,101403,{"$f":"'Honolulu TMY 3'!$D$5","v":2019},"03","17","04","03/17/2019 04:00","2019-03-16T18:00:00",72.446]
["20140317:0500",22.48,56.26,0,{"v":0,"d":"0.00"},0,{"v":368.9,"d":"368.90"},5.88,338,101450,{"$f":"'Honolulu TMY 3'!$D$5","v":2019},"03","17","05","03/17/2019 05:00","2019-03-16T19:00:00",72.464]
["20140317:0600",{"v":22.4,"d":"22.40"},56.69,0,{"v":0,"d":"0.00"},0,369.42,{"v":5.7,"d":"5.70"},336,101503,{"$f":"'Honolulu TMY 3'!$D$5","v":2019},"03","17","06","03/17/2019 06:00","2019-03-16T20:00:00",72.32]
["20140317:0700",22.32,57.12,0,{"v":0,"d":"0.00"},0,369.93,5.52,335,101556,{"$f":"'Honolulu TMY 3'!$D$5","v":2019},"03","17","07","03/17/2019 07:00","2019-03-16T21:00:00",72.176]
["20140317:0800",22.24,57.55,0,{"v":0,"d":"0.00"},0,370.45,5.34,334,101610,{"$f":"'Honolulu TMY 3'!$D$5","v":2019},"03","17","08","03/17/2019 08:00","2019-03-16T22:00:00",72.032]
["20140317:0900",22.16,58.51,0,{"v":0,"d":"0.00"},0,371.33,5.17,334,101583,{"$f":"'Honolulu TMY 3'!$D$5","v":2019},"03","17","09","03/17/2019 09:00","2019-03-16T23:00:00",71.888]
["20140317:1000",22.09,59.47,0,{"v":0,"d":"0.00"},0,372.22,{"v":5,"d":"5.00"},334,101556,{"$f":"'Honolulu TMY 3'!$D$5","v":2019},"03","17","10","03/17/2019 10:00","2019-03-17",71.762]
["20140317:1100",22.02,60.43,0,{"v":0,"d":"0.00"},0,{"v":373.1,"d":"373.10"},4.83,334,101530,{"$f":"'Honolulu TMY 3'!$D$5","v":2019},"03","17","11","03/17/2019 11:00","2019-03-17T01:00:00",71.636]
["20140317:1200",21.69,62.69,0,{"v":0,"d":"0.00"},0,{"v":374,"d":"374.00"},4.75,340,101500,{"$f":"'Honolulu TMY 3'!$D$5","v":2019},"03","17","12","03/17/2019 12:00","2019-03-17T02:00:00",71.042]
["20140317:1300",21.37,64.96,0,{"v":0,"d":"0.00"},0,{"v":374.9,"d":"374.90"},4.68,346,101470,{"$f":"'Honolulu TMY 3'!$D$5","v":2019},"03","17","13","03/17/2019 13:00","2019-03-17T03:00:00",70.46600000000001]
["20140317:1400",21.04,67.22,0,{"v":0,"d":"0.00"},0,{"v":375.8,"d":"375.80"},4.61,352,101440,{"$f":"'Honolulu TMY 3'!$D$5","v":2019},"03","17","14","03/17/2019 14:00","2019-03-17T04:00:00",69.872]
["20140317:1500",21.06,66.58,0,{"v":0,"d":"0.00"},0,373.48,4.88,355,101493,{"$f":"'Honolulu TMY 3'!$D$5","v":2019},"03","17","15","03/17/2019 15:00","2019-03-17T05:00:00",69.908]
["20140317:1600",21.09,65.95,0,{"v":0,"d":"0.00"},0,371.17,5.15,359,101546,{"$f":"'Honolulu TMY 3'!$D$5","v":2019},"03","17","16","03/17/2019 16:00","2019-03-17T06:00:00",69.962]
["20140317:1700",21.11,65.31,27,14.19,26,368.85,5.42,3,101600,{"$f":"'Honolulu TMY 3'!$D$5","v":2019},"03","17","17","03/17/2019 17:00","2019-03-17T07:00:00",69.99799999999999]
["20140317:1800",21.22,64.19,209,318.19,111,366.82,5.15,5,101633,{"$f":"'Honolulu TMY 3'!$D$5","v":2019},"03","17","18","03/17/2019 18:00","2019-03-17T08:00:00",70.196]
["20140317:1900",21.33,63.08,418,425.63,195,364.78,4.88,8,101666,{"$f":"'Honolulu TMY 3'!$D$5","v":2019},"03","17","19","03/17/2019 19:00","2019-03-17T09:00:00",70.394]
["20140317:2000",21.43,61.96,724,861.31,118,362.75,4.61,10,101700,{"$f":"'Honolulu TMY 3'!$D$5","v":2019},"03","17","20","03/17/2019 20:00","2019-03-17T10:00:00",70.574]
["20140317:2100",21.62,61.29,884,{"v":908.1,"d":"908.10"},126,360.65,4.23,12,101640,{"$f":"'Honolulu TMY 3'!$D$5","v":2019},"03","17","21","03/17/2019 21:00","2019-03-17T11:00:00",70.916]
["20140317:2200",21.81,60.63,975,929.14,131,358.55,3.86,14,101580,{"$f":"'Honolulu TMY 3'!$D$5","v":2019},"03","17","22","03/17/2019 22:00","2019-03-17T12:00:00",71.258]
["20140317:2300",{"v":22,"d":"22.00"},59.96,773,{"v":365.4,"d":"365.40"},437,356.45,3.49,16,101520,{"$f":"'Honolulu TMY 3'!$D$5","v":2019},"03","17","23","03/17/2019 23:00","2019-03-17T13:00:00",71.6]
["20140318:0000",21.87,60.02,923,{"v":914.1,"d":"914.10"},128,352.58,3.53,15,101480,{"$f":"'Honolulu TMY 3'!$D$5","v":2019},"03","18","00","03/18/2019 00:00","2019-03-17T14:00:00",71.366]
["20140318:0100",21.75,60.07,785,876.39,121,348.72,3.57,14,101440,{"$f":"'Honolulu TMY 3'!$D$5","v":2019},"03","18","01","03/18/2019 01:00","2019-03-17T15:00:00",71.15]
["20140318:0200",21.62,60.13,586,803.63,109,344.85,3.61,12,101400,{"$f":"'Honolulu TMY 3'!$D$5","v":2019},"03","18","02","03/18/2019 02:00","2019-03-17T16:00:00",70.916]
["20140318:0300",21.67,{"v":60.4,"d":"60.40"},348,{"v":666.5,"d":"666.50"},89,344.73,3.78,12,101463,{"$f":"'Honolulu TMY 3'!$D$5","v":2019},"03","18","03","03/18/2019 03:00","2019-03-17T17:00:00",71.006]
["20140318:0400",21.71,60.68,88,197.76,57,344.62,3.95,12,101526,{"$f":"'Honolulu TMY 3'!$D$5","v":2019},"03","18","04","03/18/2019 04:00","2019-03-17T18:00:00",71.078]
["20140318:0500",21.76,60.95,0,{"v":0,"d":"0.00"},0,{"v":344.5,"d":"344.50"},4.12,12,101590,{"$f":"'Honolulu TMY 3'!$D$5","v":2019},"03","18","05","03/18/2019 05:00","2019-03-17T19:00:00",71.168]
["20140318:0600",21.68,61.38,0,{"v":0,"d":"0.00"},0,346.12,4.23,15,101620,{"$f":"'Honolulu TMY 3'!$D$5","v":2019},"03","18","06","03/18/2019 06:00","2019-03-17T20:00:00",71.024]
["20140318:0700",21.61,61.81,0,{"v":0,"d":"0.00"},0,347.73,4.33,18,101650,{"$f":"'Honolulu TMY 3'!$D$5","v":2019},"03","18","07","03/18/2019 07:00","2019-03-17T21:00:00",70.898]
["20140318:0800",21.53,62.24,0,{"v":0,"d":"0.00"},0,349.35,4.43,22,101680,{"$f":"'Honolulu TMY 3'!$D$5","v":2019},"03","18","08","03/18/2019 08:00","2019-03-17T22:00:00",70.754]
["20140318:0900",21.51,{"v":62.6,"d":"62.60"},0,{"v":0,"d":"0.00"},0,{"v":351,"d":"351.00"},4.22,25,101640,{"$f":"'Honolulu TMY 3'!$D$5","v":2019},"03","18","09","03/18/2019 09:00","2019-03-17T23:00:00",70.718]
["20140318:1000",21.49,62.97,0,{"v":0,"d":"0.00"},0,352.65,{"v":4,"d":"4.00"},29,101600,{"$f":"'Honolulu TMY 3'!$D$5","v":2019},"03","18","10","03/18/2019 10:00","2019-03-18",70.68199999999999]
["20140318:1100",21.47,63.33,0,{"v":0,"d":"0.00"},0,{"v":354.3,"d":"354.30"},3.79,33,101560,{"$f":"'Honolulu TMY 3'!$D$5","v":2019},"03","18","11","03/18/2019 11:00","2019-03-18T01:00:00",70.646]
["20140318:1200",21.32,64.31,0,{"v":0,"d":"0.00"},0,{"v":352.5,"d":"352.50"},{"v":3.7,"d":"3.70"},29,101530,{"$f":"'Honolulu TMY 3'!$D$5","v":2019},"03","18","12","03/18/2019 12:00","2019-03-18T02:00:00",70.376]
["20140318:1300",21.17,{"v":65.3,"d":"65.30"},0,{"v":0,"d":"0.00"},0,{"v":350.7,"d":"350.70"},{"v":3.6,"d":"3.60"},26,101500,{"$f":"'Honolulu TMY 3'!$D$5","v":2019},"03","18","13","03/18/2019 13:00","2019-03-18T03:00:00",70.106]
["20140318:1400",21.02,66.28,0,{"v":0,"d":"0.00"},0,{"v":348.9,"d":"348.90"},{"v":3.5,"d":"3.50"},23,101470,{"$f":"'Honolulu TMY 3'!$D$5","v":2019},"03","18","14","03/18/2019 14:00","2019-03-18T04:00:00",69.836]
["20140318:1500",21.04,66.74,0,{"v":0,"d":"0.00"},0,{"v":348.9,"d":"348.90"},{"v":3.5,"d":"3.50"},26,101516,{"$f":"'Honolulu TMY 3'!$D$5","v":2019},"03","18","15","03/18/2019 15:00","2019-03-18T05:00:00",69.872]
["20140318:1600",21.06,67.21,0,{"v":0,"d":"0.00"},0,{"v":348.9,"d":"348.90"},{"v":3.5,"d":"3.50"},29,101563,{"$f":"'Honolulu TMY 3'!$D$5","v":2019},"03","18","16","03/18/2019 16:00","2019-03-18T06:00:00",69.908]
["20140318:1700",21.08,67.67,25,{"v":0,"d":"0.00"},25,{"v":348.9,"d":"348.90"},{"v":3.5,"d":"3.50"},32,101610,{"$f":"'Honolulu TMY 3'!$D$5","v":2019},"03","18","17","03/18/2019 17:00","2019-03-18T07:00:00",69.94399999999999]
["20140318:1800",21.12,67.81,268,{"v":606.4,"d":"606.40"},79,348.57,3.87,32,101623,{"$f":"'Honolulu TMY 3'!$D$5","v":2019},"03","18","18","03/18/2019 18:00","2019-03-18T08:00:00",70.016]
["20140318:1900",21.17,67.95,510,771.57,103,348.23,4.24,33,101636,{"$f":"'Honolulu TMY 3'!$D$5","v":2019},"03","18","19","03/18/2019 19:00","2019-03-18T09:00:00",70.106]
["20140318:2000",21.22,68.09,597,439.91,286,{"v":347.9,"d":"347.90"},4.61,33,101650,{"$f":"'Honolulu TMY 3'!$D$5","v":2019},"03","18","20","03/18/2019 20:00","2019-03-18T10:00:00",70.196]
["20140318:2100",21.39,67.93,599,208.87,424,348.78,4.81,32,101593,{"$f":"'Honolulu TMY 3'!$D$5","v":2019},"03","18","21","03/18/2019 21:00","2019-03-18T11:00:00",70.50200000000001]
["20140318:2200",21.57,67.77,550,98.77,460,349.67,5.02,30,101536,{"$f":"'Honolulu TMY 3'!$D$5","v":2019},"03","18","22","03/18/2019 22:00","2019-03-18T12:00:00",70.826]
["20140318:2300",21.75,67.61,827,471.76,392,350.55,5.23,29,101480,{"$f":"'Honolulu TMY 3'!$D$5","v":2019},"03","18","23","03/18/2019 23:00","2019-03-18T13:00:00",71.15]
["20140319:0000",21.65,68.08,251,11.47,241,{"v":348.5,"d":"348.50"},5.12,27,101453,{"$f":"'Honolulu TMY 3'!$D$5","v":2019},"03","19","00","03/19/2019 00:00","2019-03-18T14:00:00",70.97]
["20140319:0100",21.55,68.55,596,326.52,348,346.45,5.02,26,101427,{"$f":"'Honolulu TMY 3'!$D$5","v":2019},"03","19","01","03/19/2019 01:00","2019-03-18T15:00:00",70.78999999999999]
["20140319:0200",21.45,69.02,126,{"v":0,"d":"0.00"},126,{"v":344.4,"d":"344.40"},4.91,25,101400,{"$f":"'Honolulu TMY 3'!$D$5","v":2019},"03","19","02","03/19/2019 02:00","2019-03-18T16:00:00",70.61]
["20140319:0300",21.49,68.85,270,320.48,145,{"v":346.4,"d":"346.40"},{"v":5,"d":"5.00"},28,101440,{"$f":"'Honolulu TMY 3'!$D$5","v":2019},"03","19","03","03/19/2019 03:00","2019-03-18T17:00:00",70.68199999999999]
["20140319:0400",21.53,68.67,82,177.13,54,{"v":348.4,"d":"348.40"},5.09,32,101480,{"$f":"'Honolulu TMY 3'!$D$5","v":2019},"03","19","04","03/19/2019 04:00","2019-03-18T18:00:00",70.754]
["20140319:0500",21.57,{"v":68.5,"d":"68.50"},0,{"v":0,"d":"0.00"},0,{"v":350.4,"d":"350.40"},5.17,36,101520,{"$f":"'Honolulu TMY 3'!$D$5","v":2019},"03","19","05","03/19/2019 05:00","2019-03-18T19:00:00",70.826]
["20140319:0600",21.55,68.51,0,{"v":0,"d":"0.00"},0,350.53,5.38,44,101543,{"$f":"'Honolulu TMY 3'!$D$5","v":2019},"03","19","06","03/19/2019 06:00","2019-03-18T20:00:00",70.78999999999999]
["20140319:0700",21.54,68.51,0,{"v":0,"d":"0.00"},0,350.67,{"v":5.6,"d":"5.60"},52,101566,{"$f":"'Honolulu TMY 3'!$D$5","v":2019},"03","19","07","03/19/2019 07:00","2019-03-18T21:00:00",70.77199999999999]
["20140319:0800",21.53,68.52,0,{"v":0,"d":"0.00"},0,{"v":350.8,"d":"350.80"},5.81,60,101590,{"$f":"'Honolulu TMY 3'!$D$5","v":2019},"03","19","08","03/19/2019 08:00","2019-03-18T22:00:00",70.754]
["20140319:0900",21.59,68.39,0,{"v":0,"d":"0.00"},0,349.28,5.26,67,101546,{"$f":"'Honolulu TMY 3'!$D$5","v":2019},{"$f":"MID(A1875,5,2)","v":"03"},{"$f":"MID(A1875,7,2)","v":"19"},{"$f":"MID(A1875,10,2)","v":"09"},{"$f":"L1875&\"/\"&M1875&\"/\"&K1875&\" \"&N1875&\":00\"","v":"03/19/2019 09:00"},{"$f":"(DATEVALUE(O1875)+TIMEVALUE(O1875))+($P$16/24)","v":"2019-03-18T23:00:00"},{"$f":"((9/5)*B1875)+32","v":70.862}]
["20140319:1000",21.65,68.26,0,{"v":0,"d":"0.00"},0,347.77,4.72,73,101503,{"$f":"'Honolulu TMY 3'!$D$5","v":2019},"03","19","10","03/19/2019 10:00","2019-03-19",70.97]
["20140319:1100",21.72,68.13,0,{"v":0,"d":"0.00"},0,346.25,4.18,79,101460,{"$f":"'Honolulu TMY 3'!$D$5","v":2019},"03","19","11","03/19/2019 11:00","2019-03-19T01:00:00",71.096]
["20140319:1200",21.71,68.21,0,{"v":0,"d":"0.00"},0,348.38,3.98,81,101433,{"$f":"'Honolulu TMY 3'!$D$5","v":2019},"03","19","12","03/19/2019 12:00","2019-03-19T02:00:00",71.078]
["20140319:1300",21.71,68.29,0,{"v":0,"d":"0.00"},0,350.52,3.77,83,101407,{"$f":"'Honolulu TMY 3'!$D$5","v":2019},"03","19","13","03/19/2019 13:00","2019-03-19T03:00:00",71.078]
["20140319:1400",{"v":21.7,"d":"21.70"},68.37,0,{"v":0,"d":"0.00"},0,352.65,3.57,84,101380,{"$f":"'Honolulu TMY 3'!$D$5","v":2019},"03","19","14","03/19/2019 14:00","2019-03-19T04:00:00",71.06]
["20140319:1500",21.82,67.72,0,{"v":0,"d":"0.00"},0,351.82,3.31,94,101430,{"$f":"'Honolulu TMY 3'!$D$5","v":2019},"03","19","15","03/19/2019 15:00","2019-03-19T05:00:00",71.27600000000001]
["20140319:1600",21.95,67.07,0,{"v":0,"d":"0.00"},0,350.98,3.05,104,101480,{"$f":"'Honolulu TMY 3'!$D$5","v":2019},"03","19","16","03/19/2019 16:00","2019-03-19T06:00:00",71.50999999999999]
["20140319:1700",22.07,66.42,14,{"v":0,"d":"0.00"},14,350.15,2.79,114,101530,{"$f":"'Honolulu TMY 3'!$D$5","v":2019},"03","19","17","03/19/2019 17:00","2019-03-19T07:00:00",71.726]
["20140319:1800",22.24,65.43,106,{"v":0,"d":"0.00"},106,348.65,2.68,123,101553,{"$f":"'Honolulu TMY 3'!$D$5","v":2019},"03","19","18","03/19/2019 18:00","2019-03-19T08:00:00",72.032]
["20140319:1900",22.41,64.45,203,16.95,194,347.15,2.57,131,101576,{"$f":"'Honolulu TMY 3'!$D$5","v":2019},"03","19","19","03/19/2019 19:00","2019-03-19T09:00:00",72.338]
["20140319:2000",22.58,63.46,483,199.91,341,345.65,2.47,140,101600,{"$f":"'Honolulu TMY 3'!$D$5","v":2019},"03","19","20","03/19/2019 20:00","2019-03-19T10:00:00",72.644]
["20140319:2100",22.79,62.77,588,205.72,415,344.88,2.94,147,101553,{"$f":"'Honolulu TMY 3'!$D$5","v":2019},"03","19","21","03/19/2019 21:00","2019-03-19T11:00:00",73.02199999999999]
["20140319:2200",{"v":23,"d":"23.00"},62.09,718,{"v":312.9,"d":"312.90"},432,344.12,3.42,153,101506,{"$f":"'Honolulu TMY 3'!$D$5","v":2019},"03","19","22","03/19/2019 22:00","2019-03-19T12:00:00",73.4]
["20140319:2300",23.21,{"v":61.4,"d":"61.40"},727,281.21,467,343.35,3.89,160,101460,{"$f":"'Honolulu TMY 3'!$D$5","v":2019},"03","19","23","03/19/2019 23:00","2019-03-19T13:00:00",73.778]
["20140320:0000",23.16,62.77,911,895.88,128,346.33,3.95,165,101437,{"$f":"'Honolulu TMY 3'!$D$5","v":2019},"03","20","00","03/20/2019 00:00","2019-03-19T14:00:00",73.688]
["20140320:0100",23.11,64.15,774,857.67,121,349.32,4.02,170,101413,{"$f":"'Honolulu TMY 3'!$D$5","v":2019},"03","20","01","03/20/2019 01:00","2019-03-19T15:00:00",73.598]
["20140320:0200",23.06,65.52,578,787.57,108,{"v":352.3,"d":"352.30"},4.08,175,101390,{"$f":"'Honolulu TMY 3'!$D$5","v":2019},"03","20","02","03/20/2019 02:00","2019-03-19T16:00:00",73.508]
["20140320:0300",23.05,65.61,344,653.99,88,352.82,3.67,150,101433,{"$f":"'Honolulu TMY 3'!$D$5","v":2019},"03","20","03","03/20/2019 03:00","2019-03-19T17:00:00",73.49000000000001]
["20140320:0400",23.04,65.69,107,351.37,51,353.33,3.26,125,101476,{"$f":"'Honolulu TMY 3'!$D$5","v":2019},"03","20","04","03/20/2019 04:00","2019-03-19T18:00:00",73.47200000000001]
["20140320:0500",23.03,65.78,0,{"v":0,"d":"0.00"},0,353.85,2.84,100,101520,{"$f":"'Honolulu TMY 3'!$D$5","v":2019},"03","20","05","03/20/2019 05:00","2019-03-19T19:00:00",73.45400000000001]
["20140320:0600",22.98,66.26,0,{"v":0,"d":"0.00"},0,354.83,2.13,98,101553,{"$f":"'Honolulu TMY 3'!$D$5","v":2019},"03","20","06","03/20/2019 06:00","2019-03-19T20:00:00",73.364]
["20140320:0700",22.94,66.75,0,{"v":0,"d":"0.00"},0,355.82,1.43,97,101586,{"$f":"'Honolulu TMY 3'!$D$5","v":2019},"03","20","07","03/20/2019 07:00","2019-03-19T21:00:00",73.292]
["20140320:0800",22.89,67.23,0,{"v":0,"d":"0.00"},0,{"v":356.8,"d":"356.80"},0.72,95,101620,{"$f":"'Honolulu TMY 3'!$D$5","v":2019},"03","20","08","03/20/2019 08:00","2019-03-19T22:00:00",73.202]
["20140320:0900",22.89,67.87,0,{"v":0,"d":"0.00"},0,358.38,1.22,97,101580,{"$f":"'Honolulu TMY 3'!$D$5","v":2019},"03","20","09","03/20/2019 09:00","2019-03-19T23:00:00",73.202]
["20140320:1000",22.89,{"v":68.5,"d":"68.50"},0,{"v":0,"d":"0.00"},0,359.97,1.72,99,101540,{"$f":"'Honolulu TMY 3'!$D$5","v":2019},"03","20","10","03/20/2019 10:00","2019-03-20",73.202]
["20140320:1100",22.89,69.14,0,{"v":0,"d":"0.00"},0,361.55,2.22,101,101500,{"$f":"'Honolulu TMY 3'!$D$5","v":2019},"03","20","11","03/20/2019 11:00","2019-03-20T01:00:00",73.202]
["20140320:1200",22.81,70.43,0,{"v":0,"d":"0.00"},0,360.57,2.44,103,101480,{"$f":"'Honolulu TMY 3'!$D$5","v":2019},"03","20","12","03/20/2019 12:00","2019-03-20T02:00:00",73.05799999999999]
["20140320:1300",22.74,71.71,0,{"v":0,"d":"0.00"},0,359.58,2.66,104,101460,{"$f":"'Honolulu TMY 3'!$D$5","v":2019},"03","20","13","03/20/2019 13:00","2019-03-20T03:00:00",72.93199999999999]
["20140320:1400",22.66,{"v":73,"d":"73.00"},0,{"v":0,"d":"0.00"},0,{"v":358.6,"d":"358.60"},2.88,106,101440,{"$f":"'Honolulu TMY 3'!$D$5","v":2019},"03","20","14","03/20/2019 14:00","2019-03-20T04:00:00",72.78800000000001]
["20140320:1500",22.72,72.92,0,{"v":0,"d":"0.00"},0,360.18,{"v":3,"d":"3.00"},107,101503,{"$f":"'Honolulu TMY 3'!$D$5","v":2019},"03","20","15","03/20/2019 15:00","2019-03-20T05:00:00",72.896]
["20140320:1600",22.77,72.84,0,{"v":0,"d":"0.00"},0,361.77,3.12,109,101566,{"$f":"'Honolulu TMY 3'!$D$5","v":2019},"03","20","16","03/20/2019 16:00","2019-03-20T06:00:00",72.98599999999999]
["20140320:1700",22.83,72.76,50,208.13,33,363.35,3.24,110,101630,{"$f":"'Honolulu TMY 3'!$D$5","v":2019},"03","20","17","03/20/2019 17:00","2019-03-20T07:00:00",73.094]
["20140320:1800",22.97,72.68,275,{"v":611.2,"d":"611.20"},80,366.17,3.25,112,101660,{"$f":"'Honolulu TMY 3'!$D$5","v":2019},"03","20","18","03/20/2019 18:00","2019-03-20T08:00:00",73.346]
["20140320:1900",23.11,{"v":72.6,"d":"72.60"},422,407.78,204,368.98,3.25,115,101690,{"$f":"'Honolulu TMY 3'!$D$5","v":2019},"03","20","19","03/20/2019 19:00","2019-03-20T09:00:00",73.598]
["20140320:2000",23.25,72.52,593,411.96,299,{"v":371.8,"d":"371.80"},3.26,117,101720,{"$f":"'Honolulu TMY 3'!$D$5","v":2019},"03","20","20","03/20/2019 20:00","2019-03-20T10:00:00",73.85]
["20140320:2100",23.44,72.47,732,486.96,321,372.25,{"v":3.3,"d":"3.30"},115,101676,{"$f":"'Honolulu TMY 3'!$D$5","v":2019},"03","20","21","03/20/2019 21:00","2019-03-20T11:00:00",74.19200000000001]
["20140320:2200",23.63,72.42,839,{"v":496.3,"d":"496.30"},384,{"v":372.7,"d":"372.70"},3.35,113,101633,{"$f":"'Honolulu TMY 3'!$D$5","v":2019},"03","20","22","03/20/2019 22:00","2019-03-20T12:00:00",74.53399999999999]
["20140320:2300",23.82,72.37,789,394.82,423,373.15,3.39,110,101590,{"$f":"'Honolulu TMY 3'!$D$5","v":2019},"03","20","23","03/20/2019 23:00","2019-03-20T13:00:00",74.876]
["20140321:0000",23.73,{"v":72.2,"d":"72.20"},773,474.84,357,374.13,3.43,125,101566,{"$f":"'Honolulu TMY 3'!$D$5","v":2019},"03","21","00","03/21/2019 00:00","2019-03-20T14:00:00",74.714]
["20140321:0100",23.64,72.04,654,469.11,296,375.12,3.46,140,101543,{"$f":"'Honolulu TMY 3'!$D$5","v":2019},"03","21","01","03/21/2019 01:00","2019-03-20T15:00:00",74.55199999999999]
["20140321:0200",23.55,71.87,578,783.86,109,{"v":376.1,"d":"376.10"},3.49,155,101520,{"$f":"'Honolulu TMY 3'!$D$5","v":2019},"03","21","02","03/21/2019 02:00","2019-03-20T16:00:00",74.39]
["20140321:0300",23.53,72.57,333,616.06,91,376.23,3.57,127,101566,{"$f":"'Honolulu TMY 3'!$D$5","v":2019},"03","21","03","03/21/2019 03:00","2019-03-20T17:00:00",74.35400000000001]
["20140321:0400",{"v":23.5,"d":"23.50"},73.28,94,267.66,51,376.37,3.66,100,101613,{"$f":"'Honolulu TMY 3'!$D$5","v":2019},"03","21","04","03/21/2019 04:00","2019-03-20T18:00:00",74.30000000000001]
["20140321:0500",23.47,73.98,0,{"v":0,"d":"0.00"},0,{"v":376.5,"d":"376.50"},3.74,73,101660,{"$f":"'Honolulu TMY 3'!$D$5","v":2019},"03","21","05","03/21/2019 05:00","2019-03-20T19:00:00",74.24600000000001]
["20140321:0600",23.39,{"v":75.3,"d":"75.30"},0,{"v":0,"d":"0.00"},0,376.98,3.68,73,101693,{"$f":"'Honolulu TMY 3'!$D$5","v":2019},"03","21","06","03/21/2019 06:00","2019-03-20T20:00:00",74.102]
["20140321:0700",23.32,76.62,0,{"v":0,"d":"0.00"},0,377.47,3.62,74,101726,{"$f":"'Honolulu TMY 3'!$D$5","v":2019},"03","21","07","03/21/2019 07:00","2019-03-20T21:00:00",73.976]
["20140321:0800",23.25,77.94,0,{"v":0,"d":"0.00"},0,377.95,3.56,74,101760,{"$f":"'Honolulu TMY 3'!$D$5","v":2019},"03","21","08","03/21/2019 08:00","2019-03-20T22:00:00",73.85]
["20140321:0900",23.24,{"v":79,"d":"79.00"},0,{"v":0,"d":"0.00"},0,378.08,3.22,78,101716,{"$f":"'Honolulu TMY 3'!$D$5","v":2019},"03","21","09","03/21/2019 09:00","2019-03-20T23:00:00",73.832]
["20140321:1000",23.23,80.06,0,{"v":0,"d":"0.00"},0,378.22,2.88,82,101673,{"$f":"'Honolulu TMY 3'!$D$5","v":2019},"03","21","10","03/21/2019 10:00","2019-03-21",73.814]
["20140321:1100",23.23,81.12,0,{"v":0,"d":"0.00"},0,378.35,2.54,86,101630,{"$f":"'Honolulu TMY 3'!$D$5","v":2019},"03","21","11","03/21/2019 11:00","2019-03-21T01:00:00",73.814]
["20140321:1200",23.23,81.94,0,{"v":0,"d":"0.00"},0,379.13,2.51,90,101596,{"$f":"'Honolulu TMY 3'!$D$5","v":2019},"03","21","12","03/21/2019 12:00","2019-03-21T02:00:00",73.814]
["20140321:1300",23.23,82.75,0,{"v":0,"d":"0.00"},0,379.92,2.49,93,101563,{"$f":"'Honolulu TMY 3'!$D$5","v":2019},"03","21","13","03/21/2019 13:00","2019-03-21T03:00:00",73.814]
["20140321:1400",23.23,83.57,0,{"v":0,"d":"0.00"},0,{"v":380.7,"d":"380.70"},2.47,97,101530,{"$f":"'Honolulu TMY 3'!$D$5","v":2019},"03","21","14","03/21/2019 14:00","2019-03-21T04:00:00",73.814]
["20140321:1500",23.25,83.28,0,{"v":0,"d":"0.00"},0,381.42,2.32,104,101580,{"$f":"'Honolulu TMY 3'!$D$5","v":2019},"03","21","15","03/21/2019 15:00","2019-03-21T05:00:00",73.85]
["20140321:1600",23.28,{"v":83,"d":"83.00"},0,{"v":0,"d":"0.00"},0,382.13,2.17,111,101630,{"$f":"'Honolulu TMY 3'!$D$5","v":2019},"03","21","16","03/21/2019 16:00","2019-03-21T06:00:00",73.904]
["20140321:1700",{"v":23.3,"d":"23.30"},82.71,50,198.99,33,382.85,2.03,118,101680,{"$f":"'Honolulu TMY 3'!$D$5","v":2019},"03","21","17","03/21/2019 17:00","2019-03-21T07:00:00",73.94]
["20140321:1800",23.39,{"v":82.3,"d":"82.30"},180,151.83,131,{"v":383.4,"d":"383.40"},1.99,124,101696,{"$f":"'Honolulu TMY 3'!$D$5","v":2019},"03","21","18","03/21/2019 18:00","2019-03-21T08:00:00",74.102]
["20140321:1900",23.49,81.89,330,159.81,244,383.95,1.95,130,101713,{"$f":"'Honolulu TMY 3'!$D$5","v":2019},"03","21","19","03/21/2019 19:00","2019-03-21T09:00:00",74.282]
["20140321:2000",23.58,81.48,670,677.86,184,{"v":384.5,"d":"384.50"},1.92,135,101730,{"$f":"'Honolulu TMY 3'!$D$5","v":2019},"03","21","20","03/21/2019 20:00","2019-03-21T10:00:00",74.44399999999999]
["20140321:2100",23.76,{"v":81.5,"d":"81.50"},768,517.09,330,383.88,2.23,141,101680,{"$f":"'Honolulu TMY 3'!$D$5","v":2019},"03","21","21","03/21/2019 21:00","2019-03-21T11:00:00",74.768]
["20140321:2200",23.93,81.51,833,485.05,387,383.27,2.55,146,101630,{"$f":"'Honolulu TMY 3'!$D$5","v":2019},"03","21","22","03/21/2019 22:00","2019-03-21T12:00:00",75.074]
["20140321:2300",24.11,81.53,850,490.64,394,382.65,2.87,151,101580,{"$f":"'Honolulu TMY 3'!$D$5","v":2019},"03","21","23","03/21/2019 23:00","2019-03-21T13:00:00",75.398]
["20140322:0000",24.15,81.98,673,{"v":269.9,"d":"269.90"},436,383.53,{"v":3.2,"d":"3.20"},154,101560,{"$f":"'Honolulu TMY 3'!$D$5","v":2019},"03","22","00","03/22/2019 00:00","2019-03-21T14:00:00",75.47]
["20140322:0100",24.19,82.43,412,74.52,355,384.42,3.54,157,101540,{"$f":"'Honolulu TMY 3'!$D$5","v":2019},{"$f":"MID(A1939,5,2)","v":"03"},{"$f":"MID(A1939,7,2)","v":"22"},{"$f":"MID(A1939,10,2)","v":"01"},{"$f":"L1939&\"/\"&M1939&\"/\"&K1939&\" \"&N1939&\":00\"","v":"03/22/2019 01:00"},{"$f":"(DATEVALUE(O1939)+TIMEVALUE(O1939))+($P$16/24)","v":"2019-03-21T15:00:00"},{"$f":"((9/5)*B1939)+32","v":75.542}]
["20140322:0200",24.23,82.88,408,230.07,270,{"v":385.3,"d":"385.30"},3.88,160,101520,{"$f":"'Honolulu TMY 3'!$D$5","v":2019},"03","22","02","03/22/2019 02:00","2019-03-21T16:00:00",75.614]
["20140322:0300",24.21,83.29,248,228.33,158,{"v":385.3,"d":"385.30"},3.63,159,101560,{"$f":"'Honolulu TMY 3'!$D$5","v":2019},"03","22","03","03/22/2019 03:00","2019-03-21T17:00:00",75.578]
["20140322:0400",24.18,83.69,51,{"v":0,"d":"0.00"},51,{"v":385.3,"d":"385.30"},3.39,159,101600,{"$f":"'Honolulu TMY 3'!$D$5","v":2019},"03","22","04","03/22/2019 04:00","2019-03-21T18:00:00",75.524]
["20140322:0500",24.16,{"v":84.1,"d":"84.10"},0,{"v":0,"d":"0.00"},0,{"v":385.3,"d":"385.30"},3.14,158,101640,{"$f":"'Honolulu TMY 3'!$D$5","v":2019},"03","22","05","03/22/2019 05:00","2019-03-21T19:00:00",75.488]
["20140322:0600",24.05,84.13,0,{"v":0,"d":"0.00"},0,384.82,3.71,156,101673,{"$f":"'Honolulu TMY 3'!$D$5","v":2019},"03","22","06","03/22/2019 06:00","2019-03-21T20:00:00",75.28999999999999]
["20140322:0700",23.95,84.17,0,{"v":0,"d":"0.00"},0,384.33,4.29,154,101706,{"$f":"'Honolulu TMY 3'!$D$5","v":2019},"03","22","07","03/22/2019 07:00","2019-03-21T21:00:00",75.11]
["20140322:0800",23.85,{"v":84.2,"d":"84.20"},0,{"v":0,"d":"0.00"},0,383.85,4.86,151,101740,{"$f":"'Honolulu TMY 3'!$D$5","v":2019},"03","22","08","03/22/2019 08:00","2019-03-21T22:00:00",74.93]
["20140322:0900",23.86,83.71,0,{"v":0,"d":"0.00"},0,384.17,5.26,152,101690,{"$f":"'Honolulu TMY 3'!$D$5","v":2019},"03","22","09","03/22/2019 09:00","2019-03-21T23:00:00",74.94800000000001]
["20140322:1000",23.88,83.21,0,{"v":0,"d":"0.00"},0,384.48,5.67,153,101640,{"$f":"'Honolulu TMY 3'!$D$5","v":2019},"03","22","10","03/22/2019 10:00","2019-03-22",74.98400000000001]
["20140322:1100",{"v":23.9,"d":"23.90"},82.72,0,{"v":0,"d":"0.00"},0,{"v":384.8,"d":"384.80"},6.08,154,101590,{"$f":"'Honolulu TMY 3'!$D$5","v":2019},"03","22","11","03/22/2019 11:00","2019-03-22T01:00:00",75.02]
["20140322:1200",23.95,83.16,0,{"v":0,"d":"0.00"},0,389.65,6.58,163,101546,{"$f":"'Honolulu TMY 3'!$D$5","v":2019},"03","22","12","03/22/2019 12:00","2019-03-22T02:00:00",75.11]
["20140322:1300",24.01,{"v":83.6,"d":"83.60"},0,{"v":0,"d":"0.00"},0,{"v":394.5,"d":"394.50"},7.08,172,101503,{"$f":"'Honolulu TMY 3'!$D$5","v":2019},"03","22","13","03/22/2019 13:00","2019-03-22T03:00:00",75.218]
["20140322:1400",24.07,84.04,0,{"v":0,"d":"0.00"},0,399.35,7.57,181,101460,{"$f":"'Honolulu TMY 3'!$D$5","v":2019},"03","22","14","03/22/2019 14:00","2019-03-22T04:00:00",75.326]
["20140322:1500",24.05,83.75,0,{"v":0,"d":"0.00"},0,{"v":396.7,"d":"396.70"},7.37,180,101510,{"$f":"'Honolulu TMY 3'!$D$5","v":2019},"03","22","15","03/22/2019 15:00","2019-03-22T05:00:00",75.28999999999999]
["20140322:1600",24.04,83.47,0,{"v":0,"d":"0.00"},0,394.05,7.16,178,101560,{"$f":"'Honolulu TMY 3'!$D$5","v":2019},"03","22","16","03/22/2019 16:00","2019-03-22T06:00:00",75.27199999999999]
["20140322:1700",24.02,83.18,38,56.06,33,{"v":391.4,"d":"391.40"},6.95,176,101610,{"$f":"'Honolulu TMY 3'!$D$5","v":2019},"03","22","17","03/22/2019 17:00","2019-03-22T07:00:00",75.23599999999999]
["20140322:1800",{"v":24,"d":"24.00"},82.94,201,223.66,128,389.42,6.59,176,101616,{"$f":"'Honolulu TMY 3'!$D$5","v":2019},"03","22","18","03/22/2019 18:00","2019-03-22T08:00:00",75.2]
["20140322:1900",23.98,{"v":82.7,"d":"82.70"},212,20.31,201,387.43,6.23,176,101623,{"$f":"'Honolulu TMY 3'!$D$5","v":2019},"03","22","19","03/22/2019 19:00","2019-03-22T09:00:00",75.164]
["20140322:2000",23.95,82.46,501,212.43,348,385.45,5.88,176,101630,{"$f":"'Honolulu TMY 3'!$D$5","v":2019},"03","22","20","03/22/2019 20:00","2019-03-22T10:00:00",75.11]
["20140322:2100",23.84,83.24,647,{"v":264.7,"d":"264.70"},422,384.68,{"v":5.2,"d":"5.20"},183,101573,{"$f":"'Honolulu TMY 3'!$D$5","v":2019},"03","22","21","03/22/2019 21:00","2019-03-22T11:00:00",74.912]
["20140322:2200",23.72,84.03,579,116.03,472,383.92,4.52,190,101516,{"$f":"'Honolulu TMY 3'!$D$5","v":2019},"03","22","22","03/22/2019 22:00","2019-03-22T12:00:00",74.696]
["20140322:2300",23.61,84.81,510,66.54,448,383.15,3.85,197,101460,{"$f":"'Honolulu TMY 3'!$D$5","v":2019},"03","22","23","03/22/2019 23:00","2019-03-22T13:00:00",74.49799999999999]
["20140323:0000",{"v":23.4,"d":"23.40"},84.71,663,252.25,441,386.25,3.47,218,101433,{"$f":"'Honolulu TMY 3'!$D$5","v":2019},"03","23","00","03/23/2019 00:00","2019-03-22T14:00:00",74.12]
["20140323:0100",23.19,{"v":84.6,"d":"84.60"},591,305.25,357,389.35,3.09,239,101407,{"$f":"'Honolulu TMY 3'!$D$5","v":2019},"03","23","01","03/23/2019 01:00","2019-03-22T15:00:00",73.742]
["20140323:0200",22.97,{"v":84.5,"d":"84.50"},299,64.86,260,392.45,{"v":2.7,"d":"2.70"},260,101380,{"$f":"'Honolulu TMY 3'!$D$5","v":2019},"03","23","02","03/23/2019 02:00","2019-03-22T16:00:00",73.346]
["20140323:0300",22.88,85.26,162,30.34,150,393.27,2.52,282,101417,{"$f":"'Honolulu TMY 3'!$D$5","v":2019},"03","23","03","03/23/2019 03:00","2019-03-22T17:00:00",73.184]
["20140323:0400",22.78,86.03,52,{"v":0,"d":"0.00"},52,394.08,2.34,305,101453,{"$f":"'Honolulu TMY 3'!$D$5","v":2019},"03","23","04","03/23/2019 04:00","2019-03-22T18:00:00",73.004]
["20140323:0500",22.69,86.79,0,{"v":0,"d":"0.00"},0,{"v":394.9,"d":"394.90"},2.17,327,101490,{"$f":"'Honolulu TMY 3'!$D$5","v":2019},"03","23","05","03/23/2019 05:00","2019-03-22T19:00:00",72.84200000000001]
["20140323:0600",22.59,87.26,0,{"v":0,"d":"0.00"},0,395.27,2.32,340,101516,{"$f":"'Honolulu TMY 3'!$D$5","v":2019},"03","23","06","03/23/2019 06:00","2019-03-22T20:00:00",72.662]
["20140323:0700",{"v":22.5,"d":"22.50"},87.73,0,{"v":0,"d":"0.00"},0,395.63,2.48,354,101543,{"$f":"'Honolulu TMY 3'!$D$5","v":2019},"03","23","07","03/23/2019 07:00","2019-03-22T21:00:00",72.5]
["20140323:0800",{"v":22.4,"d":"22.40"},{"v":88.2,"d":"88.20"},0,{"v":0,"d":"0.00"},0,{"v":396,"d":"396.00"},2.63,7,101570,{"$f":"'Honolulu TMY 3'!$D$5","v":2019},"03","23","08","03/23/2019 08:00","2019-03-22T22:00:00",72.32]
["20140323:0900",22.31,88.82,0,{"v":0,"d":"0.00"},0,{"v":396.4,"d":"396.40"},{"v":2.8,"d":"2.80"},12,101536,{"$f":"'Honolulu TMY 3'!$D$5","v":2019},"03","23","09","03/23/2019 09:00","2019-03-22T23:00:00",72.158]
["20140323:1000",22.23,89.44,0,{"v":0,"d":"0.00"},0,{"v":396.8,"d":"396.80"},2.96,17,101503,{"$f":"'Honolulu TMY 3'!$D$5","v":2019},"03","23","10","03/23/2019 10:00","2019-03-23",72.01400000000001]
["20140323:1100",22.15,90.06,0,{"v":0,"d":"0.00"},0,{"v":397.2,"d":"397.20"},3.12,22,101470,{"$f":"'Honolulu TMY 3'!$D$5","v":2019},"03","23","11","03/23/2019 11:00","2019-03-23T01:00:00",71.87]
["20140323:1200",21.93,89.55,0,{"v":0,"d":"0.00"},0,397.12,3.65,6,101433,{"$f":"'Honolulu TMY 3'!$D$5","v":2019},"03","23","12","03/23/2019 12:00","2019-03-23T02:00:00",71.474]
["20140323:1300",21.71,89.05,0,{"v":0,"d":"0.00"},0,397.03,4.18,351,101397,{"$f":"'Honolulu TMY 3'!$D$5","v":2019},"03","23","13","03/23/2019 13:00","2019-03-23T03:00:00",71.078]
["20140323:1400",21.49,88.54,0,{"v":0,"d":"0.00"},0,396.95,4.72,336,101360,{"$f":"'Honolulu TMY 3'!$D$5","v":2019},"03","23","14","03/23/2019 14:00","2019-03-23T04:00:00",70.68199999999999]
["20140323:1500",21.48,88.19,0,{"v":0,"d":"0.00"},0,{"v":399.1,"d":"399.10"},5.35,350,101417,{"$f":"'Honolulu TMY 3'!$D$5","v":2019},"03","23","15","03/23/2019 15:00","2019-03-23T05:00:00",70.664]
["20140323:1600",21.48,87.83,0,{"v":0,"d":"0.00"},0,401.25,5.98,3,101473,{"$f":"'Honolulu TMY 3'!$D$5","v":2019},"03","23","16","03/23/2019 16:00","2019-03-23T06:00:00",70.664]
["20140323:1700",21.47,87.48,34,21.52,32,{"v":403.4,"d":"403.40"},6.61,17,101530,{"$f":"'Honolulu TMY 3'!$D$5","v":2019},"03","23","17","03/23/2019 17:00","2019-03-23T07:00:00",70.646]
["20140323:1800",21.59,86.71,170,106.04,135,{"v":403.8,"d":"403.80"},7.05,23,101556,{"$f":"'Honolulu TMY 3'!$D$5","v":2019},"03","23","18","03/23/2019 18:00","2019-03-23T08:00:00",70.862]
["20140323:1900",21.71,85.95,384,{"v":271.5,"d":"271.50"},236,{"v":404.2,"d":"404.20"},{"v":7.5,"d":"7.50"},28,101583,{"$f":"'Honolulu TMY 3'!$D$5","v":2019},"03","23","19","03/23/2019 19:00","2019-03-23T09:00:00",71.078]
["20140323:2000",21.83,85.18,550,297.18,335,{"v":404.6,"d":"404.60"},7.94,34,101610,{"$f":"'Honolulu TMY 3'!$D$5","v":2019},"03","23","20","03/23/2019 20:00","2019-03-23T10:00:00",71.294]
["20140323:2100",21.97,84.66,617,218.06,431,{"v":405.2,"d":"405.20"},7.98,36,101556,{"$f":"'Honolulu TMY 3'!$D$5","v":2019},"03","23","21","03/23/2019 21:00","2019-03-23T11:00:00",71.54599999999999]
["20140323:2200",22.12,84.14,540,86.51,460,{"v":405.8,"d":"405.80"},8.01,38,101503,{"$f":"'Honolulu TMY 3'!$D$5","v":2019},"03","23","22","03/23/2019 22:00","2019-03-23T12:00:00",71.816]
["20140323:2300",22.27,83.62,545,85.65,465,{"v":406.4,"d":"406.40"},8.04,40,101450,{"$f":"'Honolulu TMY 3'!$D$5","v":2019},"03","23","23","03/23/2019 23:00","2019-03-23T13:00:00",72.086]
["20140324:0000",22.35,82.44,514,{"v":90.7,"d":"90.70"},434,405.38,8.64,40,101433,{"$f":"'Honolulu TMY 3'!$D$5","v":2019},"03","24","00","03/24/2019 00:00","2019-03-23T14:00:00",72.23]
["20140324:0100",22.43,81.25,380,52.07,340,404.37,9.24,40,101417,{"$f":"'Honolulu TMY 3'!$D$5","v":2019},"03","24","01","03/24/2019 01:00","2019-03-23T15:00:00",72.374]
["20140324:0200",{"v":22.5,"d":"22.50"},80.07,321,86.28,269,403.35,9.83,40,101400,{"$f":"'Honolulu TMY 3'!$D$5","v":2019},"03","24","02","03/24/2019 02:00","2019-03-23T16:00:00",72.5]
["20140324:0300",22.55,80.06,190,73.09,161,404.48,9.43,42,101453,{"$f":"'Honolulu TMY 3'!$D$5","v":2019},"03","24","03","03/24/2019 03:00","2019-03-23T17:00:00",72.59]
["20140324:0400",22.59,80.04,68,60.84,58,405.62,9.03,45,101506,{"$f":"'Honolulu TMY 3'!$D$5","v":2019},"03","24","04","03/24/2019 04:00","2019-03-23T18:00:00",72.662]
["20140324:0500",22.63,80.03,0,{"v":0,"d":"0.00"},0,406.75,8.63,48,101560,{"$f":"'Honolulu TMY 3'!$D$5","v":2019},"03","24","05","03/24/2019 05:00","2019-03-23T19:00:00",72.73400000000001]
["20140324:0600",22.59,79.91,0,{"v":0,"d":"0.00"},0,{"v":407.7,"d":"407.70"},{"v":8.8,"d":"8.80"},50,101600,{"$f":"'Honolulu TMY 3'!$D$5","v":2019},"03","24","06","03/24/2019 06:00","2019-03-23T20:00:00",72.662]
["20140324:0700",22.56,79.78,0,{"v":0,"d":"0.00"},0,408.65,8.97,52,101640,{"$f":"'Honolulu TMY 3'!$D$5","v":2019},"03","24","07","03/24/2019 07:00","2019-03-23T21:00:00",72.608]
["20140324:0800",22.53,79.66,0,{"v":0,"d":"0.00"},0,{"v":409.6,"d":"409.60"},9.14,55,101680,{"$f":"'Honolulu TMY 3'!$D$5","v":2019},"03","24","08","03/24/2019 08:00","2019-03-23T22:00:00",72.554]
["20140324:0900",22.51,80.37,0,{"v":0,"d":"0.00"},0,{"v":409.9,"d":"409.90"},8.88,57,101636,{"$f":"'Honolulu TMY 3'!$D$5","v":2019},"03","24","09","03/24/2019 09:00","2019-03-23T23:00:00",72.518]
["20140324:1000",22.49,81.08,0,{"v":0,"d":"0.00"},0,{"v":410.2,"d":"410.20"},8.62,60,101593,{"$f":"'Honolulu TMY 3'!$D$5","v":2019},"03","24","10","03/24/2019 10:00","2019-03-24",72.482]
["20140324:1100",22.47,81.79,0,{"v":0,"d":"0.00"},0,{"v":410.5,"d":"410.50"},8.36,62,101550,{"$f":"'Honolulu TMY 3'!$D$5","v":2019},"03","24","11","03/24/2019 11:00","2019-03-24T01:00:00",72.446]
["20140324:1200",22.35,{"v":81.1,"d":"81.10"},0,{"v":0,"d":"0.00"},0,410.28,8.41,57,101503,{"$f":"'Honolulu TMY 3'!$D$5","v":2019},"03","24","12","03/24/2019 12:00","2019-03-24T02:00:00",72.23]
["20140324:1300",22.24,{"v":80.4,"d":"80.40"},0,{"v":0,"d":"0.00"},0,410.07,8.46,52,101456,{"$f":"'Honolulu TMY 3'!$D$5","v":2019},"03","24","13","03/24/2019 13:00","2019-03-24T03:00:00",72.032]
["20140324:1400",22.13,79.71,0,{"v":0,"d":"0.00"},0,409.85,8.51,48,101410,{"$f":"'Honolulu TMY 3'!$D$5","v":2019},"03","24","14","03/24/2019 14:00","2019-03-24T04:00:00",71.834]
["20140324:1500",22.05,79.82,0,{"v":0,"d":"0.00"},0,410.48,8.77,52,101463,{"$f":"'Honolulu TMY 3'!$D$5","v":2019},"03","24","15","03/24/2019 15:00","2019-03-24T05:00:00",71.69]
["20140324:1900",{"v":21.8,"d":"21.80"},83.51,31,{"v":0,"d":"0.00"},31,408.78,8.18,67,101630,{"$f":"'Honolulu TMY 3'!$D$5","v":2019},"03","24","19","03/24/2019 19:00","2019-03-24T09:00:00",71.24000000000001]
["20140324:2200",{"v":22.2,"d":"22.20"},88.16,153,2.16,151,407.17,6.27,72,101546,{"$f":"'Honolulu TMY 3'!$D$5","v":2019},"03","24","22","03/24/2019 22:00","2019-03-24T12:00:00",71.96000000000001]
["20140325:0200",22.36,89.56,98,{"v":0,"d":"0.00"},98,{"v":393.6,"d":"393.60"},7.54,43,101390,{"$f":"'Honolulu TMY 3'!$D$5","v":2019},"03","25","02","03/25/2019 02:00","2019-03-24T16:00:00",72.24799999999999]
["20140325:0500",22.76,88.07,0,{"v":0,"d":"0.00"},0,{"v":380.9,"d":"380.90"},7.32,56,101480,{"$f":"'Honolulu TMY 3'!$D$5","v":2019},"03","25","05","03/25/2019 05:00","2019-03-24T19:00:00",72.968]
["20140325:0800",22.73,{"v":85.8,"d":"85.80"},0,{"v":0,"d":"0.00"},0,{"v":378.5,"d":"378.50"},6.65,71,101590,{"$f":"'Honolulu TMY 3'!$D$5","v":2019},"03","25","08","03/25/2019 08:00","2019-03-24T22:00:00",72.914]
["20140325:1200",22.29,87.62,0,{"v":0,"d":"0.00"},0,378.87,5.88,72,101456,{"$f":"'Honolulu TMY 3'!$D$5","v":2019},"03","25","12","03/25/2019 12:00","2019-03-25T02:00:00",72.122]
["20140325:1300",22.14,88.29,0,{"v":0,"d":"0.00"},0,379.13,5.81,61,101423,{"$f":"'Honolulu TMY 3'!$D$5","v":2019},"03","25","13","03/25/2019 13:00","2019-03-25T03:00:00",71.852]
["20140325:1700",22.26,87.42,60,228.95,37,382.05,6.52,59,101580,{"$f":"'Honolulu TMY 3'!$D$5","v":2019},"03","25","17","03/25/2019 17:00","2019-03-25T07:00:00",72.06800000000001]
["20140325:2000",22.93,83.72,722,826.19,119,{"v":386.8,"d":"386.80"},5.78,72,101610,{"$f":"'Honolulu TMY 3'!$D$5","v":2019},"03","25","20","03/25/2019 20:00","2019-03-25T10:00:00",73.274]
["20140325:2300",23.62,81.71,570,101.23,475,377.55,3.56,69,101430,{"$f":"'Honolulu TMY 3'!$D$5","v":2019},"03","25","23","03/25/2019 23:00","2019-03-25T13:00:00",74.516]
["20140326:0300",23.45,81.29,76,{"v":0,"d":"0.00"},76,374.25,5.45,42,101437,{"$f":"'Honolulu TMY 3'!$D$5","v":2019},"03","26","03","03/26/2019 03:00","2019-03-25T17:00:00",74.21000000000001]
["20140326:0600",23.42,81.04,0,{"v":0,"d":"0.00"},0,{"v":374.7,"d":"374.70"},6.03,58,101553,{"$f":"'Honolulu TMY 3'!$D$5","v":2019},"03","26","06","03/26/2019 06:00","2019-03-25T20:00:00",74.156]
["20140326:0900",23.34,80.27,0,{"v":0,"d":"0.00"},0,376.92,5.43,73,101563,{"$f":"'Honolulu TMY 3'!$D$5","v":2019},"03","26","09","03/26/2019 09:00","2019-03-25T23:00:00",74.012]
["20140326:1100",23.38,80.59,0,{"v":0,"d":"0.00"},0,378.35,5.05,80,101490,{"$f":"'Honolulu TMY 3'!$D$5","v":2019},"03","26","11","03/26/2019 11:00","2019-03-26T01:00:00",74.084]
["20140326:1400",22.95,82.83,0,{"v":0,"d":"0.00"},0,381.45,5.05,76,101390,{"$f":"'Honolulu TMY 3'!$D$5","v":2019},"03","26","14","03/26/2019 14:00","2019-03-26T04:00:00",73.31]
["20140326:1800",23.17,81.62,234,322.62,124,381.83,4.78,95,101643,{"$f":"'Honolulu TMY 3'!$D$5","v":2019},"03","26","18","03/26/2019 18:00","2019-03-26T08:00:00",73.706]
["20140326:2100",23.52,{"v":80.5,"d":"80.50"},733,417.84,373,377.87,3.91,96,101646,{"$f":"'Honolulu TMY 3'!$D$5","v":2019},"03","26","21","03/26/2019 21:00","2019-03-26T11:00:00",74.336]
["20140327:0000",23.67,80.55,509,84.51,434,373.72,3.11,55,101493,{"$f":"'Honolulu TMY 3'!$D$5","v":2019},"03","27","00","03/27/2019 00:00","2019-03-26T14:00:00",74.606]
["20140327:0400",23.35,81.53,75,89.33,60,373.72,5.25,24,101520,{"$f":"'Honolulu TMY 3'!$D$5","v":2019},"03","27","04","03/27/2019 04:00","2019-03-26T18:00:00",74.03]
["20140327:0600",23.24,82.02,0,{"v":0,"d":"0.00"},0,375.88,5.78,47,101586,{"$f":"'Honolulu TMY 3'!$D$5","v":2019},"03","27","06","03/27/2019 06:00","2019-03-26T20:00:00",73.832]
["20140327:0900",23.09,82.21,0,{"v":0,"d":"0.00"},0,380.88,5.83,72,101593,{"$f":"'Honolulu TMY 3'!$D$5","v":2019},{"$f":"MID(A2067,5,2)","v":"03"},{"$f":"MID(A2067,7,2)","v":"27"},{"$f":"MID(A2067,10,2)","v":"09"},{"$f":"L2067&\"/\"&M2067&\"/\"&K2067&\" \"&N2067&\":00\"","v":"03/27/2019 09:00"},{"$f":"(DATEVALUE(O2067)+TIMEVALUE(O2067))+($P$16/24)","v":"2019-03-26T23:00:00"},{"$f":"((9/5)*B2067)+32","v":73.562}]
["20140327:1200",22.77,84.08,0,{"v":0,"d":"0.00"},0,384.98,5.33,74,101466,{"$f":"'Honolulu TMY 3'!$D$5","v":2019},"03","27","12","03/27/2019 12:00","2019-03-27T02:00:00",72.98599999999999]
["20140327:1500",22.17,{"v":87.1,"d":"87.10"},0,{"v":0,"d":"0.00"},0,{"v":384.4,"d":"384.40"},{"v":6.5,"d":"6.50"},60,101450,{"$f":"'Honolulu TMY 3'!$D$5","v":2019},"03","27","15","03/27/2019 15:00","2019-03-27T05:00:00",71.906]
["20140327:1900",21.98,86.42,337,148.53,254,386.07,7.16,77,101610,{"$f":"'Honolulu TMY 3'!$D$5","v":2019},"03","27","19","03/27/2019 19:00","2019-03-27T09:00:00",71.564]
["20140327:2200",22.44,86.59,427,34.23,395,385.82,5.91,77,101560,{"$f":"'Honolulu TMY 3'!$D$5","v":2019},"03","27","22","03/27/2019 22:00","2019-03-27T12:00:00",72.392]
["20140328:0100",21.71,88.27,581,276.35,367,387.25,6.17,48,101480,{"$f":"'Honolulu TMY 3'!$D$5","v":2019},"03","28","01","03/28/2019 01:00","2019-03-27T15:00:00",71.078]
["20140328:0300",21.33,88.78,289,366.02,142,388.43,7.37,40,101496,{"$f":"'Honolulu TMY 3'!$D$5","v":2019},"03","28","03","03/28/2019 03:00","2019-03-27T17:00:00",70.394]
["20140328:0900",{"v":22,"d":"22.00"},88.89,0,{"v":0,"d":"0.00"},0,392.07,{"v":8.2,"d":"8.20"},63,101663,{"$f":"'Honolulu TMY 3'!$D$5","v":2019},"03","28","09","03/28/2019 09:00","2019-03-27T23:00:00",71.6]
["20140328:1000",{"v":22,"d":"22.00"},89.34,0,{"v":0,"d":"0.00"},0,392.08,7.49,64,101626,{"$f":"'Honolulu TMY 3'!$D$5","v":2019},"03","28","10","03/28/2019 10:00","2019-03-28",71.6]
["20140328:1300",22.21,{"v":90.3,"d":"90.30"},0,{"v":0,"d":"0.00"},0,389.93,8.32,66,101550,{"$f":"'Honolulu TMY 3'!$D$5","v":2019},"03","28","13","03/28/2019 13:00","2019-03-28T03:00:00",71.97800000000001]
["20140328:1600",22.37,88.47,0,{"v":0,"d":"0.00"},0,384.08,9.33,68,101616,{"$f":"'Honolulu TMY 3'!$D$5","v":2019},"03","28","16","03/28/2019 16:00","2019-03-28T06:00:00",72.266]
["20140328:2000",22.53,86.86,744,841.51,122,376.25,9.27,66,101700,{"$f":"'Honolulu TMY 3'!$D$5","v":2019},"03","28","20","03/28/2019 20:00","2019-03-28T10:00:00",72.554]
["20140328:2300",22.82,88.17,989,903.94,135,370.15,9.08,60,101520,{"$f":"'Honolulu TMY 3'!$D$5","v":2019},"03","28","23","03/28/2019 23:00","2019-03-28T13:00:00",73.076]
["20140329:0400",22.77,{"v":86.9,"d":"86.90"},92,199.74,58,370.82,10.16,65,101540,{"$f":"'Honolulu TMY 3'!$D$5","v":2019},"03","29","04","03/29/2019 04:00","2019-03-28T18:00:00",72.98599999999999]
["20140329:0700",22.62,87.34,0,{"v":0,"d":"0.00"},0,377.17,9.71,71,101680,{"$f":"'Honolulu TMY 3'!$D$5","v":2019},"03","29","07","03/29/2019 07:00","2019-03-28T21:00:00",72.71600000000001]
["20140329:1000",22.43,88.39,0,{"v":0,"d":"0.00"},0,382.13,8.86,75,101670,{"$f":"'Honolulu TMY 3'!$D$5","v":2019},"03","29","10","03/29/2019 10:00","2019-03-29",72.374]
["20140329:1100",22.36,88.98,0,{"v":0,"d":"0.00"},0,383.45,8.59,75,101640,{"$f":"'Honolulu TMY 3'!$D$5","v":2019},"03","29","11","03/29/2019 11:00","2019-03-29T01:00:00",72.24799999999999]
["20140329:1400",22.25,89.01,0,{"v":0,"d":"0.00"},0,{"v":384.5,"d":"384.50"},9.26,75,101570,{"$f":"'Honolulu TMY 3'!$D$5","v":2019},"03","29","14","03/29/2019 14:00","2019-03-29T04:00:00",72.05000000000001]
["20140329:1700",22.07,87.28,72,268.62,41,{"v":384.4,"d":"384.40"},9.49,75,101710,{"$f":"'Honolulu TMY 3'!$D$5","v":2019},"03","29","17","03/29/2019 17:00","2019-03-29T07:00:00",71.726]
["20140329:2100",22.16,85.39,888,871.51,130,381.73,9.67,74,101690,{"$f":"'Honolulu TMY 3'!$D$5","v":2019},"03","29","21","03/29/2019 21:00","2019-03-29T11:00:00",71.888]
["20140330:0100",22.52,81.11,776,{"v":838.9,"d":"838.90"},124,{"v":375.8,"d":"375.80"},8.57,68,101576,{"$f":"'Honolulu TMY 3'!$D$5","v":2019},{"$f":"MID(A2131,5,2)","v":"03"},{"$f":"MID(A2131,7,2)","v":"30"},{"$f":"MID(A2131,10,2)","v":"01"},{"$f":"L2131&\"/\"&M2131&\"/\"&K2131&\" \"&N2131&\":00\"","v":"03/30/2019 01:00"},{"$f":"(DATEVALUE(O2131)+TIMEVALUE(O2131))+($P$16/24)","v":"2019-03-29T15:00:00"},{"$f":"((9/5)*B2131)+32","v":72.536}]
["20140330:0500",22.57,78.53,0,{"v":0,"d":"0.00"},0,379.35,7.78,72,101670,{"$f":"'Honolulu TMY 3'!$D$5","v":2019},"03","30","05","03/30/2019 05:00","2019-03-29T19:00:00",72.626]
["20140330:0800",22.42,78.41,0,{"v":0,"d":"0.00"},0,{"v":377,"d":"377.00"},6.62,81,101740,{"$f":"'Honolulu TMY 3'!$D$5","v":2019},"03","30","08","03/30/2019 08:00","2019-03-29T22:00:00",72.356]
["20140330:1100",22.13,78.71,0,{"v":0,"d":"0.00"},0,{"v":377.7,"d":"377.70"},{"v":5.1,"d":"5.10"},74,101650,{"$f":"'Honolulu TMY 3'!$D$5","v":2019},"03","30","11","03/30/2019 11:00","2019-03-30T01:00:00",71.834]
["20140330:1200",21.72,79.28,0,{"v":0,"d":"0.00"},0,380.37,4.97,58,101616,{"$f":"'Honolulu TMY 3'!$D$5","v":2019},"03","30","12","03/30/2019 12:00","2019-03-30T02:00:00",71.096]
["20140330:1500",21.08,79.45,0,{"v":0,"d":"0.00"},0,385.97,4.21,24,101600,{"$f":"'Honolulu TMY 3'!$D$5","v":2019},"03","30","15","03/30/2019 15:00","2019-03-30T05:00:00",69.94399999999999]
["20140330:1800",{"v":21.6,"d":"21.60"},{"v":76.8,"d":"76.80"},176,87.27,145,385.37,3.36,23,101723,{"$f":"'Honolulu TMY 3'!$D$5","v":2019},"03","30","18","03/30/2019 18:00","2019-03-30T08:00:00",70.88]
["20140330:2200",22.38,{"v":74.9,"d":"74.90"},180,6.37,174,379.73,5.09,9,101676,{"$f":"'Honolulu TMY 3'!$D$5","v":2019},"03","30","22","03/30/2019 22:00","2019-03-30T12:00:00",72.28399999999999]
["20140331:0200",22.43,76.99,323,83.37,272,{"v":378.1,"d":"378.10"},8.51,9,101470,{"$f":"'Honolulu TMY 3'!$D$5","v":2019},"03","31","02","03/31/2019 02:00","2019-03-30T16:00:00",72.374]
["20140331:0600",22.08,75.42,0,{"v":0,"d":"0.00"},0,379.88,8.66,15,101600,{"$f":"'Honolulu TMY 3'!$D$5","v":2019},"03","31","06","03/31/2019 06:00","2019-03-30T20:00:00",71.744]
["20140331:0900",21.57,70.77,0,{"v":0,"d":"0.00"},0,{"v":379,"d":"379.00"},9.33,12,101673,{"$f":"'Honolulu TMY 3'!$D$5","v":2019},"03","31","09","03/31/2019 09:00","2019-03-30T23:00:00",70.826]
["20140331:1200",21.17,{"v":67.9,"d":"67.90"},0,{"v":0,"d":"0.00"},0,376.93,9.05,4,101630,{"$f":"'Honolulu TMY 3'!$D$5","v":2019},"03","31","12","03/31/2019 12:00","2019-03-31T02:00:00",70.106]
["20140331:1300",21.11,67.76,0,{"v":0,"d":"0.00"},0,376.37,8.91,2,101600,{"$f":"'Honolulu TMY 3'!$D$5","v":2019},"03","31","13","03/31/2019 13:00","2019-03-31T03:00:00",69.99799999999999]
["20140331:1600",20.22,63.71,0,{"v":0,"d":"0.00"},0,360.01,6.87,360,101696,{"$f":"'Honolulu TMY 3'!$D$5","v":2019},"03","31","16","03/31/2019 16:00","2019-03-31T06:00:00",68.396]
["20140331:1900",20.87,66.73,565,{"v":792,"d":"792.00"},112,360.45,8.04,358,101780,{"$f":"'Honolulu TMY 3'!$D$5","v":2019},"03","31","19","03/31/2019 19:00","2019-03-31T09:00:00",69.566]
["20150401:0000",21.97,71.76,717,321.55,429,361.18,{"v":10,"d":"10.00"},68,101840,{"$f":"'Honolulu TMY 3'!$D$5","v":2019},"04","01","00","04/01/2019 00:00","2019-03-31T14:00:00",71.54599999999999]
["20150401:0300",22.63,74.78,235,164.99,168,361.62,11.18,69,101883,{"$f":"'Honolulu TMY 3'!$D$5","v":2019},"04","01","03","04/01/2019 03:00","2019-03-31T17:00:00",72.73400000000001]
["20150401:0700",23.51,{"v":78.8,"d":"78.80"},0,{"v":0,"d":"0.00"},0,362.21,12.74,79,102029,{"$f":"'Honolulu TMY 3'!$D$5","v":2019},"04","01","07","04/01/2019 07:00","2019-03-31T21:00:00",74.31800000000001]
["20150401:1000",22.78,74.33,0,{"v":0,"d":"0.00"},0,357.83,{"v":12.8,"d":"12.80"},85,101966,{"$f":"'Honolulu TMY 3'!$D$5","v":2019},"04","01","10","04/01/2019 10:00","2019-04-01",73.004]
["20150401:1300",22.77,75.68,0,{"v":0,"d":"0.00"},0,358.93,12.56,87,101860,{"$f":"'Honolulu TMY 3'!$D$5","v":2019},"04","01","13","04/01/2019 13:00","2019-04-01T03:00:00",72.98599999999999]
["20150401:1400",22.76,76.52,0,{"v":0,"d":"0.00"},0,361.55,12.52,88,101830,{"$f":"'Honolulu TMY 3'!$D$5","v":2019},"04","01","14","04/01/2019 14:00","2019-04-01T04:00:00",72.968]
["20150401:2000",23.01,74.27,605,368.87,328,{"v":358.9,"d":"358.90"},11.35,93,101960,{"$f":"'Honolulu TMY 3'!$D$5","v":2019},"04","01","20","04/01/2019 20:00","2019-04-01T10:00:00",73.418]
["20150401:2200",23.53,72.24,998,913.12,134,356.47,9.97,93,101860,{"$f":"'Honolulu TMY 3'!$D$5","v":2019},"04","01","22","04/01/2019 22:00","2019-04-01T12:00:00",74.35400000000001]
["20150402:0100",23.69,71.75,790,852.61,124,358.68,9.68,87,101796,{"$f":"'Honolulu TMY 3'!$D$5","v":2019},"04","02","01","04/02/2019 01:00","2019-04-01T15:00:00",74.642]
["20150402:0400",23.74,{"v":72.6,"d":"72.60"},118,366.39,54,{"v":362.4,"d":"362.40"},9.39,87,101876,{"$f":"'Honolulu TMY 3'!$D$5","v":2019},"04","02","04","04/02/2019 04:00","2019-04-01T18:00:00",74.732]
["20150402:0800",{"v":23.8,"d":"23.80"},73.63,0,{"v":0,"d":"0.00"},0,371.85,8.15,99,102020,{"$f":"'Honolulu TMY 3'!$D$5","v":2019},"04","02","08","04/02/2019 08:00","2019-04-01T22:00:00",74.84]
["20150402:1100",23.84,75.73,0,{"v":0,"d":"0.00"},0,378.15,6.98,111,101900,{"$f":"'Honolulu TMY 3'!$D$5","v":2019},"04","02","11","04/02/2019 11:00","2019-04-02T01:00:00",74.912]
["20150402:1400",23.53,77.39,0,{"v":0,"d":"0.00"},0,{"v":379.9,"d":"379.90"},{"v":4.3,"d":"4.30"},112,101820,{"$f":"'Honolulu TMY 3'!$D$5","v":2019},"04","02","14","04/02/2019 14:00","2019-04-02T04:00:00",74.35400000000001]
["20150402:1700",23.59,77.36,81,284.38,44,{"v":374.2,"d":"374.20"},2.29,116,101980,{"$f":"'Honolulu TMY 3'!$D$5","v":2019},"04","02","17","04/02/2019 17:00","2019-04-02T07:00:00",74.462]
["20150402:1900",23.66,78.36,548,760.81,108,{"v":370.3,"d":"370.30"},2.43,114,102020,{"$f":"'Honolulu TMY 3'!$D$5","v":2019},"04","02","19","04/02/2019 19:00","2019-04-02T09:00:00",74.588]
["20150402:2300",23.92,{"v":80,"d":"80.00"},991,898.14,134,{"v":364.6,"d":"364.60"},3.86,97,101870,{"$f":"'Honolulu TMY 3'!$D$5","v":2019},"04","02","23","04/02/2019 23:00","2019-04-02T13:00:00",75.05600000000001]
["20150403:0200",23.49,81.52,589,777.13,111,364.25,6.61,71,101710,{"$f":"'Honolulu TMY 3'!$D$5","v":2019},"04","03","02","04/03/2019 02:00","2019-04-02T16:00:00",74.282]
["20150403:0500",23.41,82.31,0,{"v":0,"d":"0.00"},0,{"v":365.4,"d":"365.40"},{"v":7.3,"d":"7.30"},70,101820,{"$f":"'Honolulu TMY 3'!$D$5","v":2019},"04","03","05","04/03/2019 05:00","2019-04-02T19:00:00",74.138]
["20150403:0900",23.13,83.45,0,{"v":0,"d":"0.00"},0,369.98,4.71,82,101856,{"$f":"'Honolulu TMY 3'!$D$5","v":2019},"04","03","09","04/03/2019 09:00","2019-04-02T23:00:00",73.634]
["20150403:1200",22.97,83.58,0,{"v":0,"d":"0.00"},0,{"v":371.7,"d":"371.70"},3.03,77,101756,{"$f":"'Honolulu TMY 3'!$D$5","v":2019},"04","03","12","04/03/2019 12:00","2019-04-03T02:00:00",73.346]
["20150403:1400",22.73,82.74,0,{"v":0,"d":"0.00"},0,{"v":372,"d":"372.00"},{"v":5.1,"d":"5.10"},56,101730,{"$f":"'Honolulu TMY 3'!$D$5","v":2019},"04","03","14","04/03/2019 14:00","2019-04-03T04:00:00",72.914]
["20150403:1700",22.76,82.32,84,291.63,45,378.35,6.81,75,101860,{"$f":"'Honolulu TMY 3'!$D$5","v":2019},"04","03","17","04/03/2019 17:00","2019-04-03T07:00:00",72.968]
["20150403:2000",23.03,81.22,753,834.05,122,{"v":375.2,"d":"375.20"},4.99,99,101840,{"$f":"'Honolulu TMY 3'!$D$5","v":2019},"04","03","20","04/03/2019 20:00","2019-04-03T10:00:00",73.45400000000001]
["20150404:0000",23.44,79.36,921,877.76,131,363.15,4.46,91,101636,{"$f":"'Honolulu TMY 3'!$D$5","v":2019},"04","04","00","04/04/2019 00:00","2019-04-03T14:00:00",74.19200000000001]
["20150404:0300",23.44,78.36,251,207.72,166,361.02,{"v":6.3,"d":"6.30"},73,101603,{"$f":"'Honolulu TMY 3'!$D$5","v":2019},"04","04","03","04/04/2019 03:00","2019-04-03T17:00:00",74.19200000000001]
["20150404:0600",23.27,80.52,0,{"v":0,"d":"0.00"},0,365.68,7.23,70,101700,{"$f":"'Honolulu TMY 3'!$D$5","v":2019},"04","04","06","04/04/2019 06:00","2019-04-03T20:00:00",73.886]
["20150404:1000",23.04,{"v":82.4,"d":"82.40"},0,{"v":0,"d":"0.00"},0,373.32,6.97,84,101666,{"$f":"'Honolulu TMY 3'!$D$5","v":2019},"04","04","10","04/04/2019 10:00","2019-04-04",73.47200000000001]
["20150404:1100",23.02,82.73,0,{"v":0,"d":"0.00"},0,{"v":375.8,"d":"375.80"},6.77,89,101620,{"$f":"'Honolulu TMY 3'!$D$5","v":2019},"04","04","11","04/04/2019 11:00","2019-04-04T01:00:00",73.436]
["20150404:1500",23.03,84.68,0,{"v":0,"d":"0.00"},0,378.25,5.37,96,101553,{"$f":"'Honolulu TMY 3'!$D$5","v":2019},"04","04","15","04/04/2019 15:00","2019-04-04T05:00:00",73.45400000000001]
["20150404:1800",23.21,83.08,317,617.65,87,379.22,4.82,109,101676,{"$f":"'Honolulu TMY 3'!$D$5","v":2019},"04","04","18","04/04/2019 18:00","2019-04-04T08:00:00",73.778]
["20150404:2100",23.54,81.12,260,{"v":11.3,"d":"11.30"},250,376.42,4.02,116,101653,{"$f":"'Honolulu TMY 3'!$D$5","v":2019},"04","04","21","04/04/2019 21:00","2019-04-04T11:00:00",74.372]
["20150405:0100",23.67,79.09,780,837.26,123,372.52,{"v":1.1,"d":"1.10"},103,101486,{"$f":"'Honolulu TMY 3'!$D$5","v":2019},"04","05","01","04/05/2019 01:00","2019-04-04T15:00:00",74.606]
["20150405:0400",23.61,79.03,119,359.69,55,{"v":374.7,"d":"374.70"},{"v":0.6,"d":"0.60"},94,101553,{"$f":"'Honolulu TMY 3'!$D$5","v":2019},"04","05","04","04/05/2019 04:00","2019-04-04T18:00:00",74.49799999999999]
["20150405:0800",23.42,79.94,0,{"v":0,"d":"0.00"},0,376.15,{"v":0.9,"d":"0.90"},98,101700,{"$f":"'Honolulu TMY 3'!$D$5","v":2019},"04","05","08","04/05/2019 08:00","2019-04-04T22:00:00",74.156]
["20150405:1200",23.22,80.65,0,{"v":0,"d":"0.00"},0,{"v":380.8,"d":"380.80"},3.05,110,101516,{"$f":"'Honolulu TMY 3'!$D$5","v":2019},"04","05","12","04/05/2019 12:00","2019-04-05T02:00:00",73.79599999999999]
["20150405:1500",23.01,80.83,0,{"v":0,"d":"0.00"},0,378.92,3.44,115,101483,{"$f":"'Honolulu TMY 3'!$D$5","v":2019},"04","05","15","04/05/2019 15:00","2019-04-05T05:00:00",73.418]
["20150405:1600",23.05,{"v":81,"d":"81.00"},0,{"v":0,"d":"0.00"},0,377.53,{"v":3.6,"d":"3.60"},114,101556,{"$f":"'Honolulu TMY 3'!$D$5","v":2019},"04","05","16","04/05/2019 16:00","2019-04-05T06:00:00",73.49000000000001]
["20150405:1900",23.28,81.19,554,757.39,109,374.08,3.23,114,101663,{"$f":"'Honolulu TMY 3'!$D$5","v":2019},"04","05","19","04/05/2019 19:00","2019-04-05T09:00:00",73.904]
["20150405:2200",{"v":23.7,"d":"23.70"},81.01,760,299.67,474,370.28,4.09,109,101600,{"$f":"'Honolulu TMY 3'!$D$5","v":2019},"04","05","22","04/05/2019 22:00","2019-04-05T12:00:00",74.66]
["20150406:0200",23.59,{"v":82.5,"d":"82.50"},403,195.73,282,376.05,7.23,91,101440,{"$f":"'Honolulu TMY 3'!$D$5","v":2019},"04","06","02","04/06/2019 02:00","2019-04-05T16:00:00",74.462]
["20150406:0500",23.82,83.67,0,{"v":0,"d":"0.00"},0,{"v":377,"d":"377.00"},7.54,93,101590,{"$f":"'Honolulu TMY 3'!$D$5","v":2019},"04","06","05","04/06/2019 05:00","2019-04-05T19:00:00",74.876]
["20150406:1000",23.61,85.04,0,{"v":0,"d":"0.00"},0,390.72,8.04,102,101593,{"$f":"'Honolulu TMY 3'!$D$5","v":2019},"04","06","10","04/06/2019 10:00","2019-04-06",74.49799999999999]
["20150406:1300",22.98,88.08,0,{"v":0,"d":"0.00"},0,{"v":396.4,"d":"396.40"},8.82,98,101506,{"$f":"'Honolulu TMY 3'!$D$5","v":2019},"04","06","13","04/06/2019 13:00","2019-04-06T03:00:00",73.364]
["20150406:1600",22.63,86.91,0,{"v":0,"d":"0.00"},0,{"v":398.9,"d":"398.90"},9.78,98,101586,{"$f":"'Honolulu TMY 3'!$D$5","v":2019},"04","06","16","04/06/2019 16:00","2019-04-06T06:00:00",72.73400000000001]
["20150406:1700",{"v":22.6,"d":"22.60"},85.63,44,{"v":0,"d":"0.00"},44,399.45,10.03,99,101640,{"$f":"'Honolulu TMY 3'!$D$5","v":2019},"04","06","17","04/06/2019 17:00","2019-04-06T07:00:00",72.68]
["20150406:2000",23.11,82.56,519,213.19,356,{"v":398.2,"d":"398.20"},8.54,99,101700,{"$f":"'Honolulu TMY 3'!$D$5","v":2019},"04","06","20","04/06/2019 20:00","2019-04-06T10:00:00",73.598]
["20150406:2300",23.68,80.31,635,142.58,498,{"v":396.1,"d":"396.10"},{"v":8.5,"d":"8.50"},93,101590,{"$f":"'Honolulu TMY 3'!$D$5","v":2019},"04","06","23","04/06/2019 23:00","2019-04-06T13:00:00",74.624]
["20150407:0200",23.66,81.61,272,37.15,249,400.15,9.14,73,101480,{"$f":"'Honolulu TMY 3'!$D$5","v":2019},"04","07","02","04/07/2019 02:00","2019-04-06T16:00:00",74.588]
["20150407:0700",{"v":23.7,"d":"23.70"},{"v":80.5,"d":"80.50"},0,{"v":0,"d":"0.00"},0,393.55,8.86,83,101696,{"$f":"'Honolulu TMY 3'!$D$5","v":2019},"04","07","07","04/07/2019 07:00","2019-04-06T21:00:00",74.66]
["20150407:1100",23.71,79.59,0,{"v":0,"d":"0.00"},0,{"v":392.6,"d":"392.60"},9.14,92,101640,{"$f":"'Honolulu TMY 3'!$D$5","v":2019},"04","07","11","04/07/2019 11:00","2019-04-07T01:00:00",74.678]
["20150407:1400",23.33,82.29,0,{"v":0,"d":"0.00"},0,{"v":385.8,"d":"385.80"},{"v":9.5,"d":"9.50"},85,101550,{"$f":"'Honolulu TMY 3'!$D$5","v":2019},"04","07","14","04/07/2019 14:00","2019-04-07T04:00:00",73.994]
["20150407:1700",23.32,81.77,61,54.08,53,{"v":383.1,"d":"383.10"},9.85,88,101780,{"$f":"'Honolulu TMY 3'!$D$5","v":2019},"04","07","17","04/07/2019 17:00","2019-04-07T07:00:00",73.976]
["20150407:1800",23.35,81.92,210,138.66,157,382.88,9.75,87,101800,{"$f":"'Honolulu TMY 3'!$D$5","v":2019},"04","07","18","04/07/2019 18:00","2019-04-07T08:00:00",74.03]
["20150407:2100",23.51,82.22,146,1.12,145,380.53,9.51,83,101796,{"$f":"'Honolulu TMY 3'!$D$5","v":2019},"04","07","21","04/07/2019 21:00","2019-04-07T11:00:00",74.31800000000001]
["20150408:0300",22.95,85.22,212,99.24,171,384.83,10.45,72,101646,{"$f":"'Honolulu TMY 3'!$D$5","v":2019},"04","08","03","04/08/2019 03:00","2019-04-07T17:00:00",73.31]
["20150408:0500",22.91,86.15,0,{"v":0,"d":"0.00"},0,{"v":385.8,"d":"385.80"},{"v":10.5,"d":"10.50"},73,101720,{"$f":"'Honolulu TMY 3'!$D$5","v":2019},"04","08","05","04/08/2019 05:00","2019-04-07T19:00:00",73.238]
["20150408:0800",23.12,{"v":83,"d":"83.00"},0,{"v":0,"d":"0.00"},0,{"v":391.3,"d":"391.30"},10.03,81,101740,{"$f":"'Honolulu TMY 3'!$D$5","v":2019},"04","08","08","04/08/2019 08:00","2019-04-07T22:00:00",73.616]
["20150408:1200",22.96,83.45,0,{"v":0,"d":"0.00"},0,392.03,9.71,86,101793,{"$f":"'Honolulu TMY 3'!$D$5","v":2019},"04","08","12","04/08/2019 12:00","2019-04-08T02:00:00",73.328]
["20150408:1500",22.33,{"v":85.1,"d":"85.10"},0,{"v":0,"d":"0.00"},0,{"v":394.2,"d":"394.20"},10.67,82,101893,{"$f":"'Honolulu TMY 3'!$D$5","v":2019},"04","08","15","04/08/2019 15:00","2019-04-08T05:00:00",72.19399999999999]
["20150408:1800",{"v":22.5,"d":"22.50"},83.17,225,176.42,157,388.63,11.25,78,102013,{"$f":"'Honolulu TMY 3'!$D$5","v":2019},"04","08","18","04/08/2019 18:00","2019-04-08T08:00:00",72.5]
["20150408:1900",22.63,81.93,356,142.54,271,387.07,11.47,78,102026,{"$f":"'Honolulu TMY 3'!$D$5","v":2019},"04","08","19","04/08/2019 19:00","2019-04-08T09:00:00",72.73400000000001]
["20150409:0000",23.34,77.99,708,293.48,442,377.38,10.51,71,101893,{"$f":"'Honolulu TMY 3'!$D$5","v":2019},"04","09","00","04/09/2019 00:00","2019-04-08T14:00:00",74.012]
["20150409:0300",{"v":23.3,"d":"23.30"},78.08,190,60.37,165,{"v":379,"d":"379.00"},10.51,67,101870,{"$f":"'Honolulu TMY 3'!$D$5","v":2019},"04","09","03","04/09/2019 03:00","2019-04-08T17:00:00",73.94]
["20150409:0600",23.15,78.24,0,{"v":0,"d":"0.00"},0,374.93,10.69,72,102006,{"$f":"'Honolulu TMY 3'!$D$5","v":2019},"04","09","06","04/09/2019 06:00","2019-04-08T20:00:00",73.67]
["20150409:0900",23.04,78.46,0,{"v":0,"d":"0.00"},0,373.17,11.14,78,102033,{"$f":"'Honolulu TMY 3'!$D$5","v":2019},"04","09","09","04/09/2019 09:00","2019-04-08T23:00:00",73.47200000000001]
["20150409:1300",23.09,81.03,0,{"v":0,"d":"0.00"},0,{"v":375.9,"d":"375.90"},10.05,76,101933,{"$f":"'Honolulu TMY 3'!$D$5","v":2019},"04","09","13","04/09/2019 13:00","2019-04-09T03:00:00",73.562]
["20150409:1600",{"v":23.1,"d":"23.10"},81.63,0,{"v":0,"d":"0.00"},0,372.63,9.92,74,102010,{"$f":"'Honolulu TMY 3'!$D$5","v":2019},"04","09","16","04/09/2019 16:00","2019-04-09T06:00:00",73.58000000000001]
["20150409:1900",23.27,81.08,453,345.49,246,365.33,10.08,73,102083,{"$f":"'Honolulu TMY 3'!$D$5","v":2019},"04","09","19","04/09/2019 19:00","2019-04-09T09:00:00",73.886]
["20150409:2100",23.41,82.43,750,394.06,397,362.13,10.26,70,102056,{"$f":"'Honolulu TMY 3'!$D$5","v":2019},"04","09","21","04/09/2019 21:00","2019-04-09T11:00:00",74.138]
["20150410:0000",{"v":23.2,"d":"23.20"},86.31,528,91.46,445,362.98,{"v":11.1,"d":"11.10"},62,101940,{"$f":"'Honolulu TMY 3'!$D$5","v":2019},"04","10","00","04/10/2019 00:00","2019-04-09T14:00:00",73.75999999999999]
["20150410:0400",22.42,87.01,9,{"v":0,"d":"0.00"},9,368.85,12.38,62,101933,{"$f":"'Honolulu TMY 3'!$D$5","v":2019},"04","10","04","04/10/2019 04:00","2019-04-09T18:00:00",72.356]
["20150410:0700",22.24,86.51,0,{"v":0,"d":"0.00"},0,{"v":370.1,"d":"370.10"},12.27,65,102039,{"$f":"'Honolulu TMY 3'!$D$5","v":2019},"04","10","07","04/10/2019 07:00","2019-04-09T21:00:00",72.032]
["20150410:1000",{"v":22,"d":"22.00"},86.77,0,{"v":0,"d":"0.00"},0,374.15,11.02,67,102026,{"$f":"'Honolulu TMY 3'!$D$5","v":2019},"04","10","10","04/10/2019 10:00","2019-04-10",71.6]
["20150410:1400",21.93,86.13,0,{"v":0,"d":"0.00"},0,{"v":375.6,"d":"375.60"},{"v":9.9,"d":"9.90"},65,101930,{"$f":"'Honolulu TMY 3'!$D$5","v":2019},"04","10","14","04/10/2019 14:00","2019-04-10T04:00:00",71.474]
["20150410:1700",21.82,84.71,20,{"v":0,"d":"0.00"},20,375.35,11.06,67,102020,{"$f":"'Honolulu TMY 3'!$D$5","v":2019},"04","10","17","04/10/2019 17:00","2019-04-10T07:00:00",71.27600000000001]
["20150410:1800",21.89,84.06,17,{"v":0,"d":"0.00"},17,375.17,11.12,68,102043,{"$f":"'Honolulu TMY 3'!$D$5","v":2019},"04","10","18","04/10/2019 18:00","2019-04-10T08:00:00",71.402]
["20150410:2200",22.32,81.29,293,14.53,279,377.07,10.63,69,102010,{"$f":"'Honolulu TMY 3'!$D$5","v":2019},"04","10","22","04/10/2019 22:00","2019-04-10T12:00:00",72.176]
["20150411:0100",{"v":22.4,"d":"22.40"},80.06,368,41.72,335,373.57,10.35,67,101916,{"$f":"'Honolulu TMY 3'!$D$5","v":2019},"04","11","01","04/11/2019 01:00","2019-04-10T15:00:00",72.32]
["20150411:0500",22.36,81.42,0,{"v":0,"d":"0.00"},0,368.75,10.54,72,101960,{"$f":"'Honolulu TMY 3'!$D$5","v":2019},"04","11","05","04/11/2019 05:00","2019-04-10T19:00:00",72.24799999999999]
["20150411:0800",22.11,82.32,0,{"v":0,"d":"0.00"},0,369.35,9.89,76,102059,{"$f":"'Honolulu TMY 3'!$D$5","v":2019},"04","11","08","04/11/2019 08:00","2019-04-10T22:00:00",71.798]
["20150411:1100",{"v":21.9,"d":"21.90"},83.47,0,{"v":0,"d":"0.00"},0,{"v":372.3,"d":"372.30"},9.48,79,101940,{"$f":"'Honolulu TMY 3'!$D$5","v":2019},"04","11","11","04/11/2019 11:00","2019-04-11T01:00:00",71.42]
["20150411:1500",{"v":21.9,"d":"21.90"},83.22,0,{"v":0,"d":"0.00"},0,384.85,10.54,77,101896,{"$f":"'Honolulu TMY 3'!$D$5","v":2019},"04","11","15","04/11/2019 15:00","2019-04-11T05:00:00",71.42]
["20150411:1900",22.31,79.02,378,168.69,276,381.55,9.89,85,101956,{"$f":"'Honolulu TMY 3'!$D$5","v":2019},"04","11","19","04/11/2019 19:00","2019-04-11T09:00:00",72.158]
["20150411:2000",22.42,78.13,774,836.64,124,379.95,9.53,87,101960,{"$f":"'Honolulu TMY 3'!$D$5","v":2019},"04","11","20","04/11/2019 20:00","2019-04-11T10:00:00",72.356]
["20150411:2300",23.03,76.02,496,52.69,445,{"v":371.7,"d":"371.70"},9.45,87,101820,{"$f":"'Honolulu TMY 3'!$D$5","v":2019},"04","11","23","04/11/2019 23:00","2019-04-11T13:00:00",73.45400000000001]
["20150412:0200",22.07,84.67,360,121.84,284,373.15,9.68,78,101790,{"$f":"'Honolulu TMY 3'!$D$5","v":2019},"04","12","02","04/12/2019 02:00","2019-04-11T16:00:00",71.726]
["20150412:0600",22.08,85.33,0,{"v":0,"d":"0.00"},0,{"v":375.2,"d":"375.20"},9.61,80,101946,{"$f":"'Honolulu TMY 3'!$D$5","v":2019},"04","12","06","04/12/2019 06:00","2019-04-11T20:00:00",71.744]
["20150412:0900",22.01,83.81,0,{"v":0,"d":"0.00"},0,381.47,9.27,84,101983,{"$f":"'Honolulu TMY 3'!$D$5","v":2019},{"$f":"MID(A2451,5,2)","v":"04"},{"$f":"MID(A2451,7,2)","v":"12"},{"$f":"MID(A2451,10,2)","v":"09"},{"$f":"L2451&\"/\"&M2451&\"/\"&K2451&\" \"&N2451&\":00\"","v":"04/12/2019 09:00"},{"$f":"(DATEVALUE(O2451)+TIMEVALUE(O2451))+($P$16/24)","v":"2019-04-11T23:00:00"},{"$f":"((9/5)*B2451)+32","v":71.618}]
["20150412:1300",21.69,84.16,0,{"v":0,"d":"0.00"},0,379.83,8.22,90,101876,{"$f":"'Honolulu TMY 3'!$D$5","v":2019},"04","12","13","04/12/2019 13:00","2019-04-12T03:00:00",71.042]
["20150412:1600",21.49,{"v":84.9,"d":"84.90"},0,{"v":0,"d":"0.00"},0,376.28,7.09,97,101920,{"$f":"'Honolulu TMY 3'!$D$5","v":2019},"04","12","16","04/12/2019 16:00","2019-04-12T06:00:00",70.68199999999999]
["20150412:2000",21.91,{"v":82.1,"d":"82.10"},775,835.46,124,{"v":374.8,"d":"374.80"},5.03,103,101960,{"$f":"'Honolulu TMY 3'!$D$5","v":2019},"04","12","20","04/12/2019 20:00","2019-04-12T10:00:00",71.438]
["20150412:2100",22.18,80.89,761,411.42,390,374.75,6.05,102,101916,{"$f":"'Honolulu TMY 3'!$D$5","v":2019},"04","12","21","04/12/2019 21:00","2019-04-12T11:00:00",71.924]
["20150413:0000",22.91,78.89,931,876.24,133,372.87,8.24,96,101813,{"$f":"'Honolulu TMY 3'!$D$5","v":2019},"04","13","00","04/13/2019 00:00","2019-04-12T14:00:00",73.238]
["20150413:0300",23.35,78.65,365,{"v":651,"d":"651.00"},93,369.03,8.34,86,101806,{"$f":"'Honolulu TMY 3'!$D$5","v":2019},"04","13","03","04/13/2019 03:00","2019-04-12T17:00:00",74.03]
["20150413:0700",23.42,74.66,0,{"v":0,"d":"0.00"},0,367.73,5.95,92,101926,{"$f":"'Honolulu TMY 3'!$D$5","v":2019},"04","13","07","04/13/2019 07:00","2019-04-12T21:00:00",74.156]
["20150413:1000",23.47,72.33,0,{"v":0,"d":"0.00"},0,368.48,4.19,103,101913,{"$f":"'Honolulu TMY 3'!$D$5","v":2019},"04","13","10","04/13/2019 10:00","2019-04-13",74.24600000000001]
["20150413:1300",23.15,73.79,0,{"v":0,"d":"0.00"},0,371.05,4.28,87,101876,{"$f":"'Honolulu TMY 3'!$D$5","v":2019},"04","13","13","04/13/2019 13:00","2019-04-13T03:00:00",73.67]
["20150413:1800",23.26,74.55,347,638.84,91,370.57,{"v":4.3,"d":"4.30"},97,101990,{"$f":"'Honolulu TMY 3'!$D$5","v":2019},"04","13","18","04/13/2019 18:00","2019-04-13T08:00:00",73.868]
["20150413:2100",23.61,73.79,679,253.42,450,{"v":369,"d":"369.00"},3.28,113,101943,{"$f":"'Honolulu TMY 3'!$D$5","v":2019},"04","13","21","04/13/2019 21:00","2019-04-13T11:00:00",74.49799999999999]
["20150413:2200",23.76,73.59,701,207.62,500,{"v":368.1,"d":"368.10"},3.37,115,101896,{"$f":"'Honolulu TMY 3'!$D$5","v":2019},"04","13","22","04/13/2019 22:00","2019-04-13T12:00:00",74.768]
["20150414:0100",23.64,73.67,641,367.95,349,363.47,2.74,93,101790,{"$f":"'Honolulu TMY 3'!$D$5","v":2019},"04","14","01","04/14/2019 01:00","2019-04-13T15:00:00",74.55199999999999]
["20150414:0400",{"v":23.5,"d":"23.50"},74.67,42,{"v":0,"d":"0.00"},42,363.47,1.92,80,101853,{"$f":"'Honolulu TMY 3'!$D$5","v":2019},"04","14","04","04/14/2019 04:00","2019-04-13T18:00:00",74.30000000000001]
["20150414:0800",23.29,77.08,0,{"v":0,"d":"0.00"},0,{"v":369.9,"d":"369.90"},2.04,88,102029,{"$f":"'Honolulu TMY 3'!$D$5","v":2019},"04","14","08","04/14/2019 08:00","2019-04-13T22:00:00",73.922]
["20150414:1000",23.25,77.75,0,{"v":0,"d":"0.00"},0,{"v":373,"d":"373.00"},2.19,98,101943,{"$f":"'Honolulu TMY 3'!$D$5","v":2019},"04","14","10","04/14/2019 10:00","2019-04-14",73.85]
["20150414:1600",23.05,77.01,0,{"v":0,"d":"0.00"},0,371.57,2.62,93,101916,{"$f":"'Honolulu TMY 3'!$D$5","v":2019},"04","14","16","04/14/2019 16:00","2019-04-14T06:00:00",73.49000000000001]
["20150414:1900",23.32,76.44,578,760.85,112,369.77,2.29,122,101963,{"$f":"'Honolulu TMY 3'!$D$5","v":2019},"04","14","19","04/14/2019 19:00","2019-04-14T09:00:00",73.976]
["20150414:2200",23.68,76.02,996,886.97,136,365.02,2.08,116,101876,{"$f":"'Honolulu TMY 3'!$D$5","v":2019},"04","14","22","04/14/2019 22:00","2019-04-14T12:00:00",74.624]
["20150414:2300",23.81,75.89,999,888.11,136,362.85,2.03,110,101830,{"$f":"'Honolulu TMY 3'!$D$5","v":2019},"04","14","23","04/14/2019 23:00","2019-04-14T13:00:00",74.858]
["20150415:0200",23.58,75.96,363,122.95,286,{"v":361.6,"d":"361.60"},{"v":2.3,"d":"2.30"},22,101790,{"$f":"'Honolulu TMY 3'!$D$5","v":2019},"04","15","02","04/15/2019 02:00","2019-04-14T16:00:00",74.44399999999999]
["20150415:0600",23.53,78.73,0,{"v":0,"d":"0.00"},0,363.57,2.61,70,101973,{"$f":"'Honolulu TMY 3'!$D$5","v":2019},"04","15","06","04/15/2019 06:00","2019-04-14T20:00:00",74.35400000000001]
["20150415:1100",23.29,80.47,0,{"v":0,"d":"0.00"},0,369.35,2.19,99,101930,{"$f":"'Honolulu TMY 3'!$D$5","v":2019},"04","15","11","04/15/2019 11:00","2019-04-15T01:00:00",73.922]
["20150415:1300",23.24,80.12,0,{"v":0,"d":"0.00"},0,372.25,3.43,85,101910,{"$f":"'Honolulu TMY 3'!$D$5","v":2019},"04","15","13","04/15/2019 13:00","2019-04-15T03:00:00",73.832]
["20150415:1700",23.29,79.31,117,355.31,55,{"v":372.7,"d":"372.70"},4.95,91,102020,{"$f":"'Honolulu TMY 3'!$D$5","v":2019},"04","15","17","04/15/2019 17:00","2019-04-15T07:00:00",73.922]
["20150415:2000",{"v":23.6,"d":"23.60"},78.48,779,832.32,125,367.25,5.31,94,102059,{"$f":"'Honolulu TMY 3'!$D$5","v":2019},"04","15","20","04/15/2019 20:00","2019-04-15T10:00:00",74.48]
["20150415:2300",24.01,78.13,{"v":1002,"d":"1,002"},889.11,137,{"v":362.9,"d":"362.90"},6.62,67,101910,{"$f":"'Honolulu TMY 3'!$D$5","v":2019},"04","15","23","04/15/2019 23:00","2019-04-15T13:00:00",75.218]
["20150416:0000",23.91,78.47,931,873.51,133,363.45,7.16,62,101896,{"$f":"'Honolulu TMY 3'!$D$5","v":2019},"04","16","00","04/16/2019 00:00","2019-04-15T14:00:00",75.03800000000001]
["20150416:0300",23.72,79.57,365,646.82,93,366.15,8.28,54,101923,{"$f":"'Honolulu TMY 3'!$D$5","v":2019},"04","16","03","04/16/2019 03:00","2019-04-15T17:00:00",74.696]
["20150416:0800",{"v":23.5,"d":"23.50"},81.65,0,{"v":0,"d":"0.00"},0,{"v":377.1,"d":"377.10"},7.96,75,102089,{"$f":"'Honolulu TMY 3'!$D$5","v":2019},"04","16","08","04/16/2019 08:00","2019-04-15T22:00:00",74.30000000000001]
["20150416:1100",23.48,82.53,0,{"v":0,"d":"0.00"},0,{"v":377,"d":"377.00"},{"v":7.6,"d":"7.60"},87,101950,{"$f":"'Honolulu TMY 3'!$D$5","v":2019},"04","16","11","04/16/2019 11:00","2019-04-16T01:00:00",74.26400000000001]
["20150416:1400",23.48,82.64,0,{"v":0,"d":"0.00"},0,379.15,8.44,79,101900,{"$f":"'Honolulu TMY 3'!$D$5","v":2019},"04","16","14","04/16/2019 14:00","2019-04-16T04:00:00",74.26400000000001]
["20150416:1800",{"v":23.5,"d":"23.50"},82.18,353,637.72,92,374.53,9.22,81,102066,{"$f":"'Honolulu TMY 3'!$D$5","v":2019},"04","16","18","04/16/2019 18:00","2019-04-16T08:00:00",74.30000000000001]
["20150416:2100",23.71,81.59,923,869.19,133,369.87,9.71,79,102046,{"$f":"'Honolulu TMY 3'!$D$5","v":2019},"04","16","21","04/16/2019 21:00","2019-04-16T11:00:00",74.678]
["20150417:0000",23.97,81.21,927,{"v":868.3,"d":"868.30"},133,368.88,9.77,74,101916,{"$f":"'Honolulu TMY 3'!$D$5","v":2019},"04","17","00","04/17/2019 00:00","2019-04-16T14:00:00",75.146]
["20150417:0100",23.97,81.03,788,{"v":832.9,"d":"832.90"},125,370.97,10.11,72,101893,{"$f":"'Honolulu TMY 3'!$D$5","v":2019},"04","17","01","04/17/2019 01:00","2019-04-16T15:00:00",75.146]
["20150417:0500",23.88,82.58,0,{"v":0,"d":"0.00"},0,376.75,10.94,74,101980,{"$f":"'Honolulu TMY 3'!$D$5","v":2019},"04","17","05","04/17/2019 05:00","2019-04-16T19:00:00",74.98400000000001]
["20150417:0900",23.34,84.87,0,{"v":0,"d":"0.00"},0,380.43,11.13,82,101983,{"$f":"'Honolulu TMY 3'!$D$5","v":2019},"04","17","09","04/17/2019 09:00","2019-04-16T23:00:00",74.012]
["20150417:1200",23.02,85.63,0,{"v":0,"d":"0.00"},0,384.07,11.47,83,101900,{"$f":"'Honolulu TMY 3'!$D$5","v":2019},"04","17","12","04/17/2019 12:00","2019-04-17T02:00:00",73.436]
["20150417:1500",22.69,85.23,0,{"v":0,"d":"0.00"},0,390.93,11.27,80,101976,{"$f":"'Honolulu TMY 3'!$D$5","v":2019},"04","17","15","04/17/2019 15:00","2019-04-17T05:00:00",72.84200000000001]
["20150417:1900",22.57,82.14,592,772.86,113,397.37,11.53,79,102096,{"$f":"'Honolulu TMY 3'!$D$5","v":2019},"04","17","19","04/17/2019 19:00","2019-04-17T09:00:00",72.626]
["20150417:2200",23.09,79.07,889,480.63,421,383.35,11.19,76,101986,{"$f":"'Honolulu TMY 3'!$D$5","v":2019},"04","17","22","04/17/2019 22:00","2019-04-17T12:00:00",73.562]
["20150418:0200",24.17,71.91,604,779.48,114,375.25,11.59,73,101870,{"$f":"'Honolulu TMY 3'!$D$5","v":2019},"04","18","02","04/18/2019 02:00","2019-04-17T16:00:00",75.506]
["20150418:0300",24.13,72.86,372,658.31,94,374.68,11.71,74,101916,{"$f":"'Honolulu TMY 3'!$D$5","v":2019},"04","18","03","04/18/2019 03:00","2019-04-17T17:00:00",75.434]
["20150418:0600",23.85,75.73,0,{"v":0,"d":"0.00"},0,373.45,12.08,77,102033,{"$f":"'Honolulu TMY 3'!$D$5","v":2019},"04","18","06","04/18/2019 06:00","2019-04-17T20:00:00",74.93]
["20150418:1000",23.23,78.87,0,{"v":0,"d":"0.00"},0,371.68,12.28,82,102000,{"$f":"'Honolulu TMY 3'!$D$5","v":2019},"04","18","10","04/18/2019 10:00","2019-04-18",73.814]
["20150418:1300",23.23,77.47,0,{"v":0,"d":"0.00"},0,373.33,12.07,80,101960,{"$f":"'Honolulu TMY 3'!$D$5","v":2019},"04","18","13","04/18/2019 13:00","2019-04-18T03:00:00",73.814]
["20150418:1600",23.19,76.71,0,{"v":0,"d":"0.00"},0,369.42,12.02,80,102039,{"$f":"'Honolulu TMY 3'!$D$5","v":2019},"04","18","16","04/18/2019 16:00","2019-04-18T06:00:00",73.742]
["20150418:2000",23.34,77.63,704,536.78,279,362.95,11.26,83,102079,{"$f":"'Honolulu TMY 3'!$D$5","v":2019},"04","18","20","04/18/2019 20:00","2019-04-18T10:00:00",74.012]
["20150418:2300",23.57,{"v":78.6,"d":"78.60"},{"v":1022,"d":"1,022"},905.68,138,368.75,11.53,83,101890,{"$f":"'Honolulu TMY 3'!$D$5","v":2019},"04","18","23","04/18/2019 23:00","2019-04-18T13:00:00",74.426]
["20150419:0100",23.32,78.47,807,852.66,127,379.22,11.25,81,101856,{"$f":"'Honolulu TMY 3'!$D$5","v":2019},"04","19","01","04/19/2019 01:00","2019-04-18T15:00:00",73.976]
["20150419:0400",23.36,76.52,137,{"v":404.3,"d":"404.30"},59,385.05,11.57,81,101900,{"$f":"'Honolulu TMY 3'!$D$5","v":2019},"04","19","04","04/19/2019 04:00","2019-04-18T18:00:00",74.048]
["20150419:0700",{"v":23.7,"d":"23.70"},73.34,0,{"v":0,"d":"0.00"},0,380.62,12.12,84,101970,{"$f":"'Honolulu TMY 3'!$D$5","v":2019},"04","19","07","04/19/2019 07:00","2019-04-18T21:00:00",74.66]
["20150419:1100",23.96,71.49,0,{"v":0,"d":"0.00"},0,{"v":382.7,"d":"382.70"},11.64,85,101860,{"$f":"'Honolulu TMY 3'!$D$5","v":2019},"04","19","11","04/19/2019 11:00","2019-04-19T01:00:00",75.128]
["20150419:1400",23.45,{"v":75,"d":"75.00"},0,{"v":0,"d":"0.00"},0,{"v":371.8,"d":"371.80"},11.35,77,101860,{"$f":"'Honolulu TMY 3'!$D$5","v":2019},"04","19","14","04/19/2019 14:00","2019-04-19T04:00:00",74.21000000000001]
["20150419:1800",23.34,76.22,280,287.56,160,366.97,11.46,80,102020,{"$f":"'Honolulu TMY 3'!$D$5","v":2019},"04","19","18","04/19/2019 18:00","2019-04-19T08:00:00",74.012]
["20150419:2000",23.42,76.47,800,849.25,126,{"v":366.1,"d":"366.10"},10.91,83,102020,{"$f":"'Honolulu TMY 3'!$D$5","v":2019},"04","19","20","04/19/2019 20:00","2019-04-19T10:00:00",74.156]
["20150420:0100",23.45,77.69,803,848.14,126,361.83,10.53,76,101826,{"$f":"'Honolulu TMY 3'!$D$5","v":2019},"04","20","01","04/20/2019 01:00","2019-04-19T15:00:00",74.21000000000001]
["20150420:0200",23.23,78.33,519,464.98,226,{"v":362.2,"d":"362.20"},10.66,73,101820,{"$f":"'Honolulu TMY 3'!$D$5","v":2019},"04","20","02","04/20/2019 02:00","2019-04-19T16:00:00",73.814]
["20150420:0500",23.23,{"v":78,"d":"78.00"},0,{"v":0,"d":"0.00"},0,{"v":365.4,"d":"365.40"},10.57,73,101920,{"$f":"'Honolulu TMY 3'!$D$5","v":2019},"04","20","05","04/20/2019 05:00","2019-04-19T19:00:00",73.814]
["20150420:0800",23.14,78.23,0,{"v":0,"d":"0.00"},0,{"v":370.1,"d":"370.10"},10.95,77,101990,{"$f":"'Honolulu TMY 3'!$D$5","v":2019},"04","20","08","04/20/2019 08:00","2019-04-19T22:00:00",73.652]
["20150420:1200",23.14,78.57,0,{"v":0,"d":"0.00"},0,{"v":374.6,"d":"374.60"},{"v":9.6,"d":"9.60"},80,101856,{"$f":"'Honolulu TMY 3'!$D$5","v":2019},"04","20","12","04/20/2019 12:00","2019-04-20T02:00:00",73.652]
["20150420:1500",23.06,78.96,0,{"v":0,"d":"0.00"},0,385.88,9.76,77,101873,{"$f":"'Honolulu TMY 3'!$D$5","v":2019},"04","20","15","04/20/2019 15:00","2019-04-20T05:00:00",73.508]
["20150420:1700",22.94,78.72,133,390.44,59,384.85,9.89,79,101960,{"$f":"'Honolulu TMY 3'!$D$5","v":2019},"04","20","17","04/20/2019 17:00","2019-04-20T07:00:00",73.292]
["20150420:2300",{"v":23.6,"d":"23.60"},75.85,{"v":1020,"d":"1,020"},901.87,138,359.15,9.68,73,101800,{"$f":"'Honolulu TMY 3'!$D$5","v":2019},"04","20","23","04/20/2019 23:00","2019-04-20T13:00:00",74.48]
["20150421:0200",23.04,76.43,607,781.46,114,{"v":362.6,"d":"362.60"},9.16,66,101760,{"$f":"'Honolulu TMY 3'!$D$5","v":2019},"04","21","02","04/21/2019 02:00","2019-04-20T16:00:00",73.47200000000001]
["20150421:0300",23.12,76.32,375,661.28,94,364.32,9.05,67,101776,{"$f":"'Honolulu TMY 3'!$D$5","v":2019},"04","21","03","04/21/2019 03:00","2019-04-20T17:00:00",73.616]
["20150421:0600",23.23,76.41,0,{"v":0,"d":"0.00"},0,{"v":367.6,"d":"367.60"},9.16,69,101840,{"$f":"'Honolulu TMY 3'!$D$5","v":2019},"04","21","06","04/21/2019 06:00","2019-04-20T20:00:00",73.814]
["20150421:0900",{"v":23.1,"d":"23.10"},{"v":77.1,"d":"77.10"},0,{"v":0,"d":"0.00"},0,369.05,9.31,71,101860,{"$f":"'Honolulu TMY 3'!$D$5","v":2019},"04","21","09","04/21/2019 09:00","2019-04-20T23:00:00",73.58000000000001]
["20150421:1300",23.06,{"v":77.9,"d":"77.90"},0,{"v":0,"d":"0.00"},0,373.45,{"v":8.8,"d":"8.80"},72,101733,{"$f":"'Honolulu TMY 3'!$D$5","v":2019},"04","21","13","04/21/2019 13:00","2019-04-21T03:00:00",73.508]
["20150421:1800",22.98,77.19,175,33.15,161,367.05,{"v":9.2,"d":"9.20"},74,101850,{"$f":"'Honolulu TMY 3'!$D$5","v":2019},"04","21","18","04/21/2019 18:00","2019-04-21T08:00:00",73.364]
["20150421:2100",23.19,76.57,743,340.41,431,364.82,9.01,69,101843,{"$f":"'Honolulu TMY 3'!$D$5","v":2019},"04","21","21","04/21/2019 21:00","2019-04-21T11:00:00",73.742]
["20150422:0000",23.41,75.78,947,885.31,134,364.07,8.92,61,101696,{"$f":"'Honolulu TMY 3'!$D$5","v":2019},"04","22","00","04/22/2019 00:00","2019-04-21T14:00:00",74.138]
["20150422:0300",23.34,74.65,376,662.27,94,365.35,9.54,59,101620,{"$f":"'Honolulu TMY 3'!$D$5","v":2019},"04","22","03","04/22/2019 03:00","2019-04-21T17:00:00",74.012]
["20150422:0400",23.32,75.43,139,402.58,60,{"v":366,"d":"366.00"},9.72,59,101650,{"$f":"'Honolulu TMY 3'!$D$5","v":2019},"04","22","04","04/22/2019 04:00","2019-04-21T18:00:00",73.976]
["20150422:0700",23.01,77.69,0,{"v":0,"d":"0.00"},0,367.32,9.58,60,101760,{"$f":"'Honolulu TMY 3'!$D$5","v":2019},"04","22","07","04/22/2019 07:00","2019-04-21T21:00:00",73.418]
["20150422:1100",22.71,79.81,0,{"v":0,"d":"0.00"},0,371.95,8.87,62,101640,{"$f":"'Honolulu TMY 3'!$D$5","v":2019},"04","22","11","04/22/2019 11:00","2019-04-22T01:00:00",72.878]
["20150422:1500",{"v":22.5,"d":"22.50"},79.34,0,{"v":0,"d":"0.00"},0,369.68,9.57,70,101606,{"$f":"'Honolulu TMY 3'!$D$5","v":2019},"04","22","15","04/22/2019 15:00","2019-04-22T05:00:00",72.5]
["20150422:1800",22.63,78.06,377,{"v":666.2,"d":"666.20"},94,360.78,9.59,71,101693,{"$f":"'Honolulu TMY 3'!$D$5","v":2019},"04","22","18","04/22/2019 18:00","2019-04-22T08:00:00",72.73400000000001]
["20150422:2200",{"v":23.2,"d":"23.20"},{"v":76.1,"d":"76.10"},890,472.66,427,351.02,{"v":9.6,"d":"9.60"},62,101626,{"$f":"'Honolulu TMY 3'!$D$5","v":2019},"04","22","22","04/22/2019 22:00","2019-04-22T12:00:00",73.75999999999999]
["20150423:0100",23.33,77.96,570,231.18,385,353.17,9.96,60,101533,{"$f":"'Honolulu TMY 3'!$D$5","v":2019},{"$f":"MID(A2707,5,2)","v":"04"},{"$f":"MID(A2707,7,2)","v":"23"},{"$f":"MID(A2707,10,2)","v":"01"},{"$f":"L2707&\"/\"&M2707&\"/\"&K2707&\" \"&N2707&\":00\"","v":"04/23/2019 01:00"},{"$f":"(DATEVALUE(O2707)+TIMEVALUE(O2707))+($P$16/24)","v":"2019-04-22T15:00:00"},{"$f":"((9/5)*B2707)+32","v":73.994}]
["20150423:0400",23.21,80.99,139,{"v":400.3,"d":"400.30"},60,360.53,10.32,65,101590,{"$f":"'Honolulu TMY 3'!$D$5","v":2019},"04","23","04","04/23/2019 04:00","2019-04-22T18:00:00",73.778]
["20150423:0500",23.16,81.95,0,{"v":0,"d":"0.00"},0,{"v":363.2,"d":"363.20"},10.37,67,101630,{"$f":"'Honolulu TMY 3'!$D$5","v":2019},"04","23","05","04/23/2019 05:00","2019-04-22T19:00:00",73.688]
["20150423:0800",22.94,83.48,0,{"v":0,"d":"0.00"},0,373.05,9.88,74,101730,{"$f":"'Honolulu TMY 3'!$D$5","v":2019},"04","23","08","04/23/2019 08:00","2019-04-22T22:00:00",73.292]
["20150423:1200",22.64,87.26,0,{"v":0,"d":"0.00"},0,374.57,9.98,69,101606,{"$f":"'Honolulu TMY 3'!$D$5","v":2019},"04","23","12","04/23/2019 12:00","2019-04-23T02:00:00",72.75200000000001]
["20150423:1600",22.25,87.18,0,{"v":0,"d":"0.00"},0,379.17,{"v":10.4,"d":"10.40"},64,101686,{"$f":"'Honolulu TMY 3'!$D$5","v":2019},"04","23","16","04/23/2019 16:00","2019-04-23T06:00:00",72.05000000000001]
["20150423:1900",22.28,86.11,173,1.58,172,377.02,11.43,65,101820,{"$f":"'Honolulu TMY 3'!$D$5","v":2019},"04","23","19","04/23/2019 19:00","2019-04-23T09:00:00",72.10400000000001]
["20150423:2300",22.51,85.83,881,{"v":462,"d":"462.00"},428,373.75,11.45,62,101750,{"$f":"'Honolulu TMY 3'!$D$5","v":2019},"04","23","23","04/23/2019 23:00","2019-04-23T13:00:00",72.518]
["20150424:0200",22.54,85.29,80,{"v":0,"d":"0.00"},80,{"v":381.4,"d":"381.40"},12.54,63,101670,{"$f":"'Honolulu TMY 3'!$D$5","v":2019},"04","24","02","04/24/2019 02:00","2019-04-23T16:00:00",72.572]
["20150424:0500",22.86,{"v":85,"d":"85.00"},0,{"v":0,"d":"0.00"},0,391.75,12.65,70,101780,{"$f":"'Honolulu TMY 3'!$D$5","v":2019},"04","24","05","04/24/2019 05:00","2019-04-23T19:00:00",73.148]
["20150424:0600",22.79,85.05,0,{"v":0,"d":"0.00"},0,388.07,12.59,71,101813,{"$f":"'Honolulu TMY 3'!$D$5","v":2019},"04","24","06","04/24/2019 06:00","2019-04-23T20:00:00",73.02199999999999]
["20150424:0900",22.55,{"v":84.5,"d":"84.50"},0,{"v":0,"d":"0.00"},0,{"v":380.1,"d":"380.10"},12.54,75,101843,{"$f":"'Honolulu TMY 3'!$D$5","v":2019},"04","24","09","04/24/2019 09:00","2019-04-23T23:00:00",72.59]
["20150424:1400",22.33,{"v":84.6,"d":"84.60"},0,{"v":0,"d":"0.00"},0,{"v":378.1,"d":"378.10"},13.02,72,101780,{"$f":"'Honolulu TMY 3'!$D$5","v":2019},"04","24","14","04/24/2019 14:00","2019-04-24T04:00:00",72.19399999999999]
["20150424:1700",22.68,79.03,25,{"v":0,"d":"0.00"},25,380.35,12.86,78,101960,{"$f":"'Honolulu TMY 3'!$D$5","v":2019},"04","24","17","04/24/2019 17:00","2019-04-24T07:00:00",72.824]
["20150424:2000",23.02,{"v":74.8,"d":"74.80"},561,215.67,388,{"v":379.1,"d":"379.10"},12.22,80,102059,{"$f":"'Honolulu TMY 3'!$D$5","v":2019},"04","24","20","04/24/2019 20:00","2019-04-24T10:00:00",73.436]
["20150425:0000",23.09,76.32,600,145.61,466,376.63,12.22,71,101913,{"$f":"'Honolulu TMY 3'!$D$5","v":2019},"04","25","00","04/25/2019 00:00","2019-04-24T14:00:00",73.562]
["20150425:0300",22.95,77.06,339,497.14,126,375.93,11.73,72,101866,{"$f":"'Honolulu TMY 3'!$D$5","v":2019},"04","25","03","04/25/2019 03:00","2019-04-24T17:00:00",73.31]
["20150425:0400",22.95,76.77,141,405.79,60,374.07,11.58,73,101893,{"$f":"'Honolulu TMY 3'!$D$5","v":2019},"04","25","04","04/25/2019 04:00","2019-04-24T18:00:00",73.31]
["20150425:1000",22.73,73.15,0,{"v":0,"d":"0.00"},0,376.18,10.78,80,102003,{"$f":"'Honolulu TMY 3'!$D$5","v":2019},"04","25","10","04/25/2019 10:00","2019-04-25",72.914]
["20150425:1100",22.71,72.83,0,{"v":0,"d":"0.00"},0,{"v":374.8,"d":"374.80"},{"v":10.7,"d":"10.70"},81,101970,{"$f":"'Honolulu TMY 3'!$D$5","v":2019},"04","25","11","04/25/2019 11:00","2019-04-25T01:00:00",72.878]
["20150425:1500",22.73,75.94,0,{"v":0,"d":"0.00"},0,384.55,10.02,86,102006,{"$f":"'Honolulu TMY 3'!$D$5","v":2019},"04","25","15","04/25/2019 15:00","2019-04-25T05:00:00",72.914]
["20150425:1800",{"v":22.8,"d":"22.80"},75.72,379,660.14,94,371.62,10.26,88,102106,{"$f":"'Honolulu TMY 3'!$D$5","v":2019},"04","25","18","04/25/2019 18:00","2019-04-25T08:00:00",73.03999999999999]
["20150425:2100",23.06,75.48,945,881.03,133,362.07,11.07,85,102056,{"$f":"'Honolulu TMY 3'!$D$5","v":2019},"04","25","21","04/25/2019 21:00","2019-04-25T11:00:00",73.508]
["20150426:0100",23.27,75.43,504,142.13,390,361.07,11.11,80,101876,{"$f":"'Honolulu TMY 3'!$D$5","v":2019},"04","26","01","04/26/2019 01:00","2019-04-25T15:00:00",73.886]
["20150426:0400",23.19,{"v":76.4,"d":"76.40"},58,{"v":0,"d":"0.00"},58,362.48,10.86,79,101910,{"$f":"'Honolulu TMY 3'!$D$5","v":2019},"04","26","04","04/26/2019 04:00","2019-04-25T18:00:00",73.742]
["20150426:0700",22.94,77.29,0,{"v":0,"d":"0.00"},0,364.97,10.82,80,101986,{"$f":"'Honolulu TMY 3'!$D$5","v":2019},"04","26","07","04/26/2019 07:00","2019-04-25T21:00:00",73.292]
["20150426:0900",22.78,{"v":77.4,"d":"77.40"},0,{"v":0,"d":"0.00"},0,367.93,10.71,82,101960,{"$f":"'Honolulu TMY 3'!$D$5","v":2019},"04","26","09","04/26/2019 09:00","2019-04-25T23:00:00",73.004]
["20150426:1200",22.62,78.01,0,{"v":0,"d":"0.00"},0,376.35,10.38,87,101853,{"$f":"'Honolulu TMY 3'!$D$5","v":2019},"04","26","12","04/26/2019 12:00","2019-04-26T02:00:00",72.71600000000001]
["20150426:1600",22.52,79.63,0,{"v":0,"d":"0.00"},0,379.98,9.33,94,101893,{"$f":"'Honolulu TMY 3'!$D$5","v":2019},"04","26","16","04/26/2019 16:00","2019-04-26T06:00:00",72.536]
["20150426:1900",22.78,77.78,611,780.11,113,373.68,7.66,102,101920,{"$f":"'Honolulu TMY 3'!$D$5","v":2019},"04","26","19","04/26/2019 19:00","2019-04-26T09:00:00",73.004]
["20150426:2300",23.54,74.17,903,{"v":486.4,"d":"486.40"},425,366.95,7.97,106,101800,{"$f":"'Honolulu TMY 3'!$D$5","v":2019},"04","26","23","04/26/2019 23:00","2019-04-26T13:00:00",74.372]
["20150427:0200",23.34,77.76,518,445.58,235,{"v":366.6,"d":"366.60"},7.32,92,101710,{"$f":"'Honolulu TMY 3'!$D$5","v":2019},"04","27","02","04/27/2019 02:00","2019-04-26T16:00:00",74.012]
["20150427:0400",23.42,78.01,142,406.13,60,{"v":373,"d":"373.00"},8.24,86,101770,{"$f":"'Honolulu TMY 3'!$D$5","v":2019},"04","27","04","04/27/2019 04:00","2019-04-26T18:00:00",74.156]
["20150427:0700",23.31,78.64,0,{"v":0,"d":"0.00"},0,388.13,8.46,87,101853,{"$f":"'Honolulu TMY 3'!$D$5","v":2019},"04","27","07","04/27/2019 07:00","2019-04-26T21:00:00",73.958]
["20150427:1000",23.23,79.95,0,{"v":0,"d":"0.00"},0,392.03,7.99,96,101786,{"$f":"'Honolulu TMY 3'!$D$5","v":2019},"04","27","10","04/27/2019 10:00","2019-04-27",73.814]
["20150427:1300",23.03,{"v":81.3,"d":"81.30"},0,{"v":0,"d":"0.00"},0,{"v":394.1,"d":"394.10"},7.42,108,101693,{"$f":"'Honolulu TMY 3'!$D$5","v":2019},"04","27","13","04/27/2019 13:00","2019-04-27T03:00:00",73.45400000000001]
["20150427:1700",{"v":22.7,"d":"22.70"},81.57,147,413.19,61,{"v":380.7,"d":"380.70"},{"v":5.2,"d":"5.20"},120,101750,{"$f":"'Honolulu TMY 3'!$D$5","v":2019},"04","27","17","04/27/2019 17:00","2019-04-27T07:00:00",72.86]
["20150427:2000",23.01,79.87,802,839.41,125,{"v":378.4,"d":"378.40"},1.89,123,101790,{"$f":"'Honolulu TMY 3'!$D$5","v":2019},"04","27","20","04/27/2019 20:00","2019-04-27T10:00:00",73.418]
["20150428:0100",23.57,75.43,524,164.33,392,373.05,4.42,98,101676,{"$f":"'Honolulu TMY 3'!$D$5","v":2019},"04","28","01","04/28/2019 01:00","2019-04-27T15:00:00",74.426]
["20150428:0400",23.56,76.51,142,403.81,60,372.87,3.65,86,101726,{"$f":"'Honolulu TMY 3'!$D$5","v":2019},"04","28","04","04/28/2019 04:00","2019-04-27T18:00:00",74.408]
["20150428:0700",23.49,78.54,0,{"v":0,"d":"0.00"},0,373.75,3.18,91,101826,{"$f":"'Honolulu TMY 3'!$D$5","v":2019},"04","28","07","04/28/2019 07:00","2019-04-27T21:00:00",74.282]
["20150428:0800",23.48,78.96,0,{"v":0,"d":"0.00"},0,373.85,3.17,94,101860,{"$f":"'Honolulu TMY 3'!$D$5","v":2019},"04","28","08","04/28/2019 08:00","2019-04-27T22:00:00",74.26400000000001]
["20150428:1100",23.49,80.01,0,{"v":0,"d":"0.00"},0,{"v":375,"d":"375.00"},3.13,105,101720,{"$f":"'Honolulu TMY 3'!$D$5","v":2019},"04","28","11","04/28/2019 11:00","2019-04-28T01:00:00",74.282]
["20150428:1400",23.12,{"v":78.5,"d":"78.50"},0,{"v":0,"d":"0.00"},0,{"v":367.3,"d":"367.30"},{"v":4.4,"d":"4.40"},119,101750,{"$f":"'Honolulu TMY 3'!$D$5","v":2019},"04","28","14","04/28/2019 14:00","2019-04-28T04:00:00",73.616]
["20150428:1800",23.23,78.94,382,657.43,94,367.82,3.89,118,101880,{"$f":"'Honolulu TMY 3'!$D$5","v":2019},"04","28","18","04/28/2019 18:00","2019-04-28T08:00:00",73.814]
["20150428:2200",23.81,{"v":77.9,"d":"77.90"},689,182.74,509,366.68,6.24,105,101840,{"$f":"'Honolulu TMY 3'!$D$5","v":2019},"04","28","22","04/28/2019 22:00","2019-04-28T12:00:00",74.858]
["20150429:0200",23.83,81.55,606,776.12,112,375.55,6.83,87,101690,{"$f":"'Honolulu TMY 3'!$D$5","v":2019},"04","29","02","04/29/2019 02:00","2019-04-28T16:00:00",74.894]
["20150429:0500",23.84,82.46,0,{"v":0,"d":"0.00"},0,371.55,{"v":9.3,"d":"9.30"},84,101820,{"$f":"'Honolulu TMY 3'!$D$5","v":2019},"04","29","05","04/29/2019 05:00","2019-04-28T19:00:00",74.912]
["20150429:0800",23.69,82.93,0,{"v":0,"d":"0.00"},0,375.55,{"v":8.9,"d":"8.90"},90,101940,{"$f":"'Honolulu TMY 3'!$D$5","v":2019},"04","29","08","04/29/2019 08:00","2019-04-28T22:00:00",74.642]
["20150429:0900",23.71,82.94,0,{"v":0,"d":"0.00"},0,376.03,8.86,93,101903,{"$f":"'Honolulu TMY 3'!$D$5","v":2019},"04","29","09","04/29/2019 09:00","2019-04-28T23:00:00",74.678]
["20150429:1200",23.73,82.45,0,{"v":0,"d":"0.00"},0,378.03,{"v":8.5,"d":"8.50"},100,101810,{"$f":"'Honolulu TMY 3'!$D$5","v":2019},"04","29","12","04/29/2019 12:00","2019-04-29T02:00:00",74.714]
["20150429:1600",23.73,80.89,0,{"v":0,"d":"0.00"},0,378.27,8.16,102,101903,{"$f":"'Honolulu TMY 3'!$D$5","v":2019},"04","29","16","04/29/2019 16:00","2019-04-29T06:00:00",74.714]
["20150429:1900",23.78,79.71,614,778.64,113,371.22,8.23,103,101990,{"$f":"'Honolulu TMY 3'!$D$5","v":2019},"04","29","19","04/29/2019 19:00","2019-04-29T09:00:00",74.804]
["20150429:2300",24.26,77.88,{"v":1015,"d":"1,015"},893.76,135,{"v":362.9,"d":"362.90"},8.81,96,101890,{"$f":"'Honolulu TMY 3'!$D$5","v":2019},"04","29","23","04/29/2019 23:00","2019-04-29T13:00:00",75.668]
["20150430:0300",{"v":24.1,"d":"24.10"},76.08,379,660.68,93,366.37,9.93,79,101843,{"$f":"'Honolulu TMY 3'!$D$5","v":2019},"04","30","03","04/30/2019 03:00","2019-04-29T17:00:00",75.38]
["20150430:0600",24.11,77.39,0,{"v":0,"d":"0.00"},0,374.03,9.98,83,101950,{"$f":"'Honolulu TMY 3'!$D$5","v":2019},"04","30","06","04/30/2019 06:00","2019-04-29T20:00:00",75.398]
["20150430:0900",23.96,79.35,0,{"v":0,"d":"0.00"},0,379.45,9.96,87,101996,{"$f":"'Honolulu TMY 3'!$D$5","v":2019},"04","30","09","04/30/2019 09:00","2019-04-29T23:00:00",75.128]
["20150430:1000",23.93,79.89,0,{"v":0,"d":"0.00"},0,{"v":378.6,"d":"378.60"},{"v":10,"d":"10.00"},88,101963,{"$f":"'Honolulu TMY 3'!$D$5","v":2019},"04","30","10","04/30/2019 10:00","2019-04-30",75.074]
["20150430:1300",23.68,82.26,0,{"v":0,"d":"0.00"},0,374.52,10.45,92,101890,{"$f":"'Honolulu TMY 3'!$D$5","v":2019},"04","30","13","04/30/2019 13:00","2019-04-30T03:00:00",74.624]
["20150430:1600",23.51,83.84,0,{"v":0,"d":"0.00"},0,370.11,10.72,93,101970,{"$f":"'Honolulu TMY 3'!$D$5","v":2019},"04","30","16","04/30/2019 16:00","2019-04-30T06:00:00",74.31800000000001]
["20150430:2100",23.61,82.67,440,42.08,401,371.95,{"v":10.9,"d":"10.90"},91,102020,{"$f":"'Honolulu TMY 3'!$D$5","v":2019},"04","30","21","04/30/2019 21:00","2019-04-30T11:00:00",74.49799999999999]
["20100501:0000",23.68,81.97,684,243.63,459,373.05,11.01,83,101906,{"$f":"'Honolulu TMY 3'!$D$5","v":2019},"05","01","00","05/01/2019 00:00","2019-04-30T14:00:00",74.624]
["20100501:0400",23.76,81.04,126,290.42,66,374.53,11.15,75,101913,{"$f":"'Honolulu TMY 3'!$D$5","v":2019},"05","01","04","05/01/2019 04:00","2019-04-30T18:00:00",74.768]
["20100501:0700",23.83,80.34,0,{"v":0,"d":"0.00"},0,375.63,11.26,76,102016,{"$f":"'Honolulu TMY 3'!$D$5","v":2019},"05","01","07","05/01/2019 07:00","2019-04-30T21:00:00",74.894]
["20100501:0800",23.43,{"v":81.8,"d":"81.80"},0,{"v":0,"d":"0.00"},0,{"v":373,"d":"373.00"},11.53,77,102049,{"$f":"'Honolulu TMY 3'!$D$5","v":2019},"05","01","08","05/01/2019 08:00","2019-04-30T22:00:00",74.174]
["20100501:1100",23.19,82.45,0,{"v":0,"d":"0.00"},0,371.45,11.39,80,101910,{"$f":"'Honolulu TMY 3'!$D$5","v":2019},"05","01","11","05/01/2019 11:00","2019-05-01T01:00:00",73.742]
["20100501:1700",23.19,83.66,158,437.05,63,374.85,11.21,86,102029,{"$f":"'Honolulu TMY 3'!$D$5","v":2019},"05","01","17","05/01/2019 17:00","2019-05-01T07:00:00",73.742]
["20100501:1900",23.33,{"v":81.7,"d":"81.70"},624,790.43,113,370.58,11.32,86,102023,{"$f":"'Honolulu TMY 3'!$D$5","v":2019},"05","01","19","05/01/2019 19:00","2019-05-01T09:00:00",73.994]
["20100501:2200",23.81,79.23,{"v":1026,"d":"1,026"},901.62,136,367.25,11.23,85,101946,{"$f":"'Honolulu TMY 3'!$D$5","v":2019},"05","01","22","05/01/2019 22:00","2019-05-01T12:00:00",74.858]
["20100502:0100",23.67,78.03,806,846.75,124,366.65,10.86,80,101816,{"$f":"'Honolulu TMY 3'!$D$5","v":2019},"05","02","01","05/02/2019 01:00","2019-05-01T15:00:00",74.606]
["20100502:0500",23.78,77.94,0,{"v":0,"d":"0.00"},0,369.65,10.99,80,101900,{"$f":"'Honolulu TMY 3'!$D$5","v":2019},"05","02","05","05/02/2019 05:00","2019-05-01T19:00:00",74.804]
["20100502:0800",23.63,77.34,0,{"v":0,"d":"0.00"},0,{"v":380.3,"d":"380.30"},11.78,84,102000,{"$f":"'Honolulu TMY 3'!$D$5","v":2019},"05","02","08","05/02/2019 08:00","2019-05-01T22:00:00",74.53399999999999]
["20100502:0900",23.63,77.37,0,{"v":0,"d":"0.00"},0,380.32,11.23,86,101963,{"$f":"'Honolulu TMY 3'!$D$5","v":2019},"05","02","09","05/02/2019 09:00","2019-05-01T23:00:00",74.53399999999999]
["20100502:1400",23.65,80.94,0,{"v":0,"d":"0.00"},0,369.75,8.88,92,101850,{"$f":"'Honolulu TMY 3'!$D$5","v":2019},"05","02","14","05/02/2019 14:00","2019-05-02T04:00:00",74.57]
["20100502:1600",23.56,81.42,0,{"v":0,"d":"0.00"},0,365.95,8.65,91,101916,{"$f":"'Honolulu TMY 3'!$D$5","v":2019},"05","02","16","05/02/2019 16:00","2019-05-02T06:00:00",74.408]
["20100502:2000",23.62,82.06,809,842.94,124,363.35,9.96,90,101980,{"$f":"'Honolulu TMY 3'!$D$5","v":2019},"05","02","20","05/02/2019 20:00","2019-05-02T10:00:00",74.516]
["20100502:2300",24.05,82.09,817,{"v":369.1,"d":"369.10"},453,368.35,11.57,85,101830,{"$f":"'Honolulu TMY 3'!$D$5","v":2019},"05","02","23","05/02/2019 23:00","2019-05-02T13:00:00",75.28999999999999]
["20100503:0200",23.69,81.87,607,774.39,112,374.45,11.08,78,101710,{"$f":"'Honolulu TMY 3'!$D$5","v":2019},"05","03","02","05/03/2019 02:00","2019-05-02T16:00:00",74.642]
["20100503:0600",23.61,82.61,0,{"v":0,"d":"0.00"},0,{"v":379.5,"d":"379.50"},10.63,79,101830,{"$f":"'Honolulu TMY 3'!$D$5","v":2019},"05","03","06","05/03/2019 06:00","2019-05-02T20:00:00",74.49799999999999]
["20100503:0900",23.36,82.17,0,{"v":0,"d":"0.00"},0,376.17,10.16,80,101860,{"$f":"'Honolulu TMY 3'!$D$5","v":2019},"05","03","09","05/03/2019 09:00","2019-05-02T23:00:00",74.048]
["20100503:1100",23.17,82.11,0,{"v":0,"d":"0.00"},0,{"v":372.3,"d":"372.30"},9.81,80,101800,{"$f":"'Honolulu TMY 3'!$D$5","v":2019},"05","03","11","05/03/2019 11:00","2019-05-03T01:00:00",73.706]
["20100503:1400",23.32,82.77,0,{"v":0,"d":"0.00"},0,374.05,9.45,83,101770,{"$f":"'Honolulu TMY 3'!$D$5","v":2019},"05","03","14","05/03/2019 14:00","2019-05-03T04:00:00",73.976]
["20100503:1700",23.13,83.47,65,{"v":0,"d":"0.00"},65,{"v":370.9,"d":"370.90"},{"v":9.9,"d":"9.90"},88,101880,{"$f":"'Honolulu TMY 3'!$D$5","v":2019},{"$f":"MID(A2963,5,2)","v":"05"},{"$f":"MID(A2963,7,2)","v":"03"},{"$f":"MID(A2963,10,2)","v":"17"},{"$f":"L2963&\"/\"&M2963&\"/\"&K2963&\" \"&N2963&\":00\"","v":"05/03/2019 17:00"},{"$f":"(DATEVALUE(O2963)+TIMEVALUE(O2963))+($P$16/24)","v":"2019-05-03T07:00:00"},{"$f":"((9/5)*B2963)+32","v":73.634}]
["20100503:2100",23.32,81.93,952,882.37,132,{"v":365.8,"d":"365.80"},9.17,89,101840,{"$f":"'Honolulu TMY 3'!$D$5","v":2019},"05","03","21","05/03/2019 21:00","2019-05-03T11:00:00",73.976]
["20100504:0000",23.49,80.05,953,887.67,132,356.92,{"v":9.7,"d":"9.70"},81,101710,{"$f":"'Honolulu TMY 3'!$D$5","v":2019},"05","04","00","05/04/2019 00:00","2019-05-03T14:00:00",74.282]
["20100504:0400",23.38,{"v":78.8,"d":"78.80"},153,{"v":432.9,"d":"432.90"},62,358.02,10.49,73,101730,{"$f":"'Honolulu TMY 3'!$D$5","v":2019},"05","04","04","05/04/2019 04:00","2019-05-03T18:00:00",74.084]
["20100504:0700",23.34,{"v":78.6,"d":"78.60"},0,{"v":0,"d":"0.00"},0,365.55,{"v":10.1,"d":"10.10"},77,101830,{"$f":"'Honolulu TMY 3'!$D$5","v":2019},"05","04","07","05/04/2019 07:00","2019-05-03T21:00:00",74.012]
["20100504:0800",23.32,78.47,0,{"v":0,"d":"0.00"},0,368.45,9.89,78,101860,{"$f":"'Honolulu TMY 3'!$D$5","v":2019},"05","04","08","05/04/2019 08:00","2019-05-03T22:00:00",73.976]
["20100504:1200",23.24,81.11,0,{"v":0,"d":"0.00"},0,372.87,9.54,77,101713,{"$f":"'Honolulu TMY 3'!$D$5","v":2019},"05","04","12","05/04/2019 12:00","2019-05-04T02:00:00",73.832]
["20100504:1500",{"v":23.2,"d":"23.20"},83.56,0,{"v":0,"d":"0.00"},0,371.72,9.85,76,101756,{"$f":"'Honolulu TMY 3'!$D$5","v":2019},"05","04","15","05/04/2019 15:00","2019-05-04T05:00:00",73.75999999999999]
["20100504:1800",23.27,81.72,202,53.45,178,370.92,10.09,79,101846,{"$f":"'Honolulu TMY 3'!$D$5","v":2019},"05","04","18","05/04/2019 18:00","2019-05-04T08:00:00",73.886]
["20100504:2200",23.71,80.75,{"v":1013,"d":"1,013"},888.89,134,367.38,10.62,80,101820,{"$f":"'Honolulu TMY 3'!$D$5","v":2019},"05","04","22","05/04/2019 22:00","2019-05-04T12:00:00",74.678]
["20100505:0100",23.54,{"v":82.2,"d":"82.20"},798,836.48,123,371.78,10.78,75,101750,{"$f":"'Honolulu TMY 3'!$D$5","v":2019},"05","05","01","05/05/2019 01:00","2019-05-04T15:00:00",74.372]
["20100505:0500",23.43,82.85,0,{"v":0,"d":"0.00"},0,377.15,10.62,74,101850,{"$f":"'Honolulu TMY 3'!$D$5","v":2019},"05","05","05","05/05/2019 05:00","2019-05-04T19:00:00",74.174]
["20100505:0900",23.13,83.99,0,{"v":0,"d":"0.00"},0,380.03,10.24,76,101846,{"$f":"'Honolulu TMY 3'!$D$5","v":2019},"05","05","09","05/05/2019 09:00","2019-05-04T23:00:00",73.634]
["20100505:1200",22.97,85.69,0,{"v":0,"d":"0.00"},0,376.07,10.18,76,101733,{"$f":"'Honolulu TMY 3'!$D$5","v":2019},"05","05","12","05/05/2019 12:00","2019-05-05T02:00:00",73.346]
["20100505:1300",22.92,86.85,0,{"v":0,"d":"0.00"},0,374.33,10.23,76,101726,{"$f":"'Honolulu TMY 3'!$D$5","v":2019},"05","05","13","05/05/2019 13:00","2019-05-05T03:00:00",73.256]
["20100505:1600",{"v":22.5,"d":"22.50"},89.58,0,{"v":0,"d":"0.00"},0,378.57,10.83,77,101826,{"$f":"'Honolulu TMY 3'!$D$5","v":2019},"05","05","16","05/05/2019 16:00","2019-05-05T06:00:00",72.5]
["20100505:1900",22.42,89.37,461,266.94,287,385.35,10.87,80,101913,{"$f":"'Honolulu TMY 3'!$D$5","v":2019},"05","05","19","05/05/2019 19:00","2019-05-05T09:00:00",72.356]
["20100505:2300",23.34,82.77,{"v":1013,"d":"1,013"},890.11,134,{"v":377.3,"d":"377.30"},10.12,81,101790,{"$f":"'Honolulu TMY 3'!$D$5","v":2019},"05","05","23","05/05/2019 23:00","2019-05-05T13:00:00",74.012]
["20100506:0200",23.19,82.29,610,{"v":778.2,"d":"778.20"},111,{"v":380.1,"d":"380.10"},10.72,76,101710,{"$f":"'Honolulu TMY 3'!$D$5","v":2019},"05","06","02","05/06/2019 02:00","2019-05-05T16:00:00",73.742]
["20100506:0600",23.52,80.55,0,{"v":0,"d":"0.00"},0,{"v":379,"d":"379.00"},10.63,81,101856,{"$f":"'Honolulu TMY 3'!$D$5","v":2019},"05","06","06","05/06/2019 06:00","2019-05-05T20:00:00",74.336]
["20100506:1000",23.35,80.56,0,{"v":0,"d":"0.00"},0,{"v":372.4,"d":"372.40"},10.24,85,101843,{"$f":"'Honolulu TMY 3'!$D$5","v":2019},"05","06","10","05/06/2019 10:00","2019-05-06",74.03]
["20100506:1300",{"v":23.2,"d":"23.20"},82.02,0,{"v":0,"d":"0.00"},0,376.13,{"v":10.1,"d":"10.10"},86,101753,{"$f":"'Honolulu TMY 3'!$D$5","v":2019},"05","06","13","05/06/2019 13:00","2019-05-06T03:00:00",73.75999999999999]
["20100506:1400",23.16,82.65,0,{"v":0,"d":"0.00"},0,378.85,10.11,86,101730,{"$f":"'Honolulu TMY 3'!$D$5","v":2019},"05","06","14","05/06/2019 14:00","2019-05-06T04:00:00",73.688]
["20100506:1700",23.18,80.84,166,448.56,64,{"v":373.3,"d":"373.30"},9.61,87,101870,{"$f":"'Honolulu TMY 3'!$D$5","v":2019},"05","06","17","05/06/2019 17:00","2019-05-06T07:00:00",73.724]
["20100506:2100",23.66,78.12,950,879.34,131,362.95,8.64,85,101826,{"$f":"'Honolulu TMY 3'!$D$5","v":2019},"05","06","21","05/06/2019 21:00","2019-05-06T11:00:00",74.588]
["20100507:0000",24.06,{"v":77.2,"d":"77.20"},947,882.22,130,359.13,8.56,81,101716,{"$f":"'Honolulu TMY 3'!$D$5","v":2019},"05","07","00","05/07/2019 00:00","2019-05-06T14:00:00",75.30799999999999]
["20100507:0300",23.99,77.92,388,671.54,93,363.55,9.34,78,101710,{"$f":"'Honolulu TMY 3'!$D$5","v":2019},"05","07","03","05/07/2019 03:00","2019-05-06T17:00:00",75.18199999999999]
["20100507:0800",23.79,79.68,0,{"v":0,"d":"0.00"},0,{"v":374.4,"d":"374.40"},9.26,83,101890,{"$f":"'Honolulu TMY 3'!$D$5","v":2019},"05","07","08","05/07/2019 08:00","2019-05-06T22:00:00",74.822]
["20100507:1100",23.66,{"v":80.1,"d":"80.10"},0,{"v":0,"d":"0.00"},0,{"v":374.1,"d":"374.10"},{"v":9.1,"d":"9.10"},88,101780,{"$f":"'Honolulu TMY 3'!$D$5","v":2019},"05","07","11","05/07/2019 11:00","2019-05-07T01:00:00",74.588]
["20100507:1400",23.48,80.69,0,{"v":0,"d":"0.00"},0,372.85,9.83,85,101740,{"$f":"'Honolulu TMY 3'!$D$5","v":2019},"05","07","14","05/07/2019 14:00","2019-05-07T04:00:00",74.26400000000001]
["20100507:1500",23.45,80.62,0,{"v":0,"d":"0.00"},0,371.92,9.95,86,101776,{"$f":"'Honolulu TMY 3'!$D$5","v":2019},"05","07","15","05/07/2019 15:00","2019-05-07T05:00:00",74.21000000000001]
["20100507:1800",{"v":23.5,"d":"23.50"},79.83,402,{"v":676.9,"d":"676.90"},95,367.88,10.15,88,101860,{"$f":"'Honolulu TMY 3'!$D$5","v":2019},"05","07","18","05/07/2019 18:00","2019-05-07T08:00:00",74.30000000000001]
["20100507:2200",24.13,77.65,{"v":1017,"d":"1,017"},892.67,133,360.18,10.69,84,101833,{"$f":"'Honolulu TMY 3'!$D$5","v":2019},"05","07","22","05/07/2019 22:00","2019-05-07T12:00:00",75.434]
["20100508:0000",24.27,77.88,941,875.39,130,359.03,11.05,78,101776,{"$f":"'Honolulu TMY 3'!$D$5","v":2019},"05","08","00","05/08/2019 00:00","2019-05-07T14:00:00",75.686]
["20100508:0500",24.03,81.29,0,{"v":0,"d":"0.00"},0,366.85,11.42,75,101820,{"$f":"'Honolulu TMY 3'!$D$5","v":2019},"05","08","05","05/08/2019 05:00","2019-05-07T19:00:00",75.254]
["20100508:0900",23.67,82.94,0,{"v":0,"d":"0.00"},0,{"v":371.9,"d":"371.90"},11.03,76,101913,{"$f":"'Honolulu TMY 3'!$D$5","v":2019},"05","08","09","05/08/2019 09:00","2019-05-07T23:00:00",74.606]
["20100508:1200",23.43,84.41,0,{"v":0,"d":"0.00"},0,373.82,10.99,73,101870,{"$f":"'Honolulu TMY 3'!$D$5","v":2019},"05","08","12","05/08/2019 12:00","2019-05-08T02:00:00",74.174]
["20100508:1300",23.37,84.57,0,{"v":0,"d":"0.00"},0,374.53,11.08,71,101880,{"$f":"'Honolulu TMY 3'!$D$5","v":2019},"05","08","13","05/08/2019 13:00","2019-05-08T03:00:00",74.066]
["20100508:1600",23.16,84.62,0,{"v":0,"d":"0.00"},0,370.58,11.07,67,101970,{"$f":"'Honolulu TMY 3'!$D$5","v":2019},"05","08","16","05/08/2019 16:00","2019-05-08T06:00:00",73.688]
["20100508:1900",23.22,83.29,630,{"v":790.6,"d":"790.60"},112,363.32,10.89,70,102029,{"$f":"'Honolulu TMY 3'!$D$5","v":2019},"05","08","19","05/08/2019 19:00","2019-05-08T09:00:00",73.79599999999999]
["20100509:0100",23.49,79.38,813,853.02,123,374.47,10.62,70,101893,{"$f":"'Honolulu TMY 3'!$D$5","v":2019},{"$f":"MID(A3091,5,2)","v":"05"},{"$f":"MID(A3091,7,2)","v":"09"},{"$f":"MID(A3091,10,2)","v":"01"},{"$f":"L3091&\"/\"&M3091&\"/\"&K3091&\" \"&N3091&\":00\"","v":"05/09/2019 01:00"},{"$f":"(DATEVALUE(O3091)+TIMEVALUE(O3091))+($P$16/24)","v":"2019-05-08T15:00:00"},{"$f":"((9/5)*B3091)+32","v":74.282}]
["20100509:0300",23.17,79.76,391,675.48,93,385.65,10.98,68,101896,{"$f":"'Honolulu TMY 3'!$D$5","v":2019},"05","09","03","05/09/2019 03:00","2019-05-08T17:00:00",73.706]
["20100509:0600",22.79,{"v":80.2,"d":"80.20"},0,{"v":0,"d":"0.00"},0,391.43,11.05,71,101993,{"$f":"'Honolulu TMY 3'!$D$5","v":2019},"05","09","06","05/09/2019 06:00","2019-05-08T20:00:00",73.02199999999999]
["20100509:1000",22.77,77.14,0,{"v":0,"d":"0.00"},0,{"v":388.7,"d":"388.70"},10.67,77,102013,{"$f":"'Honolulu TMY 3'!$D$5","v":2019},"05","09","10","05/09/2019 10:00","2019-05-09",72.98599999999999]
["20100509:1300",23.12,76.22,0,{"v":0,"d":"0.00"},0,379.92,10.23,80,101926,{"$f":"'Honolulu TMY 3'!$D$5","v":2019},"05","09","13","05/09/2019 13:00","2019-05-09T03:00:00",73.616]
["20100509:1400",23.25,76.32,0,{"v":0,"d":"0.00"},0,376.95,10.11,81,101900,{"$f":"'Honolulu TMY 3'!$D$5","v":2019},"05","09","14","05/09/2019 14:00","2019-05-09T04:00:00",73.85]
["20100509:1800",23.32,{"v":76.8,"d":"76.80"},322,335.35,169,{"v":369.6,"d":"369.60"},9.97,75,102113,{"$f":"'Honolulu TMY 3'!$D$5","v":2019},"05","09","18","05/09/2019 18:00","2019-05-09T08:00:00",73.976]
["20100509:2100",23.66,{"v":76.7,"d":"76.70"},830,480.15,382,{"v":365.3,"d":"365.30"},9.07,70,102129,{"$f":"'Honolulu TMY 3'!$D$5","v":2019},"05","09","21","05/09/2019 21:00","2019-05-09T11:00:00",74.588]
["20100510:0100",23.73,74.55,679,450.97,314,364.27,8.74,61,101976,{"$f":"'Honolulu TMY 3'!$D$5","v":2019},"05","10","01","05/10/2019 01:00","2019-05-09T15:00:00",74.714]
["20100510:0400",23.34,75.37,150,418.07,59,363.22,9.64,61,101936,{"$f":"'Honolulu TMY 3'!$D$5","v":2019},"05","10","04","05/10/2019 04:00","2019-05-09T18:00:00",74.012]
["20100510:0700",23.04,76.71,0,{"v":0,"d":"0.00"},0,363.82,10.35,67,101973,{"$f":"'Honolulu TMY 3'!$D$5","v":2019},"05","10","07","05/10/2019 07:00","2019-05-09T21:00:00",73.47200000000001]
["20100510:1100",22.89,77.36,0,{"v":0,"d":"0.00"},0,{"v":368.9,"d":"368.90"},9.68,70,101850,{"$f":"'Honolulu TMY 3'!$D$5","v":2019},"05","10","11","05/10/2019 11:00","2019-05-10T01:00:00",73.202]
["20100510:1400",{"v":23,"d":"23.00"},79.82,0,{"v":0,"d":"0.00"},0,379.75,9.05,71,101820,{"$f":"'Honolulu TMY 3'!$D$5","v":2019},"05","10","14","05/10/2019 14:00","2019-05-10T04:00:00",73.4]
["20100510:1500",23.01,79.46,0,{"v":0,"d":"0.00"},0,378.28,9.26,71,101860,{"$f":"'Honolulu TMY 3'!$D$5","v":2019},"05","10","15","05/10/2019 15:00","2019-05-10T05:00:00",73.418]
["20100510:1900",23.15,78.15,628,785.22,112,373.98,9.11,73,101953,{"$f":"'Honolulu TMY 3'!$D$5","v":2019},"05","10","19","05/10/2019 19:00","2019-05-10T09:00:00",73.67]
["20100510:2200",23.49,77.45,{"v":1021,"d":"1,021"},895.71,133,{"v":366.1,"d":"366.10"},9.24,72,101866,{"$f":"'Honolulu TMY 3'!$D$5","v":2019},"05","10","22","05/10/2019 22:00","2019-05-10T12:00:00",74.282]
["20100511:0200",23.25,{"v":76.2,"d":"76.20"},616,784.97,110,{"v":370,"d":"370.00"},9.92,58,101760,{"$f":"'Honolulu TMY 3'!$D$5","v":2019},"05","11","02","05/11/2019 02:00","2019-05-10T16:00:00",73.85]
["20100511:0500",{"v":23.2,"d":"23.20"},77.46,0,{"v":0,"d":"0.00"},0,{"v":373.7,"d":"373.70"},9.82,58,101790,{"$f":"'Honolulu TMY 3'!$D$5","v":2019},"05","11","05","05/11/2019 05:00","2019-05-10T19:00:00",73.75999999999999]
["20100511:0900",22.88,78.27,0,{"v":0,"d":"0.00"},0,{"v":371.8,"d":"371.80"},{"v":9.4,"d":"9.40"},63,101813,{"$f":"'Honolulu TMY 3'!$D$5","v":2019},"05","11","09","05/11/2019 09:00","2019-05-10T23:00:00",73.184]
["20100511:1200",22.75,78.55,0,{"v":0,"d":"0.00"},0,372.98,{"v":8.6,"d":"8.60"},69,101690,{"$f":"'Honolulu TMY 3'!$D$5","v":2019},"05","11","12","05/11/2019 12:00","2019-05-11T02:00:00",72.95]
["20100511:1600",22.86,77.81,0,{"v":0,"d":"0.00"},0,377.62,8.22,77,101730,{"$f":"'Honolulu TMY 3'!$D$5","v":2019},"05","11","16","05/11/2019 16:00","2019-05-11T06:00:00",73.148]
["20100511:1700",22.91,77.54,175,{"v":466.7,"d":"466.70"},65,376.85,8.15,79,101760,{"$f":"'Honolulu TMY 3'!$D$5","v":2019},{"$f":"MID(A3155,5,2)","v":"05"},{"$f":"MID(A3155,7,2)","v":"11"},{"$f":"MID(A3155,10,2)","v":"17"},{"$f":"L3155&\"/\"&M3155&\"/\"&K3155&\" \"&N3155&\":00\"","v":"05/11/2019 17:00"},{"$f":"(DATEVALUE(O3155)+TIMEVALUE(O3155))+($P$16/24)","v":"2019-05-11T07:00:00"},{"$f":"((9/5)*B3155)+32","v":73.238}]
["20100511:2000",23.33,75.96,818,847.44,123,373.15,7.42,83,101790,{"$f":"'Honolulu TMY 3'!$D$5","v":2019},"05","11","20","05/11/2019 20:00","2019-05-11T10:00:00",73.994]
["20100511:2300",23.91,74.69,{"v":1016,"d":"1,016"},893.39,132,{"v":368.1,"d":"368.10"},7.26,75,101650,{"$f":"'Honolulu TMY 3'!$D$5","v":2019},"05","11","23","05/11/2019 23:00","2019-05-11T13:00:00",75.03800000000001]
["20100512:0300",{"v":23.5,"d":"23.50"},77.79,389,668.88,92,{"v":368.1,"d":"368.10"},7.82,59,101626,{"$f":"'Honolulu TMY 3'!$D$5","v":2019},"05","12","03","05/12/2019 03:00","2019-05-11T17:00:00",74.30000000000001]
["20100512:0600",{"v":23.4,"d":"23.40"},78.01,0,{"v":0,"d":"0.00"},0,372.27,7.99,67,101673,{"$f":"'Honolulu TMY 3'!$D$5","v":2019},"05","12","06","05/12/2019 06:00","2019-05-11T20:00:00",74.12]
["20100512:1000",23.18,78.61,0,{"v":0,"d":"0.00"},0,371.83,6.99,80,101613,{"$f":"'Honolulu TMY 3'!$D$5","v":2019},"05","12","10","05/12/2019 10:00","2019-05-12",73.724]
["20100512:1300",23.05,77.86,0,{"v":0,"d":"0.00"},0,376.52,6.72,87,101543,{"$f":"'Honolulu TMY 3'!$D$5","v":2019},"05","12","13","05/12/2019 13:00","2019-05-12T03:00:00",73.49000000000001]
["20100512:1700",23.14,77.04,174,459.63,65,{"v":379.1,"d":"379.10"},7.45,92,101630,{"$f":"'Honolulu TMY 3'!$D$5","v":2019},"05","12","17","05/12/2019 17:00","2019-05-12T07:00:00",73.652]
["20100512:1800",23.29,76.54,406,678.54,94,377.55,7.31,93,101650,{"$f":"'Honolulu TMY 3'!$D$5","v":2019},"05","12","18","05/12/2019 18:00","2019-05-12T08:00:00",73.922]
["20100512:2100",23.75,75.16,949,877.65,129,371.22,7.28,90,101656,{"$f":"'Honolulu TMY 3'!$D$5","v":2019},"05","12","21","05/12/2019 21:00","2019-05-12T11:00:00",74.75]
["20100513:0100",23.85,74.82,805,843.67,121,368.88,8.19,76,101556,{"$f":"'Honolulu TMY 3'!$D$5","v":2019},"05","13","01","05/13/2019 01:00","2019-05-12T15:00:00",74.93]
["20100513:0400",23.49,75.37,161,446.97,62,370.75,7.87,73,101600,{"$f":"'Honolulu TMY 3'!$D$5","v":2019},"05","13","04","05/13/2019 04:00","2019-05-12T18:00:00",74.282]
["20100513:0700",23.35,74.93,0,{"v":0,"d":"0.00"},0,372.05,7.33,78,101683,{"$f":"'Honolulu TMY 3'!$D$5","v":2019},"05","13","07","05/13/2019 07:00","2019-05-12T21:00:00",74.03]
["20100513:1000",23.25,75.59,0,{"v":0,"d":"0.00"},0,372.25,6.84,85,101623,{"$f":"'Honolulu TMY 3'!$D$5","v":2019},"05","13","10","05/13/2019 10:00","2019-05-13",73.85]
["20100513:1500",23.01,75.63,0,{"v":0,"d":"0.00"},0,378.27,6.17,89,101620,{"$f":"'Honolulu TMY 3'!$D$5","v":2019},"05","13","15","05/13/2019 15:00","2019-05-13T05:00:00",73.418]
["20100513:1800",23.27,74.72,408,681.32,94,{"v":376.9,"d":"376.90"},{"v":5.9,"d":"5.90"},93,101730,{"$f":"'Honolulu TMY 3'!$D$5","v":2019},"05","13","18","05/13/2019 18:00","2019-05-13T08:00:00",73.886]
["20100513:1900",23.41,74.61,631,788.34,111,{"v":375.6,"d":"375.60"},5.58,94,101740,{"$f":"'Honolulu TMY 3'!$D$5","v":2019},"05","13","19","05/13/2019 19:00","2019-05-13T09:00:00",74.138]
["20100513:2200",{"v":23.9,"d":"23.90"},73.78,550,72.56,478,368.93,6.41,95,101663,{"$f":"'Honolulu TMY 3'!$D$5","v":2019},"05","13","22","05/13/2019 22:00","2019-05-13T12:00:00",75.02]
["20100514:0200",23.93,67.47,620,788.67,110,358.95,7.71,66,101530,{"$f":"'Honolulu TMY 3'!$D$5","v":2019},"05","14","02","05/14/2019 02:00","2019-05-13T16:00:00",75.074]
["20100514:0500",23.81,68.53,0,{"v":0,"d":"0.00"},0,{"v":361.1,"d":"361.10"},7.24,58,101680,{"$f":"'Honolulu TMY 3'!$D$5","v":2019},"05","14","05","05/14/2019 05:00","2019-05-13T19:00:00",74.858]
["20100514:0700",23.54,69.74,0,{"v":0,"d":"0.00"},0,363.67,6.57,60,101740,{"$f":"'Honolulu TMY 3'!$D$5","v":2019},"05","14","07","05/14/2019 07:00","2019-05-13T21:00:00",74.372]
["20100514:1300",22.96,{"v":73.3,"d":"73.30"},0,{"v":0,"d":"0.00"},0,365.43,5.35,68,101596,{"$f":"'Honolulu TMY 3'!$D$5","v":2019},"05","14","13","05/14/2019 13:00","2019-05-14T03:00:00",73.328]
["20100514:1600",{"v":22.9,"d":"22.90"},73.27,0,{"v":0,"d":"0.00"},0,{"v":361.1,"d":"361.10"},5.21,74,101640,{"$f":"'Honolulu TMY 3'!$D$5","v":2019},"05","14","16","05/14/2019 16:00","2019-05-14T06:00:00",73.22]
["20100514:1900",23.17,71.53,630,785.98,111,354.98,5.02,79,101670,{"$f":"'Honolulu TMY 3'!$D$5","v":2019},"05","14","19","05/14/2019 19:00","2019-05-14T09:00:00",73.706]
["20100514:2000",23.29,70.85,816,{"v":844.6,"d":"844.60"},122,352.75,4.98,80,101670,{"$f":"'Honolulu TMY 3'!$D$5","v":2019},"05","14","20","05/14/2019 20:00","2019-05-14T10:00:00",73.922]
["20100514:2300",23.81,69.04,{"v":1013,"d":"1,013"},890.73,131,{"v":348.3,"d":"348.30"},4.07,69,101560,{"$f":"'Honolulu TMY 3'!$D$5","v":2019},"05","14","23","05/14/2019 23:00","2019-05-14T13:00:00",74.858]
["20100515:0300",23.37,67.76,249,140.96,186,343.88,5.43,48,101510,{"$f":"'Honolulu TMY 3'!$D$5","v":2019},"05","15","03","05/15/2019 03:00","2019-05-14T17:00:00",74.066]
["20100515:0800",23.12,69.29,0,{"v":0,"d":"0.00"},0,{"v":349.8,"d":"349.80"},5.14,53,101640,{"$f":"'Honolulu TMY 3'!$D$5","v":2019},"05","15","08","05/15/2019 08:00","2019-05-14T22:00:00",73.616]
["20100515:1000",23.02,70.21,0,{"v":0,"d":"0.00"},0,350.93,3.76,54,101553,{"$f":"'Honolulu TMY 3'!$D$5","v":2019},"05","15","10","05/15/2019 10:00","2019-05-15",73.436]
["20100515:1400",23.06,73.38,0,{"v":0,"d":"0.00"},0,{"v":359.3,"d":"359.30"},3.75,51,101470,{"$f":"'Honolulu TMY 3'!$D$5","v":2019},"05","15","14","05/15/2019 14:00","2019-05-15T04:00:00",73.508]
["20100515:1700",23.14,73.29,176,{"v":460.4,"d":"460.40"},65,360.35,{"v":3.9,"d":"3.90"},85,101560,{"$f":"'Honolulu TMY 3'!$D$5","v":2019},"05","15","17","05/15/2019 17:00","2019-05-15T07:00:00",73.652]
["20100515:1800",23.27,72.94,405,674.16,93,360.05,3.64,93,101573,{"$f":"'Honolulu TMY 3'!$D$5","v":2019},"05","15","18","05/15/2019 18:00","2019-05-15T08:00:00",73.886]
["20100515:2100",23.69,71.92,944,{"v":872.5,"d":"872.50"},128,357.85,3.07,112,101560,{"$f":"'Honolulu TMY 3'!$D$5","v":2019},"05","15","21","05/15/2019 21:00","2019-05-15T11:00:00",74.642]
["20100516:0000",23.82,70.63,787,428.44,389,{"v":353.6,"d":"353.60"},2.68,91,101460,{"$f":"'Honolulu TMY 3'!$D$5","v":2019},"05","16","00","05/16/2019 00:00","2019-05-15T14:00:00",74.876]
["20100516:0500",23.51,{"v":69.6,"d":"69.60"},0,{"v":0,"d":"0.00"},0,355.25,0.08,34,101490,{"$f":"'Honolulu TMY 3'!$D$5","v":2019},"05","16","05","05/16/2019 05:00","2019-05-15T19:00:00",74.31800000000001]
["20100516:0800",23.42,71.24,0,{"v":0,"d":"0.00"},0,{"v":359.1,"d":"359.10"},3.68,55,101590,{"$f":"'Honolulu TMY 3'!$D$5","v":2019},"05","16","08","05/16/2019 08:00","2019-05-15T22:00:00",74.156]
["20100516:1100",23.35,74.23,0,{"v":0,"d":"0.00"},0,{"v":364.3,"d":"364.30"},3.97,70,101490,{"$f":"'Honolulu TMY 3'!$D$5","v":2019},"05","16","11","05/16/2019 11:00","2019-05-16T01:00:00",74.03]
["20100516:1500",23.49,75.79,0,{"v":0,"d":"0.00"},0,369.67,3.77,90,101536,{"$f":"'Honolulu TMY 3'!$D$5","v":2019},"05","16","15","05/16/2019 15:00","2019-05-16T05:00:00",74.282]
["20100516:1800",23.73,74.51,406,675.05,93,366.93,3.47,110,101656,{"$f":"'Honolulu TMY 3'!$D$5","v":2019},"05","16","18","05/16/2019 18:00","2019-05-16T08:00:00",74.714]
["20100516:1900",23.84,73.82,626,779.96,110,364.87,3.52,112,101663,{"$f":"'Honolulu TMY 3'!$D$5","v":2019},"05","16","19","05/16/2019 19:00","2019-05-16T09:00:00",74.912]
["20100516:2200",24.28,72.24,{"v":1011,"d":"1,011"},887.39,130,{"v":359.1,"d":"359.10"},2.63,92,101590,{"$f":"'Honolulu TMY 3'!$D$5","v":2019},"05","16","22","05/16/2019 22:00","2019-05-16T12:00:00",75.70400000000001]
["20100517:0200",23.97,75.01,614,778.43,109,355.75,5.54,54,101470,{"$f":"'Honolulu TMY 3'!$D$5","v":2019},"05","17","02","05/17/2019 02:00","2019-05-16T16:00:00",75.146]
["20100517:0600",23.95,77.82,0,{"v":0,"d":"0.00"},0,359.83,7.71,64,101596,{"$f":"'Honolulu TMY 3'!$D$5","v":2019},"05","17","06","05/17/2019 06:00","2019-05-16T20:00:00",75.11]
["20100517:0900",{"v":23.7,"d":"23.70"},79.06,0,{"v":0,"d":"0.00"},0,{"v":363.2,"d":"363.20"},{"v":7.7,"d":"7.70"},76,101603,{"$f":"'Honolulu TMY 3'!$D$5","v":2019},"05","17","09","05/17/2019 09:00","2019-05-16T23:00:00",74.66]
["20100517:1200",23.62,79.78,0,{"v":0,"d":"0.00"},0,367.77,6.59,82,101533,{"$f":"'Honolulu TMY 3'!$D$5","v":2019},"05","17","12","05/17/2019 12:00","2019-05-17T02:00:00",74.516]
["20100517:1600",23.78,78.26,0,{"v":0,"d":"0.00"},0,372.97,6.65,87,101700,{"$f":"'Honolulu TMY 3'!$D$5","v":2019},"05","17","16","05/17/2019 16:00","2019-05-17T06:00:00",74.804]
["20100517:1900",{"v":24.1,"d":"24.10"},76.22,627,780.82,110,372.03,5.79,90,101780,{"$f":"'Honolulu TMY 3'!$D$5","v":2019},"05","17","19","05/17/2019 19:00","2019-05-17T09:00:00",75.38]
["20100517:2000",24.23,75.57,812,840.99,120,371.85,5.41,91,101790,{"$f":"'Honolulu TMY 3'!$D$5","v":2019},"05","17","20","05/17/2019 20:00","2019-05-17T10:00:00",75.614]
["20100517:2300",24.91,73.66,473,41.38,432,{"v":372.8,"d":"372.80"},1.77,83,101670,{"$f":"'Honolulu TMY 3'!$D$5","v":2019},"05","17","23","05/17/2019 23:00","2019-05-17T13:00:00",76.838]
["20100518:0300",24.64,72.98,391,666.83,91,370.08,7.08,62,101703,{"$f":"'Honolulu TMY 3'!$D$5","v":2019},"05","18","03","05/18/2019 03:00","2019-05-17T17:00:00",76.352]
["20100518:0700",24.66,76.83,0,{"v":0,"d":"0.00"},0,377.78,8.83,76,101876,{"$f":"'Honolulu TMY 3'!$D$5","v":2019},"05","18","07","05/18/2019 07:00","2019-05-17T21:00:00",76.388]
["20100518:1000",24.41,78.98,0,{"v":0,"d":"0.00"},0,378.37,9.63,83,101820,{"$f":"'Honolulu TMY 3'!$D$5","v":2019},"05","18","10","05/18/2019 10:00","2019-05-18",75.938]
["20100518:1400",24.09,82.87,0,{"v":0,"d":"0.00"},0,{"v":377.7,"d":"377.70"},9.77,86,101810,{"$f":"'Honolulu TMY 3'!$D$5","v":2019},"05","18","14","05/18/2019 14:00","2019-05-18T04:00:00",75.362]
["20100518:1700",23.74,{"v":82.1,"d":"82.10"},183,478.68,66,373.65,8.61,85,101920,{"$f":"'Honolulu TMY 3'!$D$5","v":2019},"05","18","17","05/18/2019 17:00","2019-05-18T07:00:00",74.732]
["20100518:2000",23.86,79.72,824,854.05,121,{"v":363.9,"d":"363.90"},8.25,82,101900,{"$f":"'Honolulu TMY 3'!$D$5","v":2019},"05","18","20","05/18/2019 20:00","2019-05-18T10:00:00",74.94800000000001]
["20100519:0000",24.49,{"v":77.4,"d":"77.40"},946,880.88,127,363.02,9.64,70,101776,{"$f":"'Honolulu TMY 3'!$D$5","v":2019},"05","19","00","05/19/2019 00:00","2019-05-18T14:00:00",76.082]
["20100519:0100",24.44,77.97,808,845.75,120,363.73,9.81,66,101763,{"$f":"'Honolulu TMY 3'!$D$5","v":2019},"05","19","01","05/19/2019 01:00","2019-05-18T15:00:00",75.992]
["20100519:0400",24.49,79.28,166,449.26,63,369.75,9.89,69,101803,{"$f":"'Honolulu TMY 3'!$D$5","v":2019},"05","19","04","05/19/2019 04:00","2019-05-18T18:00:00",76.082]
["20100519:0800",24.55,{"v":79.9,"d":"79.90"},0,{"v":0,"d":"0.00"},0,381.75,8.47,83,101920,{"$f":"'Honolulu TMY 3'!$D$5","v":2019},"05","19","08","05/19/2019 08:00","2019-05-18T22:00:00",76.19]
["20100519:1100",24.34,81.27,0,{"v":0,"d":"0.00"},0,{"v":380.3,"d":"380.30"},6.34,90,101780,{"$f":"'Honolulu TMY 3'!$D$5","v":2019},"05","19","11","05/19/2019 11:00","2019-05-19T01:00:00",75.812]
["20100519:1500",24.18,82.93,0,{"v":0,"d":"0.00"},0,381.78,7.28,99,101816,{"$f":"'Honolulu TMY 3'!$D$5","v":2019},"05","19","15","05/19/2019 15:00","2019-05-19T05:00:00",75.524]
["20100519:1800",24.13,83.47,409,678.23,93,377.63,7.78,101,101893,{"$f":"'Honolulu TMY 3'!$D$5","v":2019},"05","19","18","05/19/2019 18:00","2019-05-19T08:00:00",75.434]
["20100519:2100",24.26,83.28,945,873.95,127,{"v":371.3,"d":"371.30"},8.47,96,101866,{"$f":"'Honolulu TMY 3'!$D$5","v":2019},"05","19","21","05/19/2019 21:00","2019-05-19T11:00:00",75.668]
["20100519:2300",24.43,82.65,{"v":1014,"d":"1,014"},891.99,130,{"v":369.9,"d":"369.90"},9.28,88,101800,{"$f":"'Honolulu TMY 3'!$D$5","v":2019},"05","19","23","05/19/2019 23:00","2019-05-19T13:00:00",75.974]
["20100520:0200",24.24,80.58,623,789.73,109,372.85,9.56,69,101710,{"$f":"'Honolulu TMY 3'!$D$5","v":2019},"05","20","02","05/20/2019 02:00","2019-05-19T16:00:00",75.632]
["20100520:0600",23.57,78.83,0,{"v":0,"d":"0.00"},0,385.62,9.07,71,101840,{"$f":"'Honolulu TMY 3'!$D$5","v":2019},"05","20","06","05/20/2019 06:00","2019-05-19T20:00:00",74.426]
["20100520:0900",23.23,78.47,0,{"v":0,"d":"0.00"},0,{"v":388.4,"d":"388.40"},8.96,74,101883,{"$f":"'Honolulu TMY 3'!$D$5","v":2019},"05","20","09","05/20/2019 09:00","2019-05-19T23:00:00",73.814]
["20100520:1200",{"v":23.4,"d":"23.40"},76.75,0,{"v":0,"d":"0.00"},0,384.13,{"v":8.6,"d":"8.60"},79,101753,{"$f":"'Honolulu TMY 3'!$D$5","v":2019},"05","20","12","05/20/2019 12:00","2019-05-20T02:00:00",74.12]
["20100520:1400",23.67,73.91,0,{"v":0,"d":"0.00"},0,{"v":381.8,"d":"381.80"},7.94,82,101720,{"$f":"'Honolulu TMY 3'!$D$5","v":2019},"05","20","14","05/20/2019 14:00","2019-05-20T04:00:00",74.606]
["20100520:2000",24.55,{"v":71.3,"d":"71.30"},818,{"v":847.5,"d":"847.50"},120,{"v":370.2,"d":"370.20"},8.72,82,101820,{"$f":"'Honolulu TMY 3'!$D$5","v":2019},"05","20","20","05/20/2019 20:00","2019-05-20T10:00:00",76.19]
["20100520:2300",24.88,74.07,{"v":1014,"d":"1,014"},891.87,130,368.95,8.97,67,101690,{"$f":"'Honolulu TMY 3'!$D$5","v":2019},"05","20","23","05/20/2019 23:00","2019-05-20T13:00:00",76.78399999999999]
["20100521:0000",24.63,75.72,942,877.17,126,{"v":370.6,"d":"370.60"},9.15,66,101676,{"$f":"'Honolulu TMY 3'!$D$5","v":2019},"05","21","00","05/21/2019 00:00","2019-05-20T14:00:00",76.334]
["20100521:0300",24.08,79.24,397,675.68,91,375.87,9.68,64,101663,{"$f":"'Honolulu TMY 3'!$D$5","v":2019},"05","21","03","05/21/2019 03:00","2019-05-20T17:00:00",75.344]
["20100521:0700",23.85,79.88,0,{"v":0,"d":"0.00"},0,380.27,9.81,69,101783,{"$f":"'Honolulu TMY 3'!$D$5","v":2019},"05","21","07","05/21/2019 07:00","2019-05-20T21:00:00",74.93]
["20100521:1000",23.65,79.97,0,{"v":0,"d":"0.00"},0,378.23,9.11,72,101736,{"$f":"'Honolulu TMY 3'!$D$5","v":2019},"05","21","10","05/21/2019 10:00","2019-05-21",74.57]
["20100521:1500",23.74,78.64,0,{"v":0,"d":"0.00"},0,369.12,{"v":8.4,"d":"8.40"},81,101670,{"$f":"'Honolulu TMY 3'!$D$5","v":2019},"05","21","15","05/21/2019 15:00","2019-05-21T05:00:00",74.732]
["20100521:1800",23.89,77.08,414,{"v":687.2,"d":"687.20"},93,{"v":368.5,"d":"368.50"},8.16,85,101763,{"$f":"'Honolulu TMY 3'!$D$5","v":2019},"05","21","18","05/21/2019 18:00","2019-05-21T08:00:00",75.00200000000001]
["20100521:2100",24.39,75.63,949,879.12,126,367.73,8.12,83,101770,{"$f":"'Honolulu TMY 3'!$D$5","v":2019},"05","21","21","05/21/2019 21:00","2019-05-21T11:00:00",75.902]
["20100522:0000",24.73,75.81,783,421.27,391,369.33,8.69,72,101720,{"$f":"'Honolulu TMY 3'!$D$5","v":2019},"05","22","00","05/22/2019 00:00","2019-05-21T14:00:00",76.51400000000001]
["20100522:0100",24.63,76.29,804,840.64,119,371.47,8.67,67,101710,{"$f":"'Honolulu TMY 3'!$D$5","v":2019},"05","22","01","05/22/2019 01:00","2019-05-21T15:00:00",76.334]
["20100522:0400",24.53,77.47,170,458.88,63,{"v":375.2,"d":"375.20"},8.76,65,101773,{"$f":"'Honolulu TMY 3'!$D$5","v":2019},"05","22","04","05/22/2019 04:00","2019-05-21T18:00:00",76.154]
["20100522:0800",24.13,79.34,0,{"v":0,"d":"0.00"},0,375.75,9.03,77,101900,{"$f":"'Honolulu TMY 3'!$D$5","v":2019},"05","22","08","05/22/2019 08:00","2019-05-21T22:00:00",75.434]
["20100522:1200",23.82,83.11,0,{"v":0,"d":"0.00"},0,379.25,8.71,87,101770,{"$f":"'Honolulu TMY 3'!$D$5","v":2019},"05","22","12","05/22/2019 12:00","2019-05-22T02:00:00",74.876]
["20100522:1500",23.78,84.53,0,{"v":0,"d":"0.00"},0,379.65,8.66,90,101796,{"$f":"'Honolulu TMY 3'!$D$5","v":2019},"05","22","15","05/22/2019 15:00","2019-05-22T05:00:00",74.804]
["20100522:1900",23.82,83.91,633,789.06,109,374.15,8.66,89,101910,{"$f":"'Honolulu TMY 3'!$D$5","v":2019},"05","22","19","05/22/2019 19:00","2019-05-22T09:00:00",74.876]
["20100522:2200",24.13,83.89,{"v":1018,"d":"1,018"},894.96,129,375.67,9.06,81,101860,{"$f":"'Honolulu TMY 3'!$D$5","v":2019},"05","22","22","05/22/2019 22:00","2019-05-22T12:00:00",75.434]
["20100522:2300",24.26,83.93,{"v":1016,"d":"1,016"},{"v":894.7,"d":"894.70"},129,377.25,9.27,77,101830,{"$f":"'Honolulu TMY 3'!$D$5","v":2019},"05","22","23","05/22/2019 23:00","2019-05-22T13:00:00",75.668]
["20100523:0200",23.93,85.34,621,785.61,108,388.35,10.01,64,101810,{"$f":"'Honolulu TMY 3'!$D$5","v":2019},"05","23","02","05/23/2019 02:00","2019-05-22T16:00:00",75.074]
["20100523:0500",{"v":23.6,"d":"23.60"},{"v":87,"d":"87.00"},0,{"v":0,"d":"0.00"},0,{"v":390.6,"d":"390.60"},10.59,70,101910,{"$f":"'Honolulu TMY 3'!$D$5","v":2019},"05","23","05","05/23/2019 05:00","2019-05-22T19:00:00",74.48]
["20100523:0900",{"v":23.5,"d":"23.50"},86.15,0,{"v":0,"d":"0.00"},0,393.22,10.64,81,101960,{"$f":"'Honolulu TMY 3'!$D$5","v":2019},"05","23","09","05/23/2019 09:00","2019-05-22T23:00:00",74.30000000000001]
["20100523:1300",23.57,86.33,0,{"v":0,"d":"0.00"},0,392.28,10.02,87,101866,{"$f":"'Honolulu TMY 3'!$D$5","v":2019},"05","23","13","05/23/2019 13:00","2019-05-23T03:00:00",74.426]
["20100523:1600",23.57,85.47,10,{"v":0,"d":"0.00"},10,385.03,10.02,87,101960,{"$f":"'Honolulu TMY 3'!$D$5","v":2019},"05","23","16","05/23/2019 16:00","2019-05-23T06:00:00",74.426]
["20100523:2000",23.98,{"v":82.8,"d":"82.80"},816,845.87,119,{"v":379.5,"d":"379.50"},9.52,82,102059,{"$f":"'Honolulu TMY 3'!$D$5","v":2019},"05","23","20","05/23/2019 20:00","2019-05-23T10:00:00",75.164]
["20100523:2300",24.76,80.78,{"v":1013,"d":"1,013"},891.58,129,{"v":368,"d":"368.00"},10.25,77,101970,{"$f":"'Honolulu TMY 3'!$D$5","v":2019},"05","23","23","05/23/2019 23:00","2019-05-23T13:00:00",76.56800000000001]
["20100524:0000",{"v":24.7,"d":"24.70"},81.42,942,877.54,125,369.82,{"v":10.6,"d":"10.60"},75,101933,{"$f":"'Honolulu TMY 3'!$D$5","v":2019},"05","24","00","05/24/2019 00:00","2019-05-23T14:00:00",76.46000000000001]
["20100524:0300",24.39,83.53,402,682.18,91,{"v":373.7,"d":"373.70"},11.75,73,101880,{"$f":"'Honolulu TMY 3'!$D$5","v":2019},"05","24","03","05/24/2019 03:00","2019-05-23T17:00:00",75.902]
["20100524:0600",{"v":23.8,"d":"23.80"},85.21,0,{"v":0,"d":"0.00"},0,{"v":379,"d":"379.00"},12.52,76,101940,{"$f":"'Honolulu TMY 3'!$D$5","v":2019},"05","24","06","05/24/2019 06:00","2019-05-23T20:00:00",74.84]
["20100524:1100",23.29,83.19,0,{"v":0,"d":"0.00"},0,{"v":379,"d":"379.00"},12.06,79,101850,{"$f":"'Honolulu TMY 3'!$D$5","v":2019},"05","24","11","05/24/2019 11:00","2019-05-24T01:00:00",73.922]
["20100524:1400",23.87,79.49,0,{"v":0,"d":"0.00"},0,372.25,12.23,84,101800,{"$f":"'Honolulu TMY 3'!$D$5","v":2019},"05","24","14","05/24/2019 14:00","2019-05-24T04:00:00",74.96600000000001]
["20100524:1700",23.79,79.47,187,489.39,65,{"v":369.1,"d":"369.10"},11.54,87,101890,{"$f":"'Honolulu TMY 3'!$D$5","v":2019},"05","24","17","05/24/2019 17:00","2019-05-24T07:00:00",74.822]
["20100524:2100",24.21,77.76,951,{"v":881.2,"d":"881.20"},126,371.17,11.36,86,101896,{"$f":"'Honolulu TMY 3'!$D$5","v":2019},"05","24","21","05/24/2019 21:00","2019-05-24T11:00:00",75.578]
["20100525:0000",24.72,76.78,942,877.31,125,375.27,11.62,85,101826,{"$f":"'Honolulu TMY 3'!$D$5","v":2019},"05","25","00","05/25/2019 00:00","2019-05-24T14:00:00",76.49600000000001]
["20100525:0100",{"v":24.8,"d":"24.80"},75.93,807,844.12,118,377.03,11.58,85,101803,{"$f":"'Honolulu TMY 3'!$D$5","v":2019},{"$f":"MID(A3475,5,2)","v":"05"},{"$f":"MID(A3475,7,2)","v":"25"},{"$f":"MID(A3475,10,2)","v":"01"},{"$f":"L3475&\"/\"&M3475&\"/\"&K3475&\" \"&N3475&\":00\"","v":"05/25/2019 01:00"},{"$f":"(DATEVALUE(O3475)+TIMEVALUE(O3475))+($P$16/24)","v":"2019-05-24T15:00:00"},{"$f":"((9/5)*B3475)+32","v":76.64}]
["20100525:0700",24.34,78.67,0,{"v":0,"d":"0.00"},0,385.48,{"v":11,"d":"11.00"},88,101936,{"$f":"'Honolulu TMY 3'!$D$5","v":2019},"05","25","07","05/25/2019 07:00","2019-05-24T21:00:00",75.812]
["20100525:0800",24.25,78.77,0,{"v":0,"d":"0.00"},0,{"v":386.2,"d":"386.20"},11.46,89,101980,{"$f":"'Honolulu TMY 3'!$D$5","v":2019},"05","25","08","05/25/2019 08:00","2019-05-24T22:00:00",75.65]
["20100525:1200",24.05,83.11,0,{"v":0,"d":"0.00"},0,382.15,11.16,88,101873,{"$f":"'Honolulu TMY 3'!$D$5","v":2019},"05","25","12","05/25/2019 12:00","2019-05-25T02:00:00",75.28999999999999]
["20100525:1500",23.77,86.13,0,{"v":0,"d":"0.00"},0,385.15,10.76,87,101880,{"$f":"'Honolulu TMY 3'!$D$5","v":2019},"05","25","15","05/25/2019 15:00","2019-05-25T05:00:00",74.786]
["20100525:1900",23.66,86.25,505,350.54,272,391.98,10.86,85,101973,{"$f":"'Honolulu TMY 3'!$D$5","v":2019},"05","25","19","05/25/2019 19:00","2019-05-25T09:00:00",74.588]
["20100525:2200",24.12,83.71,599,103.69,496,387.17,{"v":10.8,"d":"10.80"},80,101906,{"$f":"'Honolulu TMY 3'!$D$5","v":2019},"05","25","22","05/25/2019 22:00","2019-05-25T12:00:00",75.416]
["20100526:0100",24.41,{"v":81.7,"d":"81.70"},807,843.64,118,378.57,10.79,71,101816,{"$f":"'Honolulu TMY 3'!$D$5","v":2019},"05","26","01","05/26/2019 01:00","2019-05-25T15:00:00",75.938]
["20100526:0400",24.34,81.97,177,478.24,63,374.78,11.59,69,101830,{"$f":"'Honolulu TMY 3'!$D$5","v":2019},"05","26","04","05/26/2019 04:00","2019-05-25T18:00:00",75.812]
["20100526:0600",24.19,82.61,0,{"v":0,"d":"0.00"},0,{"v":376.1,"d":"376.10"},12.29,71,101890,{"$f":"'Honolulu TMY 3'!$D$5","v":2019},"05","26","06","05/26/2019 06:00","2019-05-25T20:00:00",75.542]
["20100526:0900",23.95,83.12,0,{"v":0,"d":"0.00"},0,380.43,12.58,74,101926,{"$f":"'Honolulu TMY 3'!$D$5","v":2019},"05","26","09","05/26/2019 09:00","2019-05-25T23:00:00",75.11]
["20100526:1300",{"v":23.8,"d":"23.80"},82.36,0,{"v":0,"d":"0.00"},0,{"v":380.7,"d":"380.70"},12.66,78,101800,{"$f":"'Honolulu TMY 3'!$D$5","v":2019},"05","26","13","05/26/2019 13:00","2019-05-26T03:00:00",74.84]
["20100526:1600",23.82,80.77,11,{"v":0,"d":"0.00"},11,377.13,12.23,82,101826,{"$f":"'Honolulu TMY 3'!$D$5","v":2019},"05","26","16","05/26/2019 16:00","2019-05-26T06:00:00",74.876]
["20100526:2000",24.34,77.41,819,850.64,118,{"v":370.5,"d":"370.50"},11.86,83,101860,{"$f":"'Honolulu TMY 3'!$D$5","v":2019},"05","26","20","05/26/2019 20:00","2019-05-26T10:00:00",75.812]
["20100526:2300",25.09,76.15,{"v":1013,"d":"1,013"},893.37,127,{"v":368.1,"d":"368.10"},10.51,76,101790,{"$f":"'Honolulu TMY 3'!$D$5","v":2019},"05","26","23","05/26/2019 23:00","2019-05-26T13:00:00",77.162]
["20100527:0100",24.81,{"v":79.5,"d":"79.50"},806,843.15,117,371.53,11.57,72,101750,{"$f":"'Honolulu TMY 3'!$D$5","v":2019},"05","27","01","05/27/2019 01:00","2019-05-26T15:00:00",76.658]
["20100527:0400",24.47,82.36,177,475.67,63,378.72,12.63,73,101776,{"$f":"'Honolulu TMY 3'!$D$5","v":2019},"05","27","04","05/27/2019 04:00","2019-05-26T18:00:00",76.04599999999999]
["20100527:0700",24.18,83.27,0,{"v":0,"d":"0.00"},0,383.05,{"v":12.9,"d":"12.90"},77,101866,{"$f":"'Honolulu TMY 3'!$D$5","v":2019},"05","27","07","05/27/2019 07:00","2019-05-26T21:00:00",75.524]
["20100527:1100",23.97,83.42,0,{"v":0,"d":"0.00"},0,381.35,{"v":12,"d":"12.00"},81,101790,{"$f":"'Honolulu TMY 3'!$D$5","v":2019},"05","27","11","05/27/2019 11:00","2019-05-27T01:00:00",75.146]
["20100527:1400",{"v":23.9,"d":"23.90"},{"v":85.3,"d":"85.30"},0,{"v":0,"d":"0.00"},0,{"v":381,"d":"381.00"},11.75,80,101750,{"$f":"'Honolulu TMY 3'!$D$5","v":2019},"05","27","14","05/27/2019 14:00","2019-05-27T04:00:00",75.02]
["20100527:1700",23.81,83.45,14,{"v":0,"d":"0.00"},14,{"v":373.4,"d":"373.40"},{"v":12.4,"d":"12.40"},80,101900,{"$f":"'Honolulu TMY 3'!$D$5","v":2019},{"$f":"MID(A3539,5,2)","v":"05"},{"$f":"MID(A3539,7,2)","v":"27"},{"$f":"MID(A3539,10,2)","v":"17"},{"$f":"L3539&\"/\"&M3539&\"/\"&K3539&\" \"&N3539&\":00\"","v":"05/27/2019 17:00"},{"$f":"(DATEVALUE(O3539)+TIMEVALUE(O3539))+($P$16/24)","v":"2019-05-27T07:00:00"},{"$f":"((9/5)*B3539)+32","v":74.858}]
["20100527:2100",24.34,79.94,948,880.28,124,368.25,11.53,76,101876,{"$f":"'Honolulu TMY 3'!$D$5","v":2019},"05","27","21","05/27/2019 21:00","2019-05-27T11:00:00",75.812]
["20100527:2200",24.57,79.36,{"v":1017,"d":"1,017"},896.01,127,{"v":367.5,"d":"367.50"},11.57,74,101843,{"$f":"'Honolulu TMY 3'!$D$5","v":2019},"05","27","22","05/27/2019 22:00","2019-05-27T12:00:00",76.226]
["20100528:0400",24.35,81.84,175,444.09,68,379.98,12.65,68,101840,{"$f":"'Honolulu TMY 3'!$D$5","v":2019},"05","28","04","05/28/2019 04:00","2019-05-27T18:00:00",75.83000000000001]
["20100528:0500",24.37,81.96,0,{"v":0,"d":"0.00"},0,382.85,12.81,69,101870,{"$f":"'Honolulu TMY 3'!$D$5","v":2019},"05","28","05","05/28/2019 05:00","2019-05-27T19:00:00",75.866]
["20100528:0800",24.16,82.43,0,{"v":0,"d":"0.00"},0,{"v":384.8,"d":"384.80"},12.88,74,101920,{"$f":"'Honolulu TMY 3'!$D$5","v":2019},"05","28","08","05/28/2019 08:00","2019-05-27T22:00:00",75.488]
["20100528:1200",23.82,84.56,0,{"v":0,"d":"0.00"},0,381.43,12.43,76,101743,{"$f":"'Honolulu TMY 3'!$D$5","v":2019},"05","28","12","05/28/2019 12:00","2019-05-28T02:00:00",74.876]
["20100528:1500",23.49,86.04,0,{"v":0,"d":"0.00"},0,{"v":383.1,"d":"383.10"},12.63,75,101756,{"$f":"'Honolulu TMY 3'!$D$5","v":2019},"05","28","15","05/28/2019 15:00","2019-05-28T05:00:00",74.282]
["20100528:1800",23.57,85.51,221,68.15,189,390.33,12.12,75,101876,{"$f":"'Honolulu TMY 3'!$D$5","v":2019},"05","28","18","05/28/2019 18:00","2019-05-28T08:00:00",74.426]
["20100528:2300",24.15,{"v":85.1,"d":"85.10"},{"v":1004,"d":"1,004"},872.08,139,394.85,12.11,72,101920,{"$f":"'Honolulu TMY 3'!$D$5","v":2019},"05","28","23","05/28/2019 23:00","2019-05-28T13:00:00",75.47]
["20100529:0200",24.25,82.58,618,763.66,116,{"v":389.9,"d":"389.90"},13.75,74,101790,{"$f":"'Honolulu TMY 3'!$D$5","v":2019},"05","29","02","05/29/2019 02:00","2019-05-28T16:00:00",75.65]
["20100529:0500",24.19,{"v":83.1,"d":"83.10"},0,{"v":0,"d":"0.00"},0,386.55,12.81,77,101850,{"$f":"'Honolulu TMY 3'!$D$5","v":2019},"05","29","05","05/29/2019 05:00","2019-05-28T19:00:00",75.542]
["20100529:0600",24.08,83.14,0,{"v":0,"d":"0.00"},0,385.63,12.83,78,101880,{"$f":"'Honolulu TMY 3'!$D$5","v":2019},"05","29","06","05/29/2019 06:00","2019-05-28T20:00:00",75.344]
["20100529:0900",23.77,{"v":83.4,"d":"83.40"},0,{"v":0,"d":"0.00"},0,{"v":384.8,"d":"384.80"},12.41,81,101920,{"$f":"'Honolulu TMY 3'!$D$5","v":2019},"05","29","09","05/29/2019 09:00","2019-05-28T23:00:00",74.786]
["20100529:1300",23.48,{"v":82.8,"d":"82.80"},0,{"v":0,"d":"0.00"},0,{"v":391.2,"d":"391.20"},12.27,79,101880,{"$f":"'Honolulu TMY 3'!$D$5","v":2019},"05","29","13","05/29/2019 13:00","2019-05-29T03:00:00",74.26400000000001]
["20100529:1600",23.51,81.23,6,{"v":0,"d":"0.00"},6,395.67,12.53,79,101980,{"$f":"'Honolulu TMY 3'!$D$5","v":2019},"05","29","16","05/29/2019 16:00","2019-05-29T06:00:00",74.31800000000001]
["20100529:2000",23.78,78.49,606,268.25,385,395.15,11.92,83,102029,{"$f":"'Honolulu TMY 3'!$D$5","v":2019},"05","29","20","05/29/2019 20:00","2019-05-29T10:00:00",74.804]
["20100530:0000",24.47,75.65,941,864.36,135,375.57,12.11,82,101913,{"$f":"'Honolulu TMY 3'!$D$5","v":2019},"05","30","00","05/30/2019 00:00","2019-05-29T14:00:00",76.04599999999999]
["20100530:0300",24.59,74.52,291,225.14,187,{"v":367.8,"d":"367.80"},12.48,78,101920,{"$f":"'Honolulu TMY 3'!$D$5","v":2019},"05","30","03","05/30/2019 03:00","2019-05-29T17:00:00",76.262]
["20100530:0400",24.52,75.46,180,455.88,69,{"v":368,"d":"368.00"},12.41,78,101940,{"$f":"'Honolulu TMY 3'!$D$5","v":2019},"05","30","04","05/30/2019 04:00","2019-05-29T18:00:00",76.136]
["20100530:0700",24.12,77.05,0,{"v":0,"d":"0.00"},0,{"v":370.9,"d":"370.90"},12.88,78,102033,{"$f":"'Honolulu TMY 3'!$D$5","v":2019},"05","30","07","05/30/2019 07:00","2019-05-29T21:00:00",75.416]
["20100530:1000",23.81,{"v":78,"d":"78.00"},0,{"v":0,"d":"0.00"},0,371.62,12.61,80,101990,{"$f":"'Honolulu TMY 3'!$D$5","v":2019},"05","30","10","05/30/2019 10:00","2019-05-30",74.858]
["20100530:1400",23.59,78.32,0,{"v":0,"d":"0.00"},0,{"v":374.6,"d":"374.60"},12.69,78,101920,{"$f":"'Honolulu TMY 3'!$D$5","v":2019},"05","30","14","05/30/2019 14:00","2019-05-30T04:00:00",74.462]
["20100530:1700",23.57,77.37,188,468.49,70,367.95,11.63,82,102039,{"$f":"'Honolulu TMY 3'!$D$5","v":2019},"05","30","17","05/30/2019 17:00","2019-05-30T07:00:00",74.426]
["20100530:2100",24.13,75.32,597,137.86,468,361.52,11.35,82,102026,{"$f":"'Honolulu TMY 3'!$D$5","v":2019},"05","30","21","05/30/2019 21:00","2019-05-30T11:00:00",75.434]
["20100531:0100",24.47,74.78,811,833.88,128,364.25,11.49,76,101926,{"$f":"'Honolulu TMY 3'!$D$5","v":2019},"05","31","01","05/31/2019 01:00","2019-05-30T15:00:00",76.04599999999999]
["20100531:0400",{"v":24.3,"d":"24.30"},75.69,146,{"v":261.5,"d":"261.50"},82,368.93,11.65,78,101956,{"$f":"'Honolulu TMY 3'!$D$5","v":2019},"05","31","04","05/31/2019 04:00","2019-05-30T18:00:00",75.74000000000001]
["20100531:0500",24.26,75.95,8,{"v":0,"d":"0.00"},8,370.25,11.61,79,101980,{"$f":"'Honolulu TMY 3'!$D$5","v":2019},"05","31","05","05/31/2019 05:00","2019-05-30T19:00:00",75.668]
["20100531:0800",24.06,75.59,0,{"v":0,"d":"0.00"},0,375.95,11.52,84,102079,{"$f":"'Honolulu TMY 3'!$D$5","v":2019},"05","31","08","05/31/2019 08:00","2019-05-30T22:00:00",75.30799999999999]
["20100531:1100",23.87,75.71,0,{"v":0,"d":"0.00"},0,{"v":377.7,"d":"377.70"},11.38,85,101900,{"$f":"'Honolulu TMY 3'!$D$5","v":2019},"05","31","11","05/31/2019 11:00","2019-05-31T01:00:00",74.96600000000001]
["20100531:1400",{"v":23.8,"d":"23.80"},79.55,0,{"v":0,"d":"0.00"},0,375.65,11.61,76,101900,{"$f":"'Honolulu TMY 3'!$D$5","v":2019},"05","31","14","05/31/2019 14:00","2019-05-31T04:00:00",74.84]
["20100531:1900",24.09,78.61,562,534.06,207,376.36,10.82,77,102026,{"$f":"'Honolulu TMY 3'!$D$5","v":2019},"05","31","19","05/31/2019 19:00","2019-05-31T09:00:00",75.362]
["20100531:2300",24.82,79.85,874,447.55,430,378.93,8.32,75,101930,{"$f":"'Honolulu TMY 3'!$D$5","v":2019},"05","31","23","05/31/2019 23:00","2019-05-31T13:00:00",76.676]
["20150601:0200",25.37,80.77,286,36.39,262,380.85,6.45,60,101330,{"$f":"'Honolulu TMY 3'!$D$5","v":2019},"06","01","02","06/01/2019 02:00","2019-05-31T16:00:00",77.666]
["20150601:0500",25.92,{"v":81.7,"d":"81.70"},10,{"v":0,"d":"0.00"},10,382.77,4.57,70,101440,{"$f":"'Honolulu TMY 3'!$D$5","v":2019},"06","01","05","06/01/2019 05:00","2019-05-31T19:00:00",78.656]
["20150601:0600",{"v":26.1,"d":"26.10"},82.01,0,{"v":0,"d":"0.00"},0,383.41,3.95,75,101466,{"$f":"'Honolulu TMY 3'!$D$5","v":2019},"06","01","06","06/01/2019 06:00","2019-05-31T20:00:00",78.98]
["20150601:1100",25.63,82.28,0,{"v":0,"d":"0.00"},0,390.35,4.97,94,101410,{"$f":"'Honolulu TMY 3'!$D$5","v":2019},"06","01","11","06/01/2019 11:00","2019-06-01T01:00:00",78.134]
["20150601:1300",25.43,83.61,0,{"v":0,"d":"0.00"},0,391.05,4.71,95,101383,{"$f":"'Honolulu TMY 3'!$D$5","v":2019},"06","01","13","06/01/2019 13:00","2019-06-01T03:00:00",77.774]
["20150601:1700",25.41,84.38,190,527.24,57,{"v":397.1,"d":"397.10"},5.56,114,101490,{"$f":"'Honolulu TMY 3'!$D$5","v":2019},"06","01","17","06/01/2019 17:00","2019-06-01T07:00:00",77.738]
["20150601:2000",{"v":25.8,"d":"25.80"},83.42,811,862.28,101,393.45,5.81,125,101520,{"$f":"'Honolulu TMY 3'!$D$5","v":2019},"06","01","20","06/01/2019 20:00","2019-06-01T10:00:00",78.44]
["20150602:0000",26.01,81.54,940,893.68,106,390.58,{"v":4.3,"d":"4.30"},109,101393,{"$f":"'Honolulu TMY 3'!$D$5","v":2019},"06","02","00","06/02/2019 00:00","2019-06-01T14:00:00",78.81800000000001]
["20150602:0300",25.92,80.62,193,34.41,177,386.75,4.34,77,101373,{"$f":"'Honolulu TMY 3'!$D$5","v":2019},"06","02","03","06/02/2019 03:00","2019-06-01T17:00:00",78.656]
["20150602:0600",25.72,82.19,0,{"v":0,"d":"0.00"},0,{"v":388.7,"d":"388.70"},{"v":6.4,"d":"6.40"},81,101513,{"$f":"'Honolulu TMY 3'!$D$5","v":2019},"06","02","06","06/02/2019 06:00","2019-06-01T20:00:00",78.29599999999999]
["20150602:0800",25.44,83.26,0,{"v":0,"d":"0.00"},0,{"v":389.8,"d":"389.80"},7.64,86,101580,{"$f":"'Honolulu TMY 3'!$D$5","v":2019},"06","02","08","06/02/2019 08:00","2019-06-01T22:00:00",77.792]
["20150602:1100",25.29,82.59,0,{"v":0,"d":"0.00"},0,386.45,7.67,92,101470,{"$f":"'Honolulu TMY 3'!$D$5","v":2019},"06","02","11","06/02/2019 11:00","2019-06-02T01:00:00",77.52199999999999]
["20150602:1400",24.93,82.72,0,{"v":0,"d":"0.00"},0,397.45,7.28,87,101420,{"$f":"'Honolulu TMY 3'!$D$5","v":2019},"06","02","14","06/02/2019 14:00","2019-06-02T04:00:00",76.874]
["20150602:1800",24.89,81.41,420,725.96,79,405.05,6.62,91,101580,{"$f":"'Honolulu TMY 3'!$D$5","v":2019},"06","02","18","06/02/2019 18:00","2019-06-02T08:00:00",76.80199999999999]
["20150602:2100",25.15,78.85,950,901.41,107,396.72,6.19,89,101526,{"$f":"'Honolulu TMY 3'!$D$5","v":2019},"06","02","21","06/02/2019 21:00","2019-06-02T11:00:00",77.27]
["20150603:0100",25.52,75.97,697,475.31,307,398.15,5.93,77,101340,{"$f":"'Honolulu TMY 3'!$D$5","v":2019},"06","03","01","06/03/2019 01:00","2019-06-02T15:00:00",77.936]
["20150603:0400",{"v":25.6,"d":"25.60"},{"v":75.2,"d":"75.20"},192,543.36,57,{"v":403.6,"d":"403.60"},{"v":6.4,"d":"6.40"},78,101360,{"$f":"'Honolulu TMY 3'!$D$5","v":2019},"06","03","04","06/03/2019 04:00","2019-06-02T18:00:00",78.08000000000001]
["20150603:0500",{"v":25.6,"d":"25.60"},{"v":74.8,"d":"74.80"},11,{"v":0,"d":"0.00"},11,{"v":405.1,"d":"405.10"},6.69,80,101390,{"$f":"'Honolulu TMY 3'!$D$5","v":2019},"06","03","05","06/03/2019 05:00","2019-06-02T19:00:00",78.08000000000001]
["20150603:0900",25.64,74.69,0,{"v":0,"d":"0.00"},0,411.08,{"v":5.8,"d":"5.80"},85,101473,{"$f":"'Honolulu TMY 3'!$D$5","v":2019},"06","03","09","06/03/2019 09:00","2019-06-02T23:00:00",78.152]
["20150603:1200",25.47,75.81,0,{"v":0,"d":"0.00"},0,406.05,4.38,91,101367,{"$f":"'Honolulu TMY 3'!$D$5","v":2019},"06","03","12","06/03/2019 12:00","2019-06-03T02:00:00",77.846]
["20150603:1600",25.11,74.55,12,{"v":0,"d":"0.00"},12,394.52,3.28,105,101453,{"$f":"'Honolulu TMY 3'!$D$5","v":2019},"06","03","16","06/03/2019 16:00","2019-06-03T06:00:00",77.19800000000001]
["20150603:1900",{"v":25.5,"d":"25.50"},73.71,628,806.97,92,391.58,3.85,114,101536,{"$f":"'Honolulu TMY 3'!$D$5","v":2019},"06","03","19","06/03/2019 19:00","2019-06-03T09:00:00",77.9]
["20150603:2200",26.02,73.24,842,501.65,344,397.68,3.46,110,101510,{"$f":"'Honolulu TMY 3'!$D$5","v":2019},"06","03","22","06/03/2019 22:00","2019-06-03T12:00:00",78.836]
["20150604:0200",26.08,77.01,447,228.17,296,393.05,3.09,68,101460,{"$f":"'Honolulu TMY 3'!$D$5","v":2019},"06","04","02","06/04/2019 02:00","2019-06-03T16:00:00",78.94399999999999]
["20150604:0600",26.03,79.65,0,{"v":0,"d":"0.00"},0,396.93,5.61,74,101583,{"$f":"'Honolulu TMY 3'!$D$5","v":2019},"06","04","06","06/04/2019 06:00","2019-06-03T20:00:00",78.85400000000001]
["20150604:0900",25.84,{"v":82.6,"d":"82.60"},0,{"v":0,"d":"0.00"},0,399.67,7.48,83,101603,{"$f":"'Honolulu TMY 3'!$D$5","v":2019},"06","04","09","06/04/2019 09:00","2019-06-03T23:00:00",78.512]
["20150604:1000",25.79,83.97,0,{"v":0,"d":"0.00"},0,399.93,8.01,86,101556,{"$f":"'Honolulu TMY 3'!$D$5","v":2019},"06","04","10","06/04/2019 10:00","2019-06-04",78.422]
["20150604:1300",25.49,86.94,0,{"v":0,"d":"0.00"},0,400.83,8.41,91,101476,{"$f":"'Honolulu TMY 3'!$D$5","v":2019},"06","04","13","06/04/2019 13:00","2019-06-04T03:00:00",77.882]
["20150604:1700",24.89,90.77,192,534.84,57,403.35,9.26,92,101630,{"$f":"'Honolulu TMY 3'!$D$5","v":2019},{"$f":"MID(A3731,5,2)","v":"06"},{"$f":"MID(A3731,7,2)","v":"04"},{"$f":"MID(A3731,10,2)","v":"17"},{"$f":"L3731&\"/\"&M3731&\"/\"&K3731&\" \"&N3731&\":00\"","v":"06/04/2019 17:00"},{"$f":"(DATEVALUE(O3731)+TIMEVALUE(O3731))+($P$16/24)","v":"2019-06-04T07:00:00"},{"$f":"((9/5)*B3731)+32","v":76.80199999999999}]
["20150604:2000",24.82,90.07,817,870.31,101,402.55,{"v":9.3,"d":"9.30"},89,101660,{"$f":"'Honolulu TMY 3'!$D$5","v":2019},"06","04","20","06/04/2019 20:00","2019-06-04T10:00:00",76.676]
["20150604:2300",25.08,85.42,{"v":1017,"d":"1,017"},915.08,109,{"v":400.5,"d":"400.50"},8.73,83,101580,{"$f":"'Honolulu TMY 3'!$D$5","v":2019},"06","04","23","06/04/2019 23:00","2019-06-04T13:00:00",77.144]
["20150605:0300",25.13,82.89,420,{"v":728.8,"d":"728.80"},79,392.97,9.21,74,101516,{"$f":"'Honolulu TMY 3'!$D$5","v":2019},"06","05","03","06/05/2019 03:00","2019-06-04T17:00:00",77.23400000000001]
["20150605:0700",24.72,81.79,0,{"v":0,"d":"0.00"},0,401.43,10.03,83,101643,{"$f":"'Honolulu TMY 3'!$D$5","v":2019},"06","05","07","06/05/2019 07:00","2019-06-04T21:00:00",76.49600000000001]
["20150605:1000",24.69,80.37,0,{"v":0,"d":"0.00"},0,399.58,9.51,87,101626,{"$f":"'Honolulu TMY 3'!$D$5","v":2019},"06","05","10","06/05/2019 10:00","2019-06-05",76.44200000000001]
["20150605:1100",24.73,79.74,0,{"v":0,"d":"0.00"},0,398.15,9.24,89,101600,{"$f":"'Honolulu TMY 3'!$D$5","v":2019},"06","05","11","06/05/2019 11:00","2019-06-05T01:00:00",76.51400000000001]
["20150605:1400",25.02,{"v":80,"d":"80.00"},0,{"v":0,"d":"0.00"},0,412.35,{"v":8.3,"d":"8.30"},87,101610,{"$f":"'Honolulu TMY 3'!$D$5","v":2019},"06","05","14","06/05/2019 14:00","2019-06-05T04:00:00",77.036]
["20150605:1800",25.26,78.52,298,232.27,189,{"v":392.7,"d":"392.70"},8.67,88,101786,{"$f":"'Honolulu TMY 3'!$D$5","v":2019},"06","05","18","06/05/2019 18:00","2019-06-05T08:00:00",77.468]
["20150605:2100",25.78,77.33,689,281.42,426,381.83,8.99,86,101776,{"$f":"'Honolulu TMY 3'!$D$5","v":2019},"06","05","21","06/05/2019 21:00","2019-06-05T11:00:00",78.404]
["20150606:0000",26.03,77.52,804,449.56,384,379.85,9.32,80,101700,{"$f":"'Honolulu TMY 3'!$D$5","v":2019},"06","06","00","06/06/2019 00:00","2019-06-05T14:00:00",78.85400000000001]
["20150606:0500",25.53,81.12,12,{"v":0,"d":"0.00"},12,388.35,10.28,74,101710,{"$f":"'Honolulu TMY 3'!$D$5","v":2019},"06","06","05","06/06/2019 05:00","2019-06-05T19:00:00",77.95400000000001]
["20150606:0800",25.21,81.27,0,{"v":0,"d":"0.00"},0,{"v":398.7,"d":"398.70"},10.37,80,101810,{"$f":"'Honolulu TMY 3'!$D$5","v":2019},"06","06","08","06/06/2019 08:00","2019-06-05T22:00:00",77.378]
["20150606:0900",25.22,81.18,0,{"v":0,"d":"0.00"},0,397.72,10.22,82,101783,{"$f":"'Honolulu TMY 3'!$D$5","v":2019},"06","06","09","06/06/2019 09:00","2019-06-05T23:00:00",77.396]
["20150606:1200",25.05,81.47,0,{"v":0,"d":"0.00"},0,393.92,9.97,85,101733,{"$f":"'Honolulu TMY 3'!$D$5","v":2019},"06","06","12","06/06/2019 12:00","2019-06-06T02:00:00",77.09]
["20150606:1500",24.63,82.15,0,{"v":0,"d":"0.00"},0,389.23,10.12,83,101796,{"$f":"'Honolulu TMY 3'!$D$5","v":2019},"06","06","15","06/06/2019 15:00","2019-06-06T05:00:00",76.334]
["20150606:1900",24.71,80.28,243,18.09,231,383.57,9.72,85,101956,{"$f":"'Honolulu TMY 3'!$D$5","v":2019},"06","06","19","06/06/2019 19:00","2019-06-06T09:00:00",76.47800000000001]
["20150606:2100",{"v":25,"d":"25.00"},79.02,945,897.98,106,382.55,9.27,85,101946,{"$f":"'Honolulu TMY 3'!$D$5","v":2019},"06","06","21","06/06/2019 21:00","2019-06-06T11:00:00",77]
["20150607:0200",25.28,{"v":78.8,"d":"78.80"},635,817.78,92,385.35,9.45,75,101740,{"$f":"'Honolulu TMY 3'!$D$5","v":2019},"06","07","02","06/07/2019 02:00","2019-06-06T16:00:00",77.504]
["20150607:0600",25.25,78.04,0,{"v":0,"d":"0.00"},0,387.18,9.86,80,101826,{"$f":"'Honolulu TMY 3'!$D$5","v":2019},"06","07","06","06/07/2019 06:00","2019-06-06T20:00:00",77.45]
["20150607:0900",25.16,78.23,0,{"v":0,"d":"0.00"},0,387.03,{"v":9.5,"d":"9.50"},86,101850,{"$f":"'Honolulu TMY 3'!$D$5","v":2019},{"$f":"MID(A3795,5,2)","v":"06"},{"$f":"MID(A3795,7,2)","v":"07"},{"$f":"MID(A3795,10,2)","v":"09"},{"$f":"L3795&\"/\"&M3795&\"/\"&K3795&\" \"&N3795&\":00\"","v":"06/07/2019 09:00"},{"$f":"(DATEVALUE(O3795)+TIMEVALUE(O3795))+($P$16/24)","v":"2019-06-06T23:00:00"},{"$f":"((9/5)*B3795)+32","v":77.28800000000001}]
["20150607:1000",25.17,78.36,0,{"v":0,"d":"0.00"},0,388.02,9.26,89,101820,{"$f":"'Honolulu TMY 3'!$D$5","v":2019},"06","07","10","06/07/2019 10:00","2019-06-07",77.30600000000001]
["20150607:1300",25.02,79.47,0,{"v":0,"d":"0.00"},0,389.23,8.64,93,101790,{"$f":"'Honolulu TMY 3'!$D$5","v":2019},"06","07","13","06/07/2019 13:00","2019-06-07T03:00:00",77.036]
["20150607:1600",24.89,79.47,12,{"v":0,"d":"0.00"},12,386.42,8.49,95,101836,{"$f":"'Honolulu TMY 3'!$D$5","v":2019},"06","07","16","06/07/2019 16:00","2019-06-07T06:00:00",76.80199999999999]
["20150607:2200",25.56,76.82,809,359.79,452,376.98,7.43,94,101823,{"$f":"'Honolulu TMY 3'!$D$5","v":2019},"06","07","22","06/07/2019 22:00","2019-06-07T12:00:00",78.008]
["20150608:0000",25.65,75.96,945,897.55,106,377.03,7.12,89,101753,{"$f":"'Honolulu TMY 3'!$D$5","v":2019},"06","08","00","06/08/2019 00:00","2019-06-07T14:00:00",78.17]
["20150608:0400",25.54,75.65,196,546.47,57,{"v":379.4,"d":"379.40"},7.61,80,101733,{"$f":"'Honolulu TMY 3'!$D$5","v":2019},"06","08","04","06/08/2019 04:00","2019-06-07T18:00:00",77.97200000000001]
["20150608:0700",25.41,{"v":76.6,"d":"76.60"},0,{"v":0,"d":"0.00"},0,387.37,7.96,79,101806,{"$f":"'Honolulu TMY 3'!$D$5","v":2019},"06","08","07","06/08/2019 07:00","2019-06-07T21:00:00",77.738]
["20150608:1000",{"v":25.2,"d":"25.20"},78.29,0,{"v":0,"d":"0.00"},0,391.75,7.68,84,101743,{"$f":"'Honolulu TMY 3'!$D$5","v":2019},"06","08","10","06/08/2019 10:00","2019-06-08",77.36]
["20150608:1100",25.13,78.97,0,{"v":0,"d":"0.00"},0,392.05,{"v":7.5,"d":"7.50"},86,101700,{"$f":"'Honolulu TMY 3'!$D$5","v":2019},"06","08","11","06/08/2019 11:00","2019-06-08T01:00:00",77.23400000000001]
["20150608:1400",24.73,78.23,0,{"v":0,"d":"0.00"},0,{"v":383.6,"d":"383.60"},6.36,90,101600,{"$f":"'Honolulu TMY 3'!$D$5","v":2019},"06","08","14","06/08/2019 14:00","2019-06-08T04:00:00",76.51400000000001]
["20150608:1900",{"v":24.9,"d":"24.90"},{"v":77.3,"d":"77.30"},633,816.32,92,377.58,5.93,97,101713,{"$f":"'Honolulu TMY 3'!$D$5","v":2019},"06","08","19","06/08/2019 19:00","2019-06-08T09:00:00",76.82]
["20150608:2200",25.21,76.33,842,417.28,428,380.07,5.23,90,101626,{"$f":"'Honolulu TMY 3'!$D$5","v":2019},"06","08","22","06/08/2019 22:00","2019-06-08T12:00:00",77.378]
["20150609:0100",25.25,75.35,816,868.27,101,380.28,5.02,70,101500,{"$f":"'Honolulu TMY 3'!$D$5","v":2019},"06","09","01","06/09/2019 01:00","2019-06-08T15:00:00",77.45]
["20150609:0500",25.11,77.59,13,{"v":0,"d":"0.00"},13,382.25,6.23,67,101490,{"$f":"'Honolulu TMY 3'!$D$5","v":2019},"06","09","05","06/09/2019 05:00","2019-06-08T19:00:00",77.19800000000001]
["20150609:0800",24.83,{"v":79.3,"d":"79.30"},0,{"v":0,"d":"0.00"},0,385.75,6.22,77,101570,{"$f":"'Honolulu TMY 3'!$D$5","v":2019},"06","09","08","06/09/2019 08:00","2019-06-08T22:00:00",76.69399999999999]
["20150609:1100",24.85,79.19,0,{"v":0,"d":"0.00"},0,{"v":388.5,"d":"388.50"},5.17,87,101450,{"$f":"'Honolulu TMY 3'!$D$5","v":2019},"06","09","11","06/09/2019 11:00","2019-06-09T01:00:00",76.73]
["20150609:1200",24.66,79.66,0,{"v":0,"d":"0.00"},0,391.65,4.17,89,101423,{"$f":"'Honolulu TMY 3'!$D$5","v":2019},"06","09","12","06/09/2019 12:00","2019-06-09T02:00:00",76.388]
["20150609:1600",24.35,80.16,12,{"v":0,"d":"0.00"},12,397.48,2.38,78,101437,{"$f":"'Honolulu TMY 3'!$D$5","v":2019},"06","09","16","06/09/2019 16:00","2019-06-09T06:00:00",75.83000000000001]
["20150609:1900",24.76,78.74,624,804.71,91,388.52,3.26,67,101470,{"$f":"'Honolulu TMY 3'!$D$5","v":2019},"06","09","19","06/09/2019 19:00","2019-06-09T09:00:00",76.56800000000001]
["20150609:2300",25.43,78.35,752,260.95,493,{"v":378.9,"d":"378.90"},4.17,64,101410,{"$f":"'Honolulu TMY 3'!$D$5","v":2019},"06","09","23","06/09/2019 23:00","2019-06-09T13:00:00",77.774]
["20150610:0200",25.33,81.43,631,{"v":809.1,"d":"809.10"},92,{"v":387.2,"d":"387.20"},4.92,50,101340,{"$f":"'Honolulu TMY 3'!$D$5","v":2019},"06","10","02","06/10/2019 02:00","2019-06-09T16:00:00",77.594]
["20150610:0600",25.18,83.71,0,{"v":0,"d":"0.00"},0,390.12,5.99,60,101480,{"$f":"'Honolulu TMY 3'!$D$5","v":2019},"06","10","06","06/10/2019 06:00","2019-06-09T20:00:00",77.324]
["20150610:0900",24.91,85.37,0,{"v":0,"d":"0.00"},0,392.95,6.01,63,101540,{"$f":"'Honolulu TMY 3'!$D$5","v":2019},"06","10","09","06/10/2019 09:00","2019-06-09T23:00:00",76.838]
["20150610:1200",24.72,87.35,0,{"v":0,"d":"0.00"},0,399.07,5.66,61,101480,{"$f":"'Honolulu TMY 3'!$D$5","v":2019},"06","10","12","06/10/2019 12:00","2019-06-10T02:00:00",76.49600000000001]
["20150610:1300",24.63,88.34,0,{"v":0,"d":"0.00"},0,402.58,5.53,61,101460,{"$f":"'Honolulu TMY 3'!$D$5","v":2019},"06","10","13","06/10/2019 13:00","2019-06-10T03:00:00",76.334]
["20150610:1700",24.37,87.33,189,529.23,56,{"v":404,"d":"404.00"},5.82,62,101570,{"$f":"'Honolulu TMY 3'!$D$5","v":2019},"06","10","17","06/10/2019 17:00","2019-06-10T07:00:00",75.866]
["20150610:2100",24.84,82.43,656,205.73,464,{"v":403.7,"d":"403.70"},5.49,64,101580,{"$f":"'Honolulu TMY 3'!$D$5","v":2019},"06","10","21","06/10/2019 21:00","2019-06-10T11:00:00",76.712]
["20150611:0000",25.09,78.96,944,895.71,106,398.52,5.36,59,101496,{"$f":"'Honolulu TMY 3'!$D$5","v":2019},"06","11","00","06/11/2019 00:00","2019-06-10T14:00:00",77.162]
["20150611:0300",25.19,78.62,422,724.29,79,388.03,5.72,54,101476,{"$f":"'Honolulu TMY 3'!$D$5","v":2019},"06","11","03","06/11/2019 03:00","2019-06-10T17:00:00",77.34200000000001]
["20150611:0700",{"v":25.1,"d":"25.10"},79.06,0,{"v":0,"d":"0.00"},0,388.73,6.69,66,101610,{"$f":"'Honolulu TMY 3'!$D$5","v":2019},"06","11","07","06/11/2019 07:00","2019-06-10T21:00:00",77.18]
["20150611:1000",25.15,79.25,0,{"v":0,"d":"0.00"},0,391.63,{"v":6.5,"d":"6.50"},79,101570,{"$f":"'Honolulu TMY 3'!$D$5","v":2019},"06","11","10","06/11/2019 10:00","2019-06-11",77.27]
["20150611:1400",25.13,82.32,0,{"v":0,"d":"0.00"},0,397.25,5.31,86,101500,{"$f":"'Honolulu TMY 3'!$D$5","v":2019},"06","11","14","06/11/2019 14:00","2019-06-11T04:00:00",77.23400000000001]
["20150611:1500",25.15,82.17,0,{"v":0,"d":"0.00"},0,397.47,5.37,90,101543,{"$f":"'Honolulu TMY 3'!$D$5","v":2019},"06","11","15","06/11/2019 15:00","2019-06-11T05:00:00",77.27]
["20150611:1800",25.37,81.57,411,712.61,78,398.43,5.43,100,101646,{"$f":"'Honolulu TMY 3'!$D$5","v":2019},"06","11","18","06/11/2019 18:00","2019-06-11T08:00:00",77.666]
["20150611:2200",25.93,81.37,810,364.01,449,399.13,5.26,97,101653,{"$f":"'Honolulu TMY 3'!$D$5","v":2019},"06","11","22","06/11/2019 22:00","2019-06-11T12:00:00",78.674]
["20150612:0100",25.85,83.56,809,859.43,100,397.08,6.35,81,101606,{"$f":"'Honolulu TMY 3'!$D$5","v":2019},"06","12","01","06/12/2019 01:00","2019-06-11T15:00:00",78.53]
["20150612:0400",25.69,86.97,197,541.07,57,398.48,8.29,79,101656,{"$f":"'Honolulu TMY 3'!$D$5","v":2019},"06","12","04","06/12/2019 04:00","2019-06-11T18:00:00",78.242]
["20150612:0700",25.33,88.89,0,{"v":0,"d":"0.00"},0,400.38,9.44,87,101770,{"$f":"'Honolulu TMY 3'!$D$5","v":2019},"06","12","07","06/12/2019 07:00","2019-06-11T21:00:00",77.594]
["20150612:1200",25.03,86.71,0,{"v":0,"d":"0.00"},0,{"v":403.4,"d":"403.40"},8.63,95,101690,{"$f":"'Honolulu TMY 3'!$D$5","v":2019},"06","12","12","06/12/2019 12:00","2019-06-12T02:00:00",77.054]
["20150612:1500",24.92,83.83,0,{"v":0,"d":"0.00"},0,404.52,7.94,94,101710,{"$f":"'Honolulu TMY 3'!$D$5","v":2019},"06","12","15","06/12/2019 15:00","2019-06-12T05:00:00",76.856]
["20150612:1600",24.83,83.92,12,{"v":0,"d":"0.00"},12,407.93,7.77,95,101750,{"$f":"'Honolulu TMY 3'!$D$5","v":2019},"06","12","16","06/12/2019 16:00","2019-06-12T06:00:00",76.69399999999999]
["20150612:1900",24.78,83.43,629,812.35,92,411.35,7.03,92,101810,{"$f":"'Honolulu TMY 3'!$D$5","v":2019},"06","12","19","06/12/2019 19:00","2019-06-12T09:00:00",76.60400000000001]
["20150612:2300",25.07,{"v":80.5,"d":"80.50"},{"v":1012,"d":"1,012"},909.66,109,{"v":403.2,"d":"403.20"},6.63,80,101730,{"$f":"'Honolulu TMY 3'!$D$5","v":2019},"06","12","23","06/12/2019 23:00","2019-06-12T13:00:00",77.126]
["20150613:0200",25.54,78.92,637,815.49,92,{"v":393.3,"d":"393.30"},6.59,69,101620,{"$f":"'Honolulu TMY 3'!$D$5","v":2019},"06","13","02","06/13/2019 02:00","2019-06-12T16:00:00",77.97200000000001]
["20150613:0400",25.61,79.67,200,{"v":546.6,"d":"546.60"},58,{"v":392.2,"d":"392.20"},7.38,73,101653,{"$f":"'Honolulu TMY 3'!$D$5","v":2019},"06","13","04","06/13/2019 04:00","2019-06-12T18:00:00",78.098]
["20150613:1000",25.73,81.24,0,{"v":0,"d":"0.00"},0,{"v":395.9,"d":"395.90"},8.08,95,101666,{"$f":"'Honolulu TMY 3'!$D$5","v":2019},"06","13","10","06/13/2019 10:00","2019-06-13",78.314]
["20150613:1300",25.44,82.75,0,{"v":0,"d":"0.00"},0,394.02,7.58,100,101633,{"$f":"'Honolulu TMY 3'!$D$5","v":2019},"06","13","13","06/13/2019 13:00","2019-06-13T03:00:00",77.792]
["20150613:1400",25.28,83.37,0,{"v":0,"d":"0.00"},0,{"v":393.1,"d":"393.10"},7.41,101,101640,{"$f":"'Honolulu TMY 3'!$D$5","v":2019},"06","13","14","06/13/2019 14:00","2019-06-13T04:00:00",77.504]
["20150613:1700",24.99,84.58,188,527.78,56,405.85,7.13,101,101740,{"$f":"'Honolulu TMY 3'!$D$5","v":2019},"06","13","17","06/13/2019 17:00","2019-06-13T07:00:00",76.982]
["20150613:2000",25.15,{"v":83.5,"d":"83.50"},804,859.04,100,{"v":398.3,"d":"398.30"},6.92,97,101770,{"$f":"'Honolulu TMY 3'!$D$5","v":2019},"06","13","20","06/13/2019 20:00","2019-06-13T10:00:00",77.27]
["20150614:0000",25.74,78.95,723,{"v":346,"d":"346.00"},399,{"v":387.6,"d":"387.60"},6.39,84,101663,{"$f":"'Honolulu TMY 3'!$D$5","v":2019},"06","14","00","06/14/2019 00:00","2019-06-13T14:00:00",78.332]
["20150614:0500",26.02,77.74,15,{"v":0,"d":"0.00"},15,396.55,7.41,79,101660,{"$f":"'Honolulu TMY 3'!$D$5","v":2019},"06","14","05","06/14/2019 05:00","2019-06-13T19:00:00",78.836]
["20150614:0700",25.86,79.13,0,{"v":0,"d":"0.00"},0,397.08,7.89,82,101706,{"$f":"'Honolulu TMY 3'!$D$5","v":2019},"06","14","07","06/14/2019 07:00","2019-06-13T21:00:00",78.548]
["20150614:1100",25.75,81.71,0,{"v":0,"d":"0.00"},0,398.65,8.03,93,101640,{"$f":"'Honolulu TMY 3'!$D$5","v":2019},"06","14","11","06/14/2019 11:00","2019-06-14T01:00:00",78.35]
["20150614:1400",25.45,{"v":81.6,"d":"81.60"},0,{"v":0,"d":"0.00"},0,398.05,6.52,100,101610,{"$f":"'Honolulu TMY 3'!$D$5","v":2019},"06","14","14","06/14/2019 14:00","2019-06-14T04:00:00",77.81]
["20150614:1500",25.44,81.49,0,{"v":0,"d":"0.00"},0,396.95,6.58,101,101636,{"$f":"'Honolulu TMY 3'!$D$5","v":2019},"06","14","15","06/14/2019 15:00","2019-06-14T05:00:00",77.792]
["20150614:1800",25.56,80.94,409,710.57,78,{"v":392.3,"d":"392.30"},6.55,105,101703,{"$f":"'Honolulu TMY 3'!$D$5","v":2019},"06","14","18","06/14/2019 18:00","2019-06-14T08:00:00",78.008]
["20150614:2100",{"v":25.9,"d":"25.90"},80.12,934,888.33,106,386.37,{"v":6,"d":"6.00"},104,101706,{"$f":"'Honolulu TMY 3'!$D$5","v":2019},"06","14","21","06/14/2019 21:00","2019-06-14T11:00:00",78.62]
["20150615:0200",25.78,{"v":76.8,"d":"76.80"},633,807.82,92,390.95,5.34,76,101570,{"$f":"'Honolulu TMY 3'!$D$5","v":2019},"06","15","02","06/15/2019 02:00","2019-06-14T16:00:00",78.404]
["20150615:0500",25.77,79.08,16,{"v":0,"d":"0.00"},16,392.05,6.62,80,101650,{"$f":"'Honolulu TMY 3'!$D$5","v":2019},"06","15","05","06/15/2019 05:00","2019-06-14T19:00:00",78.386]
["20150615:0900",25.71,80.78,0,{"v":0,"d":"0.00"},0,400.48,7.11,93,101710,{"$f":"'Honolulu TMY 3'!$D$5","v":2019},{"$f":"MID(A3987,5,2)","v":"06"},{"$f":"MID(A3987,7,2)","v":"15"},{"$f":"MID(A3987,10,2)","v":"09"},{"$f":"L3987&\"/\"&M3987&\"/\"&K3987&\" \"&N3987&\":00\"","v":"06/15/2019 09:00"},{"$f":"(DATEVALUE(O3987)+TIMEVALUE(O3987))+($P$16/24)","v":"2019-06-14T23:00:00"},{"$f":"((9/5)*B3987)+32","v":78.278}]
["20150615:1200",25.66,81.13,0,{"v":0,"d":"0.00"},0,404.37,6.18,104,101640,{"$f":"'Honolulu TMY 3'!$D$5","v":2019},"06","15","12","06/15/2019 12:00","2019-06-15T02:00:00",78.188]
["20150615:1500",25.46,80.75,0,{"v":0,"d":"0.00"},0,402.07,4.92,112,101650,{"$f":"'Honolulu TMY 3'!$D$5","v":2019},"06","15","15","06/15/2019 15:00","2019-06-15T05:00:00",77.828]
["20150615:1600",25.47,80.88,11,{"v":0,"d":"0.00"},11,401.53,5.34,112,101680,{"$f":"'Honolulu TMY 3'!$D$5","v":2019},"06","15","16","06/15/2019 16:00","2019-06-15T06:00:00",77.846]
["20150615:1900",25.65,81.85,463,268.37,286,399.07,6.21,112,101750,{"$f":"'Honolulu TMY 3'!$D$5","v":2019},"06","15","19","06/15/2019 19:00","2019-06-15T09:00:00",78.17]
["20150615:2300",25.94,82.52,844,504.59,343,{"v":389.8,"d":"389.80"},5.59,103,101720,{"$f":"'Honolulu TMY 3'!$D$5","v":2019},"06","15","23","06/15/2019 23:00","2019-06-15T13:00:00",78.69200000000001]
["20150616:0300",{"v":25.6,"d":"25.60"},84.42,422,717.65,79,389.88,6.82,74,101673,{"$f":"'Honolulu TMY 3'!$D$5","v":2019},"06","16","03","06/16/2019 03:00","2019-06-15T17:00:00",78.08000000000001]
["20150616:0600",25.48,85.31,0,{"v":0,"d":"0.00"},0,{"v":391.8,"d":"391.80"},8.26,78,101746,{"$f":"'Honolulu TMY 3'!$D$5","v":2019},"06","16","06","06/16/2019 06:00","2019-06-15T20:00:00",77.864]
["20150616:1000",25.38,{"v":85.1,"d":"85.10"},0,{"v":0,"d":"0.00"},0,393.63,8.28,89,101713,{"$f":"'Honolulu TMY 3'!$D$5","v":2019},"06","16","10","06/16/2019 10:00","2019-06-16",77.684]
["20150616:1300",25.27,84.02,0,{"v":0,"d":"0.00"},0,395.13,{"v":7.2,"d":"7.20"},92,101643,{"$f":"'Honolulu TMY 3'!$D$5","v":2019},"06","16","13","06/16/2019 13:00","2019-06-16T03:00:00",77.48599999999999]
["20150616:1600",{"v":25.2,"d":"25.20"},{"v":83.5,"d":"83.50"},11,{"v":0,"d":"0.00"},11,397.42,7.37,95,101683,{"$f":"'Honolulu TMY 3'!$D$5","v":2019},"06","16","16","06/16/2019 16:00","2019-06-16T06:00:00",77.36]
["20150616:1700",25.19,83.49,186,523.11,56,397.95,7.67,97,101710,{"$f":"'Honolulu TMY 3'!$D$5","v":2019},"06","16","17","06/16/2019 17:00","2019-06-16T07:00:00",77.34200000000001]
["20150616:2000",25.59,81.73,800,855.53,100,393.45,7.46,100,101750,{"$f":"'Honolulu TMY 3'!$D$5","v":2019},"06","16","20","06/16/2019 20:00","2019-06-16T10:00:00",78.062]
["20150617:0000",{"v":25.9,"d":"25.90"},80.49,940,889.83,106,386.95,6.43,88,101626,{"$f":"'Honolulu TMY 3'!$D$5","v":2019},"06","17","00","06/17/2019 00:00","2019-06-16T14:00:00",78.62]
["20150617:0400",25.88,80.58,203,549.89,58,390.38,7.03,77,101620,{"$f":"'Honolulu TMY 3'!$D$5","v":2019},"06","17","04","06/17/2019 04:00","2019-06-16T18:00:00",78.584]
["20150617:0700",25.73,81.48,0,{"v":0,"d":"0.00"},0,{"v":394.4,"d":"394.40"},7.92,84,101733,{"$f":"'Honolulu TMY 3'!$D$5","v":2019},"06","17","07","06/17/2019 07:00","2019-06-16T21:00:00",78.314]
["20150617:1100",{"v":25.7,"d":"25.70"},81.82,0,{"v":0,"d":"0.00"},0,399.25,{"v":8.1,"d":"8.10"},94,101650,{"$f":"'Honolulu TMY 3'!$D$5","v":2019},"06","17","11","06/17/2019 11:00","2019-06-17T01:00:00",78.25999999999999]
["20150617:1400",25.78,{"v":78.5,"d":"78.50"},0,{"v":0,"d":"0.00"},0,406.75,7.53,100,101620,{"$f":"'Honolulu TMY 3'!$D$5","v":2019},"06","17","14","06/17/2019 14:00","2019-06-17T04:00:00",78.404]
["20150617:1700",25.74,78.58,127,153.29,89,{"v":399.8,"d":"399.80"},7.93,103,101720,{"$f":"'Honolulu TMY 3'!$D$5","v":2019},"06","17","17","06/17/2019 17:00","2019-06-17T07:00:00",78.332]
["20150617:2100",26.05,77.44,757,373.72,409,{"v":387.3,"d":"387.30"},7.83,98,101716,{"$f":"'Honolulu TMY 3'!$D$5","v":2019},"06","17","21","06/17/2019 21:00","2019-06-17T11:00:00",78.89]
["20150617:2200",26.17,76.79,796,{"v":332,"d":"332.00"},467,384.45,7.74,95,101683,{"$f":"'Honolulu TMY 3'!$D$5","v":2019},"06","17","22","06/17/2019 22:00","2019-06-17T12:00:00",79.106]
["20150618:0200",26.18,77.24,523,381.11,267,386.95,7.78,72,101550,{"$f":"'Honolulu TMY 3'!$D$5","v":2019},"06","18","02","06/18/2019 02:00","2019-06-17T16:00:00",79.124]
["20150618:0500",26.25,78.65,21,{"v":0,"d":"0.00"},21,{"v":392.5,"d":"392.50"},9.43,75,101660,{"$f":"'Honolulu TMY 3'!$D$5","v":2019},"06","18","05","06/18/2019 05:00","2019-06-17T19:00:00",79.25]
["20150618:0800",26.07,81.38,0,{"v":0,"d":"0.00"},0,{"v":405.2,"d":"405.20"},{"v":10.3,"d":"10.30"},82,101790,{"$f":"'Honolulu TMY 3'!$D$5","v":2019},"06","18","08","06/18/2019 08:00","2019-06-17T22:00:00",78.926]
["20150618:1200",25.82,84.39,0,{"v":0,"d":"0.00"},0,401.43,9.99,83,101660,{"$f":"'Honolulu TMY 3'!$D$5","v":2019},"06","18","12","06/18/2019 12:00","2019-06-18T02:00:00",78.476]
["20150618:1500",25.61,85.61,0,{"v":0,"d":"0.00"},0,397.92,9.69,82,101680,{"$f":"'Honolulu TMY 3'!$D$5","v":2019},"06","18","15","06/18/2019 15:00","2019-06-18T05:00:00",78.098]
["20150618:1800",25.47,85.02,407,709.94,78,395.68,9.51,81,101773,{"$f":"'Honolulu TMY 3'!$D$5","v":2019},"06","18","18","06/18/2019 18:00","2019-06-18T08:00:00",77.846]
["20150618:2000",25.71,83.43,443,81.98,376,393.15,9.09,80,101800,{"$f":"'Honolulu TMY 3'!$D$5","v":2019},"06","18","20","06/18/2019 20:00","2019-06-18T10:00:00",78.278]
["20150618:2300",26.14,{"v":81.6,"d":"81.60"},792,312.15,482,{"v":390.6,"d":"390.60"},9.77,75,101700,{"$f":"'Honolulu TMY 3'!$D$5","v":2019},"06","18","23","06/18/2019 23:00","2019-06-18T13:00:00",79.05199999999999]
["20150619:0300",26.04,82.09,426,722.36,79,405.62,{"v":10.3,"d":"10.30"},69,101620,{"$f":"'Honolulu TMY 3'!$D$5","v":2019},"06","19","03","06/19/2019 03:00","2019-06-18T17:00:00",78.872]
["20150619:0600",25.89,83.26,0,{"v":0,"d":"0.00"},0,407.82,10.85,73,101713,{"$f":"'Honolulu TMY 3'!$D$5","v":2019},"06","19","06","06/19/2019 06:00","2019-06-18T20:00:00",78.602]
["20150619:0900",25.67,84.77,0,{"v":0,"d":"0.00"},0,403.63,10.35,76,101736,{"$f":"'Honolulu TMY 3'!$D$5","v":2019},"06","19","09","06/19/2019 09:00","2019-06-18T23:00:00",78.206]
["20150619:1300",{"v":25.4,"d":"25.40"},86.02,0,{"v":0,"d":"0.00"},0,{"v":403.4,"d":"403.40"},9.59,74,101630,{"$f":"'Honolulu TMY 3'!$D$5","v":2019},"06","19","13","06/19/2019 13:00","2019-06-19T03:00:00",77.72]
["20150619:1500",25.21,86.68,0,{"v":0,"d":"0.00"},0,402.28,9.53,72,101653,{"$f":"'Honolulu TMY 3'!$D$5","v":2019},"06","19","15","06/19/2019 15:00","2019-06-19T05:00:00",77.378]
["20150619:1800",25.09,88.16,400,697.99,77,399.25,9.59,74,101720,{"$f":"'Honolulu TMY 3'!$D$5","v":2019},"06","19","18","06/19/2019 18:00","2019-06-19T08:00:00",77.162]
["20150619:2100",25.39,86.21,599,146.15,463,392.47,9.41,75,101686,{"$f":"'Honolulu TMY 3'!$D$5","v":2019},"06","19","21","06/19/2019 21:00","2019-06-19T11:00:00",77.702]
["20150620:0000",25.74,84.19,938,886.87,106,386.03,9.31,73,101593,{"$f":"'Honolulu TMY 3'!$D$5","v":2019},"06","20","00","06/20/2019 00:00","2019-06-19T14:00:00",78.332]
["20150620:0400",{"v":25.8,"d":"25.80"},85.99,205,{"v":552,"d":"552.00"},58,388.67,9.79,74,101580,{"$f":"'Honolulu TMY 3'!$D$5","v":2019},"06","20","04","06/20/2019 04:00","2019-06-19T18:00:00",78.44]
["20150620:0700",25.76,86.04,0,{"v":0,"d":"0.00"},0,389.55,9.61,82,101666,{"$f":"'Honolulu TMY 3'!$D$5","v":2019},"06","20","07","06/20/2019 07:00","2019-06-19T21:00:00",78.368]
["20150620:1000",25.78,85.07,0,{"v":0,"d":"0.00"},0,{"v":389,"d":"389.00"},8.66,88,101620,{"$f":"'Honolulu TMY 3'!$D$5","v":2019},"06","20","10","06/20/2019 10:00","2019-06-20",78.404]
["20150620:1200",25.67,85.53,0,{"v":0,"d":"0.00"},0,{"v":389.6,"d":"389.60"},8.31,88,101573,{"$f":"'Honolulu TMY 3'!$D$5","v":2019},"06","20","12","06/20/2019 12:00","2019-06-20T02:00:00",78.206]
["20150620:1800",25.24,87.51,405,{"v":707.7,"d":"707.70"},78,{"v":386.6,"d":"386.60"},9.28,84,101683,{"$f":"'Honolulu TMY 3'!$D$5","v":2019},"06","20","18","06/20/2019 18:00","2019-06-20T08:00:00",77.43199999999999]
["20150620:1900",25.33,87.13,393,{"v":146.2,"d":"146.20"},297,384.55,9.56,83,101696,{"$f":"'Honolulu TMY 3'!$D$5","v":2019},"06","20","19","06/20/2019 19:00","2019-06-20T09:00:00",77.594]
["20150620:2200",25.74,85.27,{"v":1002,"d":"1,002"},{"v":902.5,"d":"902.50"},108,381.37,9.89,79,101663,{"$f":"'Honolulu TMY 3'!$D$5","v":2019},"06","20","22","06/20/2019 22:00","2019-06-20T12:00:00",78.332]
["20150621:0100",25.78,{"v":84.8,"d":"84.80"},817,{"v":863.3,"d":"863.30"},101,{"v":385.8,"d":"385.80"},10.65,74,101600,{"$f":"'Honolulu TMY 3'!$D$5","v":2019},"06","21","01","06/21/2019 01:00","2019-06-20T15:00:00",78.404]
["20150621:0500",25.45,86.41,17,{"v":0,"d":"0.00"},17,393.75,{"v":11.7,"d":"11.70"},77,101690,{"$f":"'Honolulu TMY 3'!$D$5","v":2019},"06","21","05","06/21/2019 05:00","2019-06-20T19:00:00",77.81]
["20150621:0800",24.99,85.93,0,{"v":0,"d":"0.00"},0,{"v":398,"d":"398.00"},12.03,80,101840,{"$f":"'Honolulu TMY 3'!$D$5","v":2019},"06","21","08","06/21/2019 08:00","2019-06-20T22:00:00",76.982]
["20150621:1300",24.76,86.94,0,{"v":0,"d":"0.00"},0,{"v":401.4,"d":"401.40"},{"v":11.4,"d":"11.40"},82,101683,{"$f":"'Honolulu TMY 3'!$D$5","v":2019},"06","21","13","06/21/2019 13:00","2019-06-21T03:00:00",76.56800000000001]
["20150621:1600",24.61,88.14,10,{"v":0,"d":"0.00"},10,402.93,11.09,81,101733,{"$f":"'Honolulu TMY 3'!$D$5","v":2019},"06","21","16","06/21/2019 16:00","2019-06-21T06:00:00",76.298]
["20150621:1900",24.83,86.85,624,810.95,92,397.08,11.02,79,101790,{"$f":"'Honolulu TMY 3'!$D$5","v":2019},"06","21","19","06/21/2019 19:00","2019-06-21T09:00:00",76.69399999999999]
["20150621:2000",24.97,86.16,806,865.36,100,{"v":394.5,"d":"394.50"},11.01,79,101800,{"$f":"'Honolulu TMY 3'!$D$5","v":2019},"06","21","20","06/21/2019 20:00","2019-06-21T10:00:00",76.946]
["20150621:2300",25.67,83.86,{"v":1012,"d":"1,012"},909.03,109,{"v":385.8,"d":"385.80"},11.14,74,101720,{"$f":"'Honolulu TMY 3'!$D$5","v":2019},"06","21","23","06/21/2019 23:00","2019-06-21T13:00:00",78.206]
["20150622:0200",25.51,82.47,647,821.62,93,390.95,11.68,67,101670,{"$f":"'Honolulu TMY 3'!$D$5","v":2019},"06","22","02","06/22/2019 02:00","2019-06-21T16:00:00",77.918]
["20150622:0600",25.31,81.97,0,{"v":0,"d":"0.00"},0,400.13,11.63,72,101796,{"$f":"'Honolulu TMY 3'!$D$5","v":2019},"06","22","06","06/22/2019 06:00","2019-06-21T20:00:00",77.55799999999999]
["20150622:1000",25.19,82.14,0,{"v":0,"d":"0.00"},0,395.67,10.79,79,101770,{"$f":"'Honolulu TMY 3'!$D$5","v":2019},"06","22","10","06/22/2019 10:00","2019-06-22",77.34200000000001]
["20150622:1400",{"v":25,"d":"25.00"},81.96,0,{"v":0,"d":"0.00"},0,392.95,{"v":10,"d":"10.00"},80,101660,{"$f":"'Honolulu TMY 3'!$D$5","v":2019},"06","22","14","06/22/2019 14:00","2019-06-22T04:00:00",77]
["20150622:1700",24.95,82.93,182,{"v":515.8,"d":"515.80"},56,{"v":385.9,"d":"385.90"},{"v":10.3,"d":"10.30"},82,101770,{"$f":"'Honolulu TMY 3'!$D$5","v":2019},"06","22","17","06/22/2019 17:00","2019-06-22T07:00:00",76.91]
["20150622:2000",25.23,83.47,803,{"v":862.2,"d":"862.20"},100,383.75,10.29,80,101830,{"$f":"'Honolulu TMY 3'!$D$5","v":2019},"06","22","20","06/22/2019 20:00","2019-06-22T10:00:00",77.414]
["20150622:2100",25.31,83.17,723,306.58,438,383.03,10.34,78,101806,{"$f":"'Honolulu TMY 3'!$D$5","v":2019},"06","22","21","06/22/2019 21:00","2019-06-22T11:00:00",77.55799999999999]
["20150623:0000",25.38,82.61,447,43.66,406,386.13,10.57,72,101746,{"$f":"'Honolulu TMY 3'!$D$5","v":2019},"06","23","00","06/23/2019 00:00","2019-06-22T14:00:00",77.684]
["20150623:0300",25.12,82.93,432,728.33,80,395.23,11.08,71,101740,{"$f":"'Honolulu TMY 3'!$D$5","v":2019},"06","23","03","06/23/2019 03:00","2019-06-22T17:00:00",77.21600000000001]
["20150623:0700",24.85,83.28,0,{"v":0,"d":"0.00"},0,{"v":393.7,"d":"393.70"},11.71,76,101853,{"$f":"'Honolulu TMY 3'!$D$5","v":2019},"06","23","07","06/23/2019 07:00","2019-06-22T21:00:00",76.73]
["20150623:1100",24.75,81.36,0,{"v":0,"d":"0.00"},0,393.55,11.12,80,101790,{"$f":"'Honolulu TMY 3'!$D$5","v":2019},"06","23","11","06/23/2019 11:00","2019-06-23T01:00:00",76.55000000000001]
["20150623:1500",24.58,83.11,0,{"v":0,"d":"0.00"},0,389.32,{"v":10.6,"d":"10.60"},81,101743,{"$f":"'Honolulu TMY 3'!$D$5","v":2019},"06","23","15","06/23/2019 15:00","2019-06-23T05:00:00",76.244]
["20150623:1800",24.55,82.73,406,713.29,78,385.28,10.55,80,101816,{"$f":"'Honolulu TMY 3'!$D$5","v":2019},"06","23","18","06/23/2019 18:00","2019-06-23T08:00:00",76.19]
["20150623:2100",24.82,81.19,525,87.16,444,381.87,10.52,80,101790,{"$f":"'Honolulu TMY 3'!$D$5","v":2019},"06","23","21","06/23/2019 21:00","2019-06-23T11:00:00",76.676]
["20150623:2200",24.98,80.14,{"v":1003,"d":"1,003"},{"v":902.8,"d":"902.80"},109,381.38,10.52,79,101750,{"$f":"'Honolulu TMY 3'!$D$5","v":2019},"06","23","22","06/23/2019 22:00","2019-06-23T12:00:00",76.964]
["20150624:0400",25.29,79.17,176,{"v":341.6,"d":"341.60"},84,385.65,{"v":10.8,"d":"10.80"},72,101670,{"$f":"'Honolulu TMY 3'!$D$5","v":2019},"06","24","04","06/24/2019 04:00","2019-06-23T18:00:00",77.52199999999999]
["20150624:0500",{"v":25.3,"d":"25.30"},79.24,18,{"v":0,"d":"0.00"},18,{"v":386.4,"d":"386.40"},10.99,72,101690,{"$f":"'Honolulu TMY 3'!$D$5","v":2019},"06","24","05","06/24/2019 05:00","2019-06-23T19:00:00",77.53999999999999]
["20150624:0900",24.94,80.12,0,{"v":0,"d":"0.00"},0,393.93,10.44,78,101783,{"$f":"'Honolulu TMY 3'!$D$5","v":2019},"06","24","09","06/24/2019 09:00","2019-06-23T23:00:00",76.892]
["20150624:1200",{"v":24.8,"d":"24.80"},80.88,0,{"v":0,"d":"0.00"},0,391.95,{"v":9.5,"d":"9.50"},83,101680,{"$f":"'Honolulu TMY 3'!$D$5","v":2019},"06","24","12","06/24/2019 12:00","2019-06-24T02:00:00",76.64]
["20150624:1600",24.63,{"v":80.5,"d":"80.50"},0,{"v":0,"d":"0.00"},0,387.45,8.84,84,101686,{"$f":"'Honolulu TMY 3'!$D$5","v":2019},"06","24","16","06/24/2019 16:00","2019-06-24T06:00:00",76.334]
["20150624:1900",24.87,78.77,619,807.24,91,385.65,9.03,83,101726,{"$f":"'Honolulu TMY 3'!$D$5","v":2019},"06","24","19","06/24/2019 19:00","2019-06-24T09:00:00",76.766]
["20150624:2200",{"v":25.3,"d":"25.30"},77.39,{"v":1007,"d":"1,007"},906.94,109,382.68,9.19,79,101650,{"$f":"'Honolulu TMY 3'!$D$5","v":2019},"06","24","22","06/24/2019 22:00","2019-06-24T12:00:00",77.53999999999999]
["20150625:0100",25.45,76.54,822,{"v":867.4,"d":"867.40"},101,386.63,9.37,73,101556,{"$f":"'Honolulu TMY 3'!$D$5","v":2019},"06","25","01","06/25/2019 01:00","2019-06-24T15:00:00",77.81]
["20150625:0300",25.43,76.83,433,728.43,80,389.02,{"v":9.7,"d":"9.70"},72,101546,{"$f":"'Honolulu TMY 3'!$D$5","v":2019},"06","25","03","06/25/2019 03:00","2019-06-24T17:00:00",77.774]
["20150625:0700",{"v":25.2,"d":"25.20"},79.02,0,{"v":0,"d":"0.00"},0,389.75,10.09,80,101653,{"$f":"'Honolulu TMY 3'!$D$5","v":2019},"06","25","07","06/25/2019 07:00","2019-06-24T21:00:00",77.36]
["20150625:1000",25.06,81.02,0,{"v":0,"d":"0.00"},0,{"v":391.1,"d":"391.10"},{"v":9.5,"d":"9.50"},85,101610,{"$f":"'Honolulu TMY 3'!$D$5","v":2019},"06","25","10","06/25/2019 10:00","2019-06-25",77.108]
["20150625:1300",24.82,83.51,0,{"v":0,"d":"0.00"},0,393.83,9.11,87,101530,{"$f":"'Honolulu TMY 3'!$D$5","v":2019},"06","25","13","06/25/2019 13:00","2019-06-25T03:00:00",76.676]
["20150625:1700",24.46,86.46,178,508.88,55,395.75,8.77,93,101620,{"$f":"'Honolulu TMY 3'!$D$5","v":2019},"06","25","17","06/25/2019 17:00","2019-06-25T07:00:00",76.028]
["20150625:2000",24.75,85.07,633,339.12,357,391.15,7.93,94,101650,{"$f":"'Honolulu TMY 3'!$D$5","v":2019},"06","25","20","06/25/2019 20:00","2019-06-25T10:00:00",76.55000000000001]
["20150625:2200",25.07,83.36,997,897.94,108,388.62,7.34,91,101610,{"$f":"'Honolulu TMY 3'!$D$5","v":2019},"06","25","22","06/25/2019 22:00","2019-06-25T12:00:00",77.126]
["20150626:0100",25.42,79.82,259,13.23,248,394.28,{"v":7,"d":"7.00"},85,101530,{"$f":"'Honolulu TMY 3'!$D$5","v":2019},{"$f":"MID(A4243,5,2)","v":"06"},{"$f":"MID(A4243,7,2)","v":"26"},{"$f":"MID(A4243,10,2)","v":"01"},{"$f":"L4243&\"/\"&M4243&\"/\"&K4243&\" \"&N4243&\":00\"","v":"06/26/2019 01:00"},{"$f":"(DATEVALUE(O4243)+TIMEVALUE(O4243))+($P$16/24)","v":"2019-06-25T15:00:00"},{"$f":"((9/5)*B4243)+32","v":77.756}]
["20150626:0400",25.68,78.25,155,214.33,97,397.52,7.87,86,101533,{"$f":"'Honolulu TMY 3'!$D$5","v":2019},"06","26","04","06/26/2019 04:00","2019-06-25T18:00:00",78.224]
["20150626:0800",25.58,79.68,0,{"v":0,"d":"0.00"},0,396.65,8.48,96,101670,{"$f":"'Honolulu TMY 3'!$D$5","v":2019},"06","26","08","06/26/2019 08:00","2019-06-25T22:00:00",78.044]
["20150626:1100",25.39,81.98,0,{"v":0,"d":"0.00"},0,{"v":394.3,"d":"394.30"},7.88,101,101580,{"$f":"'Honolulu TMY 3'!$D$5","v":2019},"06","26","11","06/26/2019 11:00","2019-06-26T01:00:00",77.702]
["20150626:1400",24.92,82.33,0,{"v":0,"d":"0.00"},0,{"v":391.3,"d":"391.30"},6.08,100,101620,{"$f":"'Honolulu TMY 3'!$D$5","v":2019},"06","26","14","06/26/2019 14:00","2019-06-26T04:00:00",76.856]
["20150626:1800",25.06,82.38,397,699.55,77,391.48,6.73,98,101756,{"$f":"'Honolulu TMY 3'!$D$5","v":2019},"06","26","18","06/26/2019 18:00","2019-06-26T08:00:00",77.108]
["20150626:1900",25.16,82.26,365,113.37,291,390.47,6.86,97,101763,{"$f":"'Honolulu TMY 3'!$D$5","v":2019},"06","26","19","06/26/2019 19:00","2019-06-26T09:00:00",77.28800000000001]
["20150626:2300",25.57,82.06,589,{"v":98.6,"d":"98.60"},491,387.65,7.43,89,101690,{"$f":"'Honolulu TMY 3'!$D$5","v":2019},"06","26","23","06/26/2019 23:00","2019-06-26T13:00:00",78.02600000000001]
["20150627:0200",25.53,79.71,329,60.55,288,{"v":387,"d":"387.00"},7.56,75,101650,{"$f":"'Honolulu TMY 3'!$D$5","v":2019},"06","27","02","06/27/2019 02:00","2019-06-26T16:00:00",77.95400000000001]
["20150627:0500",25.47,81.21,17,{"v":0,"d":"0.00"},17,{"v":390.5,"d":"390.50"},9.24,76,101680,{"$f":"'Honolulu TMY 3'!$D$5","v":2019},"06","27","05","06/27/2019 05:00","2019-06-26T19:00:00",77.846]
["20150627:0900",25.07,83.46,0,{"v":0,"d":"0.00"},0,393.33,9.76,81,101730,{"$f":"'Honolulu TMY 3'!$D$5","v":2019},"06","27","09","06/27/2019 09:00","2019-06-26T23:00:00",77.126]
["20150627:1200",24.81,84.35,0,{"v":0,"d":"0.00"},0,{"v":393.3,"d":"393.30"},9.35,82,101660,{"$f":"'Honolulu TMY 3'!$D$5","v":2019},"06","27","12","06/27/2019 12:00","2019-06-27T02:00:00",76.658]
["20150627:1500",24.55,84.03,0,{"v":0,"d":"0.00"},0,396.63,8.81,80,101680,{"$f":"'Honolulu TMY 3'!$D$5","v":2019},"06","27","15","06/27/2019 15:00","2019-06-27T05:00:00",76.19]
["20150627:2000",24.49,{"v":83.1,"d":"83.10"},628,330.93,359,{"v":401.9,"d":"401.90"},8.77,79,101780,{"$f":"'Honolulu TMY 3'!$D$5","v":2019},"06","27","20","06/27/2019 20:00","2019-06-27T10:00:00",76.082]
["20150627:2300",24.85,79.82,794,318.92,477,{"v":382.1,"d":"382.10"},{"v":8.3,"d":"8.30"},75,101680,{"$f":"'Honolulu TMY 3'!$D$5","v":2019},"06","27","23","06/27/2019 23:00","2019-06-27T13:00:00",76.73]
["20150628:0000",24.78,78.84,765,372.16,415,385.23,8.36,72,101653,{"$f":"'Honolulu TMY 3'!$D$5","v":2019},"06","28","00","06/28/2019 00:00","2019-06-27T14:00:00",76.60400000000001]
["20150628:0300",{"v":24.6,"d":"24.60"},{"v":77,"d":"77.00"},343,331.03,182,390.97,8.82,65,101606,{"$f":"'Honolulu TMY 3'!$D$5","v":2019},"06","28","03","06/28/2019 03:00","2019-06-27T17:00:00",76.28]
["20150628:0600",24.55,76.69,0,{"v":0,"d":"0.00"},0,389.48,9.53,68,101646,{"$f":"'Honolulu TMY 3'!$D$5","v":2019},"06","28","06","06/28/2019 06:00","2019-06-27T20:00:00",76.19]
["20150628:1000",24.72,75.32,0,{"v":0,"d":"0.00"},0,384.85,9.06,75,101620,{"$f":"'Honolulu TMY 3'!$D$5","v":2019},"06","28","10","06/28/2019 10:00","2019-06-28",76.49600000000001]
["20150628:1300",24.67,76.51,0,{"v":0,"d":"0.00"},0,386.42,8.19,77,101540,{"$f":"'Honolulu TMY 3'!$D$5","v":2019},"06","28","13","06/28/2019 13:00","2019-06-28T03:00:00",76.406]
["20150628:1700",24.67,76.01,178,{"v":514.9,"d":"514.90"},55,{"v":382.9,"d":"382.90"},7.68,86,101580,{"$f":"'Honolulu TMY 3'!$D$5","v":2019},{"$f":"MID(A4307,5,2)","v":"06"},{"$f":"MID(A4307,7,2)","v":"28"},{"$f":"MID(A4307,10,2)","v":"17"},{"$f":"L4307&\"/\"&M4307&\"/\"&K4307&\" \"&N4307&\":00\"","v":"06/28/2019 17:00"},{"$f":"(DATEVALUE(O4307)+TIMEVALUE(O4307))+($P$16/24)","v":"2019-06-28T07:00:00"},{"$f":"((9/5)*B4307)+32","v":76.406}]
["20150628:2100",25.31,74.13,932,{"v":890.3,"d":"890.30"},106,377.95,{"v":6.6,"d":"6.60"},90,101600,{"$f":"'Honolulu TMY 3'!$D$5","v":2019},"06","28","21","06/28/2019 21:00","2019-06-28T11:00:00",77.55799999999999]
["20150629:0000",25.56,75.77,944,889.73,107,{"v":377.5,"d":"377.50"},6.44,75,101526,{"$f":"'Honolulu TMY 3'!$D$5","v":2019},"06","29","00","06/29/2019 00:00","2019-06-28T14:00:00",78.008]
["20150629:0100",25.53,77.09,571,229.31,380,380.75,6.85,66,101493,{"$f":"'Honolulu TMY 3'!$D$5","v":2019},"06","29","01","06/29/2019 01:00","2019-06-28T15:00:00",77.95400000000001]
["20150629:0400",25.35,80.31,210,551.02,60,391.93,7.88,61,101466,{"$f":"'Honolulu TMY 3'!$D$5","v":2019},"06","29","04","06/29/2019 04:00","2019-06-28T18:00:00",77.63]
["20150629:0700",25.17,82.01,0,{"v":0,"d":"0.00"},0,{"v":399.8,"d":"399.80"},8.36,69,101523,{"$f":"'Honolulu TMY 3'!$D$5","v":2019},"06","29","07","06/29/2019 07:00","2019-06-28T21:00:00",77.30600000000001]
["20150629:1100",25.15,82.86,0,{"v":0,"d":"0.00"},0,400.95,7.78,80,101460,{"$f":"'Honolulu TMY 3'!$D$5","v":2019},"06","29","11","06/29/2019 11:00","2019-06-29T01:00:00",77.27]
["20150629:1400",24.91,81.36,0,{"v":0,"d":"0.00"},0,396.15,7.02,81,101410,{"$f":"'Honolulu TMY 3'!$D$5","v":2019},"06","29","14","06/29/2019 14:00","2019-06-29T04:00:00",76.838]
["20150629:1900",24.83,{"v":79.9,"d":"79.90"},615,803.81,92,392.27,6.27,79,101533,{"$f":"'Honolulu TMY 3'!$D$5","v":2019},"06","29","19","06/29/2019 19:00","2019-06-29T09:00:00",76.69399999999999]
["20150629:2200",24.97,78.47,{"v":1007,"d":"1,007"},907.37,109,383.25,5.81,72,101466,{"$f":"'Honolulu TMY 3'!$D$5","v":2019},"06","29","22","06/29/2019 22:00","2019-06-29T12:00:00",76.946]
["20150630:0100",24.98,75.43,828,871.21,102,377.18,6.01,61,101337,{"$f":"'Honolulu TMY 3'!$D$5","v":2019},"06","30","01","06/30/2019 01:00","2019-06-29T15:00:00",76.964]
["20150630:0200",24.95,74.13,652,822.29,94,{"v":375.9,"d":"375.90"},6.19,56,101290,{"$f":"'Honolulu TMY 3'!$D$5","v":2019},"06","30","02","06/30/2019 02:00","2019-06-29T16:00:00",76.91]
["20150630:0500",24.89,74.83,19,{"v":0,"d":"0.00"},19,375.35,6.46,60,101340,{"$f":"'Honolulu TMY 3'!$D$5","v":2019},"06","30","05","06/30/2019 05:00","2019-06-29T19:00:00",76.80199999999999]
["20150630:0800",24.62,75.43,0,{"v":0,"d":"0.00"},0,377.35,6.55,64,101410,{"$f":"'Honolulu TMY 3'!$D$5","v":2019},"06","30","08","06/30/2019 08:00","2019-06-29T22:00:00",76.316]
["20150630:1100",24.55,75.48,0,{"v":0,"d":"0.00"},0,{"v":383.2,"d":"383.20"},6.03,72,101270,{"$f":"'Honolulu TMY 3'!$D$5","v":2019},"06","30","11","06/30/2019 11:00","2019-06-30T01:00:00",76.19]
["20150630:1600",24.89,71.31,0,{"v":0,"d":"0.00"},0,381.01,{"v":2.7,"d":"2.70"},87,101283,{"$f":"'Honolulu TMY 3'!$D$5","v":2019},"06","30","16","06/30/2019 16:00","2019-06-30T06:00:00",76.80199999999999]
["20150630:2000",24.89,73.61,799,860.31,101,{"v":383.9,"d":"383.90"},4.84,97,101330,{"$f":"'Honolulu TMY 3'!$D$5","v":2019},"06","30","20","06/30/2019 20:00","2019-06-30T10:00:00",76.80199999999999]
["20150630:2300",24.89,75.34,565,82.47,483,386.07,6.44,88,101210,{"$f":"'Honolulu TMY 3'!$D$5","v":2019},"06","30","23","06/30/2019 23:00","2019-06-30T13:00:00",76.80199999999999]
["20070701:0200",24.89,77.07,474,256.08,300,388.24,8.05,67,101810,{"$f":"'Honolulu TMY 3'!$D$5","v":2019},"07","01","02","07/01/2019 02:00","2019-06-30T16:00:00",76.80199999999999]
["20070701:0300",24.89,77.64,303,206.86,202,388.96,8.58,68,101833,{"$f":"'Honolulu TMY 3'!$D$5","v":2019},"07","01","03","07/01/2019 03:00","2019-06-30T17:00:00",76.80199999999999]
["20070701:0600",24.88,79.37,0,{"v":0,"d":"0.00"},0,391.13,10.18,73,101910,{"$f":"'Honolulu TMY 3'!$D$5","v":2019},"07","01","06","07/01/2019 06:00","2019-06-30T20:00:00",76.78399999999999]
["20070701:1200",24.49,80.84,0,{"v":0,"d":"0.00"},0,399.77,9.82,78,101853,{"$f":"'Honolulu TMY 3'!$D$5","v":2019},"07","01","12","07/01/2019 12:00","2019-07-01T02:00:00",76.082]
["20070701:1400",24.36,{"v":81.7,"d":"81.70"},0,{"v":0,"d":"0.00"},0,{"v":403.2,"d":"403.20"},9.63,76,101820,{"$f":"'Honolulu TMY 3'!$D$5","v":2019},"07","01","14","07/01/2019 14:00","2019-07-01T04:00:00",75.848]
["20070701:1700",24.34,80.05,121,161.86,83,399.45,9.37,78,101910,{"$f":"'Honolulu TMY 3'!$D$5","v":2019},"07","01","17","07/01/2019 17:00","2019-07-01T07:00:00",75.812]
["20070701:2100",25.13,76.73,776,426.28,381,388.43,8.74,80,101923,{"$f":"'Honolulu TMY 3'!$D$5","v":2019},"07","01","21","07/01/2019 21:00","2019-07-01T11:00:00",77.23400000000001]
["20070702:0000",25.28,76.89,950,897.22,105,{"v":384.3,"d":"384.30"},8.63,75,101843,{"$f":"'Honolulu TMY 3'!$D$5","v":2019},"07","02","00","07/02/2019 00:00","2019-07-01T14:00:00",77.504]
["20070702:0300",24.82,78.69,438,734.71,79,{"v":382.7,"d":"382.70"},9.29,69,101816,{"$f":"'Honolulu TMY 3'!$D$5","v":2019},"07","02","03","07/02/2019 03:00","2019-07-01T17:00:00",76.676]
["20070702:0400",{"v":24.8,"d":"24.80"},78.93,214,{"v":566.2,"d":"566.20"},59,{"v":384.1,"d":"384.10"},{"v":9.6,"d":"9.60"},69,101843,{"$f":"'Honolulu TMY 3'!$D$5","v":2019},"07","02","04","07/02/2019 04:00","2019-07-01T18:00:00",76.64]
["20070702:0900",24.45,80.84,0,{"v":0,"d":"0.00"},0,{"v":388.8,"d":"388.80"},10.09,74,101960,{"$f":"'Honolulu TMY 3'!$D$5","v":2019},"07","02","09","07/02/2019 09:00","2019-07-01T23:00:00",76.00999999999999]
["20070702:1200",24.31,81.82,0,{"v":0,"d":"0.00"},0,389.17,9.57,78,101863,{"$f":"'Honolulu TMY 3'!$D$5","v":2019},"07","02","12","07/02/2019 12:00","2019-07-02T02:00:00",75.758]
["20070702:1500",24.08,{"v":83,"d":"83.00"},0,{"v":0,"d":"0.00"},0,{"v":394.3,"d":"394.30"},8.91,80,101866,{"$f":"'Honolulu TMY 3'!$D$5","v":2019},"07","02","15","07/02/2019 15:00","2019-07-02T05:00:00",75.344]
["20070702:1800",23.92,82.66,217,77.56,182,394.88,8.83,81,101963,{"$f":"'Honolulu TMY 3'!$D$5","v":2019},"07","02","18","07/02/2019 18:00","2019-07-02T08:00:00",75.05600000000001]
["20070702:2200",24.64,79.04,{"v":1011,"d":"1,011"},913.72,107,379.85,8.98,76,101956,{"$f":"'Honolulu TMY 3'!$D$5","v":2019},"07","02","22","07/02/2019 22:00","2019-07-02T12:00:00",76.352]
["20070703:0100",24.91,{"v":80.1,"d":"80.10"},600,245.58,395,374.45,9.42,67,101876,{"$f":"'Honolulu TMY 3'!$D$5","v":2019},"07","03","01","07/03/2019 01:00","2019-07-02T15:00:00",76.838]
["20070703:0400",{"v":24.7,"d":"24.70"},82.25,216,572.95,59,379.93,10.23,66,101896,{"$f":"'Honolulu TMY 3'!$D$5","v":2019},"07","03","04","07/03/2019 04:00","2019-07-02T18:00:00",76.46000000000001]
["20070703:0600",24.46,82.72,0,{"v":0,"d":"0.00"},0,385.73,10.53,68,101956,{"$f":"'Honolulu TMY 3'!$D$5","v":2019},"07","03","06","07/03/2019 06:00","2019-07-02T20:00:00",76.028]
["20070703:0900",24.25,82.13,0,{"v":0,"d":"0.00"},0,{"v":391.7,"d":"391.70"},{"v":10.3,"d":"10.30"},74,101986,{"$f":"'Honolulu TMY 3'!$D$5","v":2019},"07","03","09","07/03/2019 09:00","2019-07-02T23:00:00",75.65]
["20070703:1300",24.17,81.63,0,{"v":0,"d":"0.00"},0,394.27,9.65,73,101886,{"$f":"'Honolulu TMY 3'!$D$5","v":2019},"07","03","13","07/03/2019 13:00","2019-07-03T03:00:00",75.506]
["20070703:1600",24.15,80.32,0,{"v":0,"d":"0.00"},0,392.55,9.61,72,101953,{"$f":"'Honolulu TMY 3'!$D$5","v":2019},"07","03","16","07/03/2019 16:00","2019-07-03T06:00:00",75.47]
["20070703:1900",24.52,77.61,613,808.25,90,386.57,9.31,72,102016,{"$f":"'Honolulu TMY 3'!$D$5","v":2019},"07","03","19","07/03/2019 19:00","2019-07-03T09:00:00",76.136]
["20070703:2300",25.43,73.92,852,426.24,428,379.45,{"v":9.2,"d":"9.20"},68,101900,{"$f":"'Honolulu TMY 3'!$D$5","v":2019},"07","03","23","07/03/2019 23:00","2019-07-03T13:00:00",77.774]
["20070704:0200",25.08,{"v":76.8,"d":"76.80"},540,407.01,263,382.25,9.83,61,101860,{"$f":"'Honolulu TMY 3'!$D$5","v":2019},"07","04","02","07/04/2019 02:00","2019-07-03T16:00:00",77.144]
["20070704:0300",25.08,{"v":76.8,"d":"76.80"},441,739.86,79,383.83,10.05,63,101890,{"$f":"'Honolulu TMY 3'!$D$5","v":2019},"07","04","03","07/04/2019 03:00","2019-07-03T17:00:00",77.144]
["20070704:0700",25.04,76.35,0,{"v":0,"d":"0.00"},0,399.33,10.22,70,102003,{"$f":"'Honolulu TMY 3'!$D$5","v":2019},"07","04","07","07/04/2019 07:00","2019-07-03T21:00:00",77.072]
["20070704:1000",25.01,76.33,0,{"v":0,"d":"0.00"},0,{"v":404.8,"d":"404.80"},9.58,75,101930,{"$f":"'Honolulu TMY 3'!$D$5","v":2019},"07","04","10","07/04/2019 10:00","2019-07-04",77.018]
["20070704:1400",24.65,79.16,0,{"v":0,"d":"0.00"},0,390.75,9.01,69,101810,{"$f":"'Honolulu TMY 3'!$D$5","v":2019},"07","04","14","07/04/2019 14:00","2019-07-04T04:00:00",76.37]
["20070704:1700",24.61,79.13,80,12.96,77,{"v":390.4,"d":"390.40"},9.03,74,101900,{"$f":"'Honolulu TMY 3'!$D$5","v":2019},"07","04","17","07/04/2019 17:00","2019-07-04T07:00:00",76.298]
["20070704:2000",24.99,78.26,792,858.03,98,{"v":386.1,"d":"386.10"},8.83,78,101880,{"$f":"'Honolulu TMY 3'!$D$5","v":2019},"07","04","20","07/04/2019 20:00","2019-07-04T10:00:00",76.982]
["20070705:0000",{"v":25.4,"d":"25.40"},80.45,951,{"v":897.6,"d":"897.60"},105,389.15,8.49,75,101733,{"$f":"'Honolulu TMY 3'!$D$5","v":2019},"07","05","00","07/05/2019 00:00","2019-07-04T14:00:00",77.72]
["20070705:0400",25.16,83.37,215,568.52,59,393.75,8.75,73,101773,{"$f":"'Honolulu TMY 3'!$D$5","v":2019},"07","05","04","07/05/2019 04:00","2019-07-04T18:00:00",77.28800000000001]
["20070705:0500",25.13,83.74,19,{"v":0,"d":"0.00"},19,390.45,8.98,73,101800,{"$f":"'Honolulu TMY 3'!$D$5","v":2019},"07","05","05","07/05/2019 05:00","2019-07-04T19:00:00",77.23400000000001]
["20070705:0800",{"v":24.9,"d":"24.90"},84.27,0,{"v":0,"d":"0.00"},0,397.25,9.01,80,101880,{"$f":"'Honolulu TMY 3'!$D$5","v":2019},"07","05","08","07/05/2019 08:00","2019-07-04T22:00:00",76.82]
["20070705:1100",24.82,84.02,0,{"v":0,"d":"0.00"},0,393.15,8.46,84,101760,{"$f":"'Honolulu TMY 3'!$D$5","v":2019},"07","05","11","07/05/2019 11:00","2019-07-05T01:00:00",76.676]
["20070705:1500",24.61,82.85,0,{"v":0,"d":"0.00"},0,387.67,{"v":8,"d":"8.00"},87,101750,{"$f":"'Honolulu TMY 3'!$D$5","v":2019},"07","05","15","07/05/2019 15:00","2019-07-05T05:00:00",76.298]
["20070705:1800",24.58,82.95,392,{"v":704.6,"d":"704.60"},76,382.87,7.46,90,101853,{"$f":"'Honolulu TMY 3'!$D$5","v":2019},"07","05","18","07/05/2019 18:00","2019-07-05T08:00:00",76.244]
["20070705:2100",24.84,82.39,931,893.56,104,376.45,6.87,86,101830,{"$f":"'Honolulu TMY 3'!$D$5","v":2019},"07","05","21","07/05/2019 21:00","2019-07-05T11:00:00",76.712]
["20070706:0200",25.02,81.38,653,823.57,92,{"v":373.6,"d":"373.60"},7.81,66,101680,{"$f":"'Honolulu TMY 3'!$D$5","v":2019},"07","06","02","07/06/2019 02:00","2019-07-05T16:00:00",77.036]
["20070706:0500",24.91,82.76,19,{"v":0,"d":"0.00"},19,{"v":375.4,"d":"375.40"},9.08,68,101790,{"$f":"'Honolulu TMY 3'!$D$5","v":2019},"07","06","05","07/06/2019 05:00","2019-07-05T19:00:00",76.838]
["20070706:0600",24.84,82.97,0,{"v":0,"d":"0.00"},0,377.52,{"v":9.2,"d":"9.20"},71,101826,{"$f":"'Honolulu TMY 3'!$D$5","v":2019},"07","06","06","07/06/2019 06:00","2019-07-05T20:00:00",76.712]
["20070706:0900",24.74,{"v":83.5,"d":"83.50"},0,{"v":0,"d":"0.00"},0,383.53,{"v":9.3,"d":"9.30"},79,101873,{"$f":"'Honolulu TMY 3'!$D$5","v":2019},"07","06","09","07/06/2019 09:00","2019-07-05T23:00:00",76.532]
["20070706:1200",24.76,83.87,0,{"v":0,"d":"0.00"},0,386.97,8.81,86,101820,{"$f":"'Honolulu TMY 3'!$D$5","v":2019},"07","06","12","07/06/2019 12:00","2019-07-06T02:00:00",76.56800000000001]
["20070706:1600",24.57,84.42,0,{"v":0,"d":"0.00"},0,382.23,8.39,89,101893,{"$f":"'Honolulu TMY 3'!$D$5","v":2019},"07","06","16","07/06/2019 16:00","2019-07-06T06:00:00",76.226]
["20070706:1800",{"v":24.6,"d":"24.60"},83.98,392,706.09,76,{"v":377.9,"d":"377.90"},8.41,88,101933,{"$f":"'Honolulu TMY 3'!$D$5","v":2019},"07","06","18","07/06/2019 18:00","2019-07-06T08:00:00",76.28]
["20070707:0000",25.16,{"v":82.3,"d":"82.30"},372,23.33,350,376.82,9.09,74,101866,{"$f":"'Honolulu TMY 3'!$D$5","v":2019},"07","07","00","07/07/2019 00:00","2019-07-06T14:00:00",77.28800000000001]
["20070707:0300",25.06,83.17,160,4.08,158,385.72,9.98,70,101883,{"$f":"'Honolulu TMY 3'!$D$5","v":2019},"07","07","03","07/07/2019 03:00","2019-07-06T17:00:00",77.108]
["20070707:0600",24.95,83.34,0,{"v":0,"d":"0.00"},0,391.88,10.67,75,101963,{"$f":"'Honolulu TMY 3'!$D$5","v":2019},"07","07","06","07/07/2019 06:00","2019-07-06T20:00:00",76.91]
["20070707:0700",24.89,{"v":83.4,"d":"83.40"},0,{"v":0,"d":"0.00"},0,393.72,{"v":10.7,"d":"10.70"},77,101996,{"$f":"'Honolulu TMY 3'!$D$5","v":2019},"07","07","07","07/07/2019 07:00","2019-07-06T21:00:00",76.80199999999999]
["20070707:1000",{"v":24.8,"d":"24.80"},83.55,0,{"v":0,"d":"0.00"},0,393.65,{"v":10.3,"d":"10.30"},80,101970,{"$f":"'Honolulu TMY 3'!$D$5","v":2019},"07","07","10","07/07/2019 10:00","2019-07-07",76.64]
["20070707:1300",24.54,84.22,0,{"v":0,"d":"0.00"},0,{"v":393.8,"d":"393.80"},9.86,80,101926,{"$f":"'Honolulu TMY 3'!$D$5","v":2019},"07","07","13","07/07/2019 13:00","2019-07-07T03:00:00",76.172]
["20070707:1900",24.51,82.43,611,808.77,90,396.15,9.42,79,102133,{"$f":"'Honolulu TMY 3'!$D$5","v":2019},"07","07","19","07/07/2019 19:00","2019-07-07T09:00:00",76.118]
["20070707:2100",{"v":24.8,"d":"24.80"},81.21,934,896.23,105,389.97,9.33,76,102129,{"$f":"'Honolulu TMY 3'!$D$5","v":2019},"07","07","21","07/07/2019 21:00","2019-07-07T11:00:00",76.64]
["20070708:0100",25.05,79.47,835,{"v":877.8,"d":"877.80"},101,383.63,9.92,66,102023,{"$f":"'Honolulu TMY 3'!$D$5","v":2019},"07","08","01","07/08/2019 01:00","2019-07-07T15:00:00",77.09]
["20070708:0400",24.89,80.24,217,571.81,60,387.53,10.89,66,102043,{"$f":"'Honolulu TMY 3'!$D$5","v":2019},"07","08","04","07/08/2019 04:00","2019-07-07T18:00:00",76.80199999999999]
["20070708:0700",24.74,80.87,0,{"v":0,"d":"0.00"},0,396.75,{"v":11.2,"d":"11.20"},71,102116,{"$f":"'Honolulu TMY 3'!$D$5","v":2019},"07","08","07","07/08/2019 07:00","2019-07-07T21:00:00",76.532]
["20070708:0800",24.69,80.96,0,{"v":0,"d":"0.00"},0,400.55,11.19,73,102139,{"$f":"'Honolulu TMY 3'!$D$5","v":2019},"07","08","08","07/08/2019 08:00","2019-07-07T22:00:00",76.44200000000001]
["20070708:1100",24.63,81.72,0,{"v":0,"d":"0.00"},0,{"v":397.4,"d":"397.40"},10.58,76,101990,{"$f":"'Honolulu TMY 3'!$D$5","v":2019},"07","08","11","07/08/2019 11:00","2019-07-08T01:00:00",76.334]
["20070708:1600",24.47,82.72,0,{"v":0,"d":"0.00"},0,388.37,10.34,74,102053,{"$f":"'Honolulu TMY 3'!$D$5","v":2019},"07","08","16","07/08/2019 16:00","2019-07-08T06:00:00",76.04599999999999]
["20070708:1900",24.58,82.94,231,15.54,221,384.67,10.26,71,102086,{"$f":"'Honolulu TMY 3'!$D$5","v":2019},"07","08","19","07/08/2019 19:00","2019-07-08T09:00:00",76.244]
["20070708:2200",24.82,82.82,{"v":1009,"d":"1,009"},911.04,108,390.78,10.43,67,102016,{"$f":"'Honolulu TMY 3'!$D$5","v":2019},"07","08","22","07/08/2019 22:00","2019-07-08T12:00:00",76.676]
["20070709:0200",24.21,84.32,657,828.64,92,395.15,11.12,61,101960,{"$f":"'Honolulu TMY 3'!$D$5","v":2019},"07","09","02","07/09/2019 02:00","2019-07-08T16:00:00",75.578]
["20070709:0500",24.04,84.22,19,{"v":0,"d":"0.00"},19,{"v":403.5,"d":"403.50"},{"v":11.6,"d":"11.60"},62,102020,{"$f":"'Honolulu TMY 3'!$D$5","v":2019},"07","09","05","07/09/2019 05:00","2019-07-08T19:00:00",75.27199999999999]
["20070709:0800",{"v":24.1,"d":"24.10"},81.92,0,{"v":0,"d":"0.00"},0,{"v":406.1,"d":"406.10"},11.45,67,102079,{"$f":"'Honolulu TMY 3'!$D$5","v":2019},"07","09","08","07/09/2019 08:00","2019-07-08T22:00:00",75.38]
["20070709:0900",24.15,81.68,0,{"v":0,"d":"0.00"},0,402.17,{"v":11.2,"d":"11.20"},68,102020,{"$f":"'Honolulu TMY 3'!$D$5","v":2019},{"$f":"MID(A4563,5,2)","v":"07"},{"$f":"MID(A4563,7,2)","v":"09"},{"$f":"MID(A4563,10,2)","v":"09"},{"$f":"L4563&\"/\"&M4563&\"/\"&K4563&\" \"&N4563&\":00\"","v":"07/09/2019 09:00"},{"$f":"(DATEVALUE(O4563)+TIMEVALUE(O4563))+($P$16/24)","v":"2019-07-08T23:00:00"},{"$f":"((9/5)*B4563)+32","v":75.47}]
["20070709:1300",24.24,82.23,0,{"v":0,"d":"0.00"},0,391.23,10.67,68,101866,{"$f":"'Honolulu TMY 3'!$D$5","v":2019},"07","09","13","07/09/2019 13:00","2019-07-09T03:00:00",75.632]
["20070709:1700",23.95,{"v":82.9,"d":"82.90"},5,{"v":0,"d":"0.00"},5,385.95,{"v":10.9,"d":"10.90"},69,101900,{"$f":"'Honolulu TMY 3'!$D$5","v":2019},"07","09","17","07/09/2019 17:00","2019-07-09T07:00:00",75.11]
["20070709:2000",24.27,80.91,589,270.34,371,392.55,10.41,70,101890,{"$f":"'Honolulu TMY 3'!$D$5","v":2019},"07","09","20","07/09/2019 20:00","2019-07-09T10:00:00",75.686]
["20070709:2300",24.84,{"v":78.5,"d":"78.50"},{"v":1010,"d":"1,010"},906.21,108,{"v":379.7,"d":"379.70"},10.25,67,101810,{"$f":"'Honolulu TMY 3'!$D$5","v":2019},"07","09","23","07/09/2019 23:00","2019-07-09T13:00:00",76.712]
["20070710:0300",24.68,78.14,439,734.33,79,379.83,11.29,64,101720,{"$f":"'Honolulu TMY 3'!$D$5","v":2019},"07","10","03","07/10/2019 03:00","2019-07-09T17:00:00",76.424]
["20070710:0600",24.69,78.14,0,{"v":0,"d":"0.00"},0,{"v":388.7,"d":"388.70"},11.29,70,101773,{"$f":"'Honolulu TMY 3'!$D$5","v":2019},"07","10","06","07/10/2019 06:00","2019-07-09T20:00:00",76.44200000000001]
["20070710:0900",24.72,78.12,0,{"v":0,"d":"0.00"},0,392.77,10.68,75,101796,{"$f":"'Honolulu TMY 3'!$D$5","v":2019},"07","10","09","07/10/2019 09:00","2019-07-09T23:00:00",76.49600000000001]
["20070710:1000",24.72,78.34,0,{"v":0,"d":"0.00"},0,391.83,10.39,77,101753,{"$f":"'Honolulu TMY 3'!$D$5","v":2019},"07","10","10","07/10/2019 10:00","2019-07-10",76.49600000000001]
["20070710:1400",24.48,82.14,0,{"v":0,"d":"0.00"},0,{"v":382.8,"d":"382.80"},9.96,79,101650,{"$f":"'Honolulu TMY 3'!$D$5","v":2019},"07","10","14","07/10/2019 14:00","2019-07-10T04:00:00",76.064]
["20070710:1800",24.52,80.15,265,196.08,178,377.35,10.26,79,101743,{"$f":"'Honolulu TMY 3'!$D$5","v":2019},"07","10","18","07/10/2019 18:00","2019-07-10T08:00:00",76.136]
["20070710:2100",24.92,78.91,722,314.86,431,374.03,{"v":10.4,"d":"10.40"},77,101723,{"$f":"'Honolulu TMY 3'!$D$5","v":2019},"07","10","21","07/10/2019 21:00","2019-07-10T11:00:00",76.856]
["20070711:0000",{"v":25.3,"d":"25.30"},{"v":78.7,"d":"78.70"},957,901.81,106,376.13,10.34,73,101660,{"$f":"'Honolulu TMY 3'!$D$5","v":2019},"07","11","00","07/11/2019 00:00","2019-07-10T14:00:00",77.53999999999999]
["20070711:0400",25.19,{"v":80.8,"d":"80.80"},217,572.49,60,386.33,10.89,72,101686,{"$f":"'Honolulu TMY 3'!$D$5","v":2019},"07","11","04","07/11/2019 04:00","2019-07-10T18:00:00",77.34200000000001]
["20070711:0700",24.86,81.86,0,{"v":0,"d":"0.00"},0,{"v":391,"d":"391.00"},11.18,77,101796,{"$f":"'Honolulu TMY 3'!$D$5","v":2019},"07","11","07","07/11/2019 07:00","2019-07-10T21:00:00",76.74799999999999]
["20070711:1100",24.68,81.49,0,{"v":0,"d":"0.00"},0,393.15,10.29,84,101790,{"$f":"'Honolulu TMY 3'!$D$5","v":2019},"07","11","11","07/11/2019 11:00","2019-07-11T01:00:00",76.424]
["20070711:1200",24.62,82.48,0,{"v":0,"d":"0.00"},0,{"v":392.2,"d":"392.20"},10.02,84,101760,{"$f":"'Honolulu TMY 3'!$D$5","v":2019},"07","11","12","07/11/2019 12:00","2019-07-11T02:00:00",76.316]
["20070711:1500",24.44,84.18,0,{"v":0,"d":"0.00"},0,392.43,9.56,84,101750,{"$f":"'Honolulu TMY 3'!$D$5","v":2019},"07","11","15","07/11/2019 15:00","2019-07-11T05:00:00",75.992]
["20070711:1900",24.67,81.01,608,807.73,90,396.13,9.82,81,101883,{"$f":"'Honolulu TMY 3'!$D$5","v":2019},"07","11","19","07/11/2019 19:00","2019-07-11T09:00:00",76.406]
["20070711:2200",25.11,79.08,841,422.73,423,393.02,10.01,75,101853,{"$f":"'Honolulu TMY 3'!$D$5","v":2019},"07","11","22","07/11/2019 22:00","2019-07-11T12:00:00",77.19800000000001]
["20070712:0100",24.97,81.21,833,874.66,101,388.97,10.26,69,101776,{"$f":"'Honolulu TMY 3'!$D$5","v":2019},{"$f":"MID(A4627,5,2)","v":"07"},{"$f":"MID(A4627,7,2)","v":"12"},{"$f":"MID(A4627,10,2)","v":"01"},{"$f":"L4627&\"/\"&M4627&\"/\"&K4627&\" \"&N4627&\":00\"","v":"07/12/2019 01:00"},{"$f":"(DATEVALUE(O4627)+TIMEVALUE(O4627))+($P$16/24)","v":"2019-07-11T15:00:00"},{"$f":"((9/5)*B4627)+32","v":76.946}]
["20070712:0500",{"v":24.8,"d":"24.80"},76.86,18,{"v":0,"d":"0.00"},18,{"v":400.7,"d":"400.70"},11.17,70,101820,{"$f":"'Honolulu TMY 3'!$D$5","v":2019},"07","12","05","07/12/2019 05:00","2019-07-11T19:00:00",76.64]
["20070712:0800",24.61,77.45,0,{"v":0,"d":"0.00"},0,{"v":403.5,"d":"403.50"},10.86,75,101930,{"$f":"'Honolulu TMY 3'!$D$5","v":2019},"07","12","08","07/12/2019 08:00","2019-07-11T22:00:00",76.298]
["20070712:1000",24.66,77.06,0,{"v":0,"d":"0.00"},0,397.37,10.51,76,101850,{"$f":"'Honolulu TMY 3'!$D$5","v":2019},"07","12","10","07/12/2019 10:00","2019-07-12",76.388]
["20070712:1300",24.55,{"v":80.3,"d":"80.30"},0,{"v":0,"d":"0.00"},0,{"v":395.1,"d":"395.10"},{"v":9.9,"d":"9.90"},75,101763,{"$f":"'Honolulu TMY 3'!$D$5","v":2019},"07","12","13","07/12/2019 13:00","2019-07-12T03:00:00",76.19]
["20070712:1600",24.47,81.25,0,{"v":0,"d":"0.00"},0,{"v":390.3,"d":"390.30"},10.06,76,101800,{"$f":"'Honolulu TMY 3'!$D$5","v":2019},"07","12","16","07/12/2019 16:00","2019-07-12T06:00:00",76.04599999999999]
["20070712:2000",24.75,79.72,796,865.86,99,390.25,10.34,79,101850,{"$f":"'Honolulu TMY 3'!$D$5","v":2019},"07","12","20","07/12/2019 20:00","2019-07-12T10:00:00",76.55000000000001]
["20070712:2300",25.27,79.54,{"v":1018,"d":"1,018"},914.04,108,{"v":373.7,"d":"373.70"},9.75,75,101740,{"$f":"'Honolulu TMY 3'!$D$5","v":2019},"07","12","23","07/12/2019 23:00","2019-07-12T13:00:00",77.48599999999999]
["20070713:0200",24.93,80.62,655,825.24,92,{"v":383.7,"d":"383.70"},9.66,66,101670,{"$f":"'Honolulu TMY 3'!$D$5","v":2019},"07","13","02","07/13/2019 02:00","2019-07-12T16:00:00",76.874]
["20070713:0500",24.83,{"v":82.2,"d":"82.20"},18,{"v":0,"d":"0.00"},18,{"v":394.2,"d":"394.20"},10.87,68,101680,{"$f":"'Honolulu TMY 3'!$D$5","v":2019},"07","13","05","07/13/2019 05:00","2019-07-12T19:00:00",76.69399999999999]
["20070713:1000",24.61,81.63,0,{"v":0,"d":"0.00"},0,398.13,9.88,75,101660,{"$f":"'Honolulu TMY 3'!$D$5","v":2019},"07","13","10","07/13/2019 10:00","2019-07-13",76.298]
["20070713:1100",24.63,{"v":81.2,"d":"81.20"},0,{"v":0,"d":"0.00"},0,398.35,9.49,76,101610,{"$f":"'Honolulu TMY 3'!$D$5","v":2019},"07","13","11","07/13/2019 11:00","2019-07-13T01:00:00",76.334]
["20070713:1400",24.58,82.86,0,{"v":0,"d":"0.00"},0,{"v":382.6,"d":"382.60"},9.01,66,101540,{"$f":"'Honolulu TMY 3'!$D$5","v":2019},"07","13","14","07/13/2019 14:00","2019-07-13T04:00:00",76.244]
["20070713:1700",24.69,{"v":81.5,"d":"81.50"},159,484.57,52,397.95,8.95,70,101590,{"$f":"'Honolulu TMY 3'!$D$5","v":2019},"07","13","17","07/13/2019 17:00","2019-07-13T07:00:00",76.44200000000001]
["20070713:2100",25.44,80.19,919,882.52,104,{"v":404.8,"d":"404.80"},8.46,73,101596,{"$f":"'Honolulu TMY 3'!$D$5","v":2019},"07","13","21","07/13/2019 21:00","2019-07-13T11:00:00",77.792]
["20070714:0000",25.62,81.14,617,152.54,473,397.07,8.04,64,101506,{"$f":"'Honolulu TMY 3'!$D$5","v":2019},"07","14","00","07/14/2019 00:00","2019-07-13T14:00:00",78.116]
["20070714:0200",25.34,82.77,470,241.85,305,{"v":393.6,"d":"393.60"},8.32,50,101420,{"$f":"'Honolulu TMY 3'!$D$5","v":2019},"07","14","02","07/14/2019 02:00","2019-07-13T16:00:00",77.612]
["20070714:0800",25.09,84.33,0,{"v":0,"d":"0.00"},0,403.15,9.48,65,101510,{"$f":"'Honolulu TMY 3'!$D$5","v":2019},"07","14","08","07/14/2019 08:00","2019-07-13T22:00:00",77.162]
["20070714:1100",24.91,86.25,0,{"v":0,"d":"0.00"},0,{"v":395.7,"d":"395.70"},8.68,71,101380,{"$f":"'Honolulu TMY 3'!$D$5","v":2019},"07","14","11","07/14/2019 11:00","2019-07-14T01:00:00",76.838]
["20070714:1200",24.82,85.92,0,{"v":0,"d":"0.00"},0,{"v":394.4,"d":"394.40"},8.66,69,101373,{"$f":"'Honolulu TMY 3'!$D$5","v":2019},"07","14","12","07/14/2019 12:00","2019-07-14T02:00:00",76.676]
["20070714:1500",{"v":24.6,"d":"24.60"},85.61,0,{"v":0,"d":"0.00"},0,391.63,8.51,68,101397,{"$f":"'Honolulu TMY 3'!$D$5","v":2019},"07","14","15","07/14/2019 15:00","2019-07-14T05:00:00",76.28]
["20070714:1800",{"v":24.6,"d":"24.60"},86.26,203,65.94,174,390.88,8.04,72,101490,{"$f":"'Honolulu TMY 3'!$D$5","v":2019},"07","14","18","07/14/2019 18:00","2019-07-14T08:00:00",76.28]
["20070714:2200",25.02,85.35,610,116.32,495,388.98,{"v":7.3,"d":"7.30"},72,101470,{"$f":"'Honolulu TMY 3'!$D$5","v":2019},"07","14","22","07/14/2019 22:00","2019-07-14T12:00:00",77.036]
["20070715:0300",24.97,83.67,318,242.98,199,390.17,{"v":7.6,"d":"7.60"},62,101380,{"$f":"'Honolulu TMY 3'!$D$5","v":2019},"07","15","03","07/15/2019 03:00","2019-07-14T17:00:00",76.946]
["20070715:0600",25.09,84.27,0,{"v":0,"d":"0.00"},0,396.85,8.61,69,101460,{"$f":"'Honolulu TMY 3'!$D$5","v":2019},"07","15","06","07/15/2019 06:00","2019-07-14T20:00:00",77.162]
["20070715:0900",{"v":24.9,"d":"24.90"},85.66,0,{"v":0,"d":"0.00"},0,400.37,8.79,78,101520,{"$f":"'Honolulu TMY 3'!$D$5","v":2019},"07","15","09","07/15/2019 09:00","2019-07-14T23:00:00",76.82]
["20070715:1200",{"v":24.7,"d":"24.70"},{"v":85.9,"d":"85.90"},0,{"v":0,"d":"0.00"},0,393.45,8.06,82,101453,{"$f":"'Honolulu TMY 3'!$D$5","v":2019},"07","15","12","07/15/2019 12:00","2019-07-15T02:00:00",76.46000000000001]
["20070715:1300",24.59,85.61,0,{"v":0,"d":"0.00"},0,{"v":392.1,"d":"392.10"},7.54,81,101427,{"$f":"'Honolulu TMY 3'!$D$5","v":2019},"07","15","13","07/15/2019 13:00","2019-07-15T03:00:00",76.262]
["20070715:1600",{"v":24.5,"d":"24.50"},84.44,0,{"v":0,"d":"0.00"},0,387.98,6.75,84,101486,{"$f":"'Honolulu TMY 3'!$D$5","v":2019},"07","15","16","07/15/2019 16:00","2019-07-15T06:00:00",76.1]
["20070715:2000",24.92,82.16,607,306.12,361,383.05,{"v":6.1,"d":"6.10"},86,101600,{"$f":"'Honolulu TMY 3'!$D$5","v":2019},"07","15","20","07/15/2019 20:00","2019-07-15T10:00:00",76.856]
["20070716:0000",25.32,80.27,952,896.03,106,380.12,{"v":6,"d":"6.00"},72,101503,{"$f":"'Honolulu TMY 3'!$D$5","v":2019},"07","16","00","07/16/2019 00:00","2019-07-15T14:00:00",77.576]
["20070716:0300",25.25,80.67,439,735.43,79,380.77,7.06,58,101473,{"$f":"'Honolulu TMY 3'!$D$5","v":2019},"07","16","03","07/16/2019 03:00","2019-07-15T17:00:00",77.45]
["20070716:0700",25.13,81.76,0,{"v":0,"d":"0.00"},0,{"v":386.7,"d":"386.70"},8.28,70,101600,{"$f":"'Honolulu TMY 3'!$D$5","v":2019},"07","16","07","07/16/2019 07:00","2019-07-15T21:00:00",77.23400000000001]
["20070716:1000",25.08,82.24,0,{"v":0,"d":"0.00"},0,392.78,8.32,80,101580,{"$f":"'Honolulu TMY 3'!$D$5","v":2019},"07","16","10","07/16/2019 10:00","2019-07-16",77.144]
["20070716:1300",24.99,81.14,0,{"v":0,"d":"0.00"},0,391.07,{"v":7.3,"d":"7.30"},85,101523,{"$f":"'Honolulu TMY 3'!$D$5","v":2019},"07","16","13","07/16/2019 13:00","2019-07-16T03:00:00",76.982]
["20070716:1400",24.94,80.54,0,{"v":0,"d":"0.00"},0,{"v":389.3,"d":"389.30"},6.81,86,101510,{"$f":"'Honolulu TMY 3'!$D$5","v":2019},"07","16","14","07/16/2019 14:00","2019-07-16T04:00:00",76.892]
["20070716:1700",24.89,80.66,159,492.82,52,388.45,6.98,88,101640,{"$f":"'Honolulu TMY 3'!$D$5","v":2019},"07","16","17","07/16/2019 17:00","2019-07-16T07:00:00",76.80199999999999]
["20070716:2200",25.39,79.65,{"v":1008,"d":"1,008"},910.49,108,380.77,6.23,84,101653,{"$f":"'Honolulu TMY 3'!$D$5","v":2019},"07","16","22","07/16/2019 22:00","2019-07-16T12:00:00",77.702]
["20070717:0100",25.51,77.36,831,871.98,101,381.37,6.04,68,101583,{"$f":"'Honolulu TMY 3'!$D$5","v":2019},"07","17","01","07/17/2019 01:00","2019-07-16T15:00:00",77.918]
["20070717:0400",25.45,77.92,213,566.21,59,{"v":382.1,"d":"382.10"},6.98,64,101626,{"$f":"'Honolulu TMY 3'!$D$5","v":2019},"07","17","04","07/17/2019 04:00","2019-07-16T18:00:00",77.81]
["20070717:0800",25.12,80.77,0,{"v":0,"d":"0.00"},0,386.95,8.14,75,101780,{"$f":"'Honolulu TMY 3'!$D$5","v":2019},"07","17","08","07/17/2019 08:00","2019-07-16T22:00:00",77.21600000000001]
["20070717:1100",24.95,82.63,0,{"v":0,"d":"0.00"},0,{"v":387.5,"d":"387.50"},8.17,83,101670,{"$f":"'Honolulu TMY 3'!$D$5","v":2019},"07","17","11","07/17/2019 11:00","2019-07-17T01:00:00",76.91]
["20070717:1400",24.89,81.59,0,{"v":0,"d":"0.00"},0,{"v":387.7,"d":"387.70"},7.64,85,101670,{"$f":"'Honolulu TMY 3'!$D$5","v":2019},"07","17","14","07/17/2019 14:00","2019-07-17T04:00:00",76.80199999999999]
["20070717:1800",24.84,81.52,383,702.64,76,386.67,7.27,90,101776,{"$f":"'Honolulu TMY 3'!$D$5","v":2019},"07","17","18","07/17/2019 18:00","2019-07-17T08:00:00",76.712]
["20070717:1900",24.93,81.09,604,{"v":806.8,"d":"806.80"},90,384.58,{"v":7,"d":"7.00"},90,101793,{"$f":"'Honolulu TMY 3'!$D$5","v":2019},"07","17","19","07/17/2019 19:00","2019-07-17T09:00:00",76.874]
["20070717:2300",{"v":25.4,"d":"25.40"},79.07,{"v":1019,"d":"1,019"},914.85,108,{"v":375.5,"d":"375.50"},6.04,78,101710,{"$f":"'Honolulu TMY 3'!$D$5","v":2019},"07","17","23","07/17/2019 23:00","2019-07-17T13:00:00",77.72]
["20070718:0200",25.18,78.49,656,827.21,92,373.55,6.01,51,101670,{"$f":"'Honolulu TMY 3'!$D$5","v":2019},"07","18","02","07/18/2019 02:00","2019-07-17T16:00:00",77.324]
["20070718:0500",25.03,79.65,17,{"v":0,"d":"0.00"},17,376.55,7.32,54,101740,{"$f":"'Honolulu TMY 3'!$D$5","v":2019},"07","18","05","07/18/2019 05:00","2019-07-17T19:00:00",77.054]
["20070718:0900",24.77,79.75,0,{"v":0,"d":"0.00"},0,{"v":382.6,"d":"382.60"},7.49,68,101773,{"$f":"'Honolulu TMY 3'!$D$5","v":2019},"07","18","09","07/18/2019 09:00","2019-07-17T23:00:00",76.586]
["20070718:1200",24.74,79.54,0,{"v":0,"d":"0.00"},0,387.75,{"v":6.8,"d":"6.80"},74,101673,{"$f":"'Honolulu TMY 3'!$D$5","v":2019},"07","18","12","07/18/2019 12:00","2019-07-18T02:00:00",76.532]
["20070718:1500",24.72,78.47,0,{"v":0,"d":"0.00"},0,392.85,5.96,74,101676,{"$f":"'Honolulu TMY 3'!$D$5","v":2019},"07","18","15","07/18/2019 15:00","2019-07-18T05:00:00",76.49600000000001]
["20070718:1700",24.77,{"v":77.8,"d":"77.80"},156,489.19,51,392.05,5.96,78,101710,{"$f":"'Honolulu TMY 3'!$D$5","v":2019},"07","18","17","07/18/2019 17:00","2019-07-18T07:00:00",76.586]
["20070718:2000",25.37,76.17,615,324.07,355,383.95,5.57,82,101710,{"$f":"'Honolulu TMY 3'!$D$5","v":2019},"07","18","20","07/18/2019 20:00","2019-07-18T10:00:00",77.666]
["20070719:0000",25.71,76.24,960,904.45,106,372.38,5.07,59,101576,{"$f":"'Honolulu TMY 3'!$D$5","v":2019},"07","19","00","07/19/2019 00:00","2019-07-18T14:00:00",78.278]
["20070719:0300",25.43,79.04,441,{"v":739.1,"d":"739.10"},80,{"v":371.5,"d":"371.50"},6.05,36,101543,{"$f":"'Honolulu TMY 3'!$D$5","v":2019},"07","19","03","07/19/2019 03:00","2019-07-18T17:00:00",77.774]
["20070719:0600",25.48,80.59,0,{"v":0,"d":"0.00"},0,379.12,7.01,51,101600,{"$f":"'Honolulu TMY 3'!$D$5","v":2019},"07","19","06","07/19/2019 06:00","2019-07-18T20:00:00",77.864]
["20070719:1000",25.54,83.15,0,{"v":0,"d":"0.00"},0,394.02,6.64,68,101573,{"$f":"'Honolulu TMY 3'!$D$5","v":2019},"07","19","10","07/19/2019 10:00","2019-07-19",77.97200000000001]
["20070719:1200",25.48,84.72,0,{"v":0,"d":"0.00"},0,{"v":395.9,"d":"395.90"},6.28,73,101496,{"$f":"'Honolulu TMY 3'!$D$5","v":2019},"07","19","12","07/19/2019 12:00","2019-07-19T02:00:00",77.864]
["20070719:1500",25.29,86.38,0,{"v":0,"d":"0.00"},0,393.95,6.13,81,101460,{"$f":"'Honolulu TMY 3'!$D$5","v":2019},"07","19","15","07/19/2019 15:00","2019-07-19T05:00:00",77.52199999999999]
["20070719:1800",25.38,{"v":85.4,"d":"85.40"},376,691.94,75,394.48,{"v":6.3,"d":"6.30"},94,101533,{"$f":"'Honolulu TMY 3'!$D$5","v":2019},"07","19","18","07/19/2019 18:00","2019-07-19T08:00:00",77.684]
["20070719:2100",25.75,84.05,596,149.66,458,387.77,5.36,103,101536,{"$f":"'Honolulu TMY 3'!$D$5","v":2019},"07","19","21","07/19/2019 21:00","2019-07-19T11:00:00",78.35]
["20070720:0100",25.75,83.96,364,33.46,336,386.07,3.12,79,101410,{"$f":"'Honolulu TMY 3'!$D$5","v":2019},{"$f":"MID(A4819,5,2)","v":"07"},{"$f":"MID(A4819,7,2)","v":"20"},{"$f":"MID(A4819,10,2)","v":"01"},{"$f":"L4819&\"/\"&M4819&\"/\"&K4819&\" \"&N4819&\":00\"","v":"07/20/2019 01:00"},{"$f":"(DATEVALUE(O4819)+TIMEVALUE(O4819))+($P$16/24)","v":"2019-07-19T15:00:00"},{"$f":"((9/5)*B4819)+32","v":78.35}]
["20070720:0400",{"v":25.6,"d":"25.60"},85.66,106,33.33,97,388.13,3.94,65,101417,{"$f":"'Honolulu TMY 3'!$D$5","v":2019},"07","20","04","07/20/2019 04:00","2019-07-19T18:00:00",78.08000000000001]
["20070720:0800",25.13,{"v":89.6,"d":"89.60"},0,{"v":0,"d":"0.00"},0,{"v":400.7,"d":"400.70"},6.28,74,101520,{"$f":"'Honolulu TMY 3'!$D$5","v":2019},"07","20","08","07/20/2019 08:00","2019-07-19T22:00:00",77.23400000000001]
["20070720:0900",24.97,89.67,0,{"v":0,"d":"0.00"},0,403.63,6.38,77,101473,{"$f":"'Honolulu TMY 3'!$D$5","v":2019},"07","20","09","07/20/2019 09:00","2019-07-19T23:00:00",76.946]
["20070720:1500",25.03,82.67,0,{"v":0,"d":"0.00"},0,395.03,{"v":6.8,"d":"6.80"},84,101387,{"$f":"'Honolulu TMY 3'!$D$5","v":2019},"07","20","15","07/20/2019 15:00","2019-07-20T05:00:00",77.054]
["20070720:1600",25.05,81.92,0,{"v":0,"d":"0.00"},0,393.82,6.74,87,101413,{"$f":"'Honolulu TMY 3'!$D$5","v":2019},"07","20","16","07/20/2019 16:00","2019-07-20T06:00:00",77.09]
["20070720:1900",25.36,79.26,599,803.09,89,390.97,{"v":6,"d":"6.00"},99,101480,{"$f":"'Honolulu TMY 3'!$D$5","v":2019},"07","20","19","07/20/2019 19:00","2019-07-20T09:00:00",77.648]
["20070720:2200",25.78,76.92,{"v":1005,"d":"1,005"},907.76,108,387.55,4.61,106,101447,{"$f":"'Honolulu TMY 3'!$D$5","v":2019},"07","20","22","07/20/2019 22:00","2019-07-20T12:00:00",78.404]
["20070721:0200",25.76,74.37,489,281.93,297,385.35,{"v":2,"d":"2.00"},68,101360,{"$f":"'Honolulu TMY 3'!$D$5","v":2019},"07","21","02","07/21/2019 02:00","2019-07-20T16:00:00",78.368]
["20070721:0500",25.66,76.17,18,{"v":0,"d":"0.00"},18,388.45,4.08,59,101430,{"$f":"'Honolulu TMY 3'!$D$5","v":2019},"07","21","05","07/21/2019 05:00","2019-07-20T19:00:00",78.188]
["20070721:1000",25.28,78.83,0,{"v":0,"d":"0.00"},0,389.77,{"v":5.8,"d":"5.80"},76,101463,{"$f":"'Honolulu TMY 3'!$D$5","v":2019},"07","21","10","07/21/2019 10:00","2019-07-21",77.504]
["20070721:1300",25.04,79.82,0,{"v":0,"d":"0.00"},0,387.58,4.86,77,101393,{"$f":"'Honolulu TMY 3'!$D$5","v":2019},"07","21","13","07/21/2019 13:00","2019-07-21T03:00:00",77.072]
["20070721:1600",24.96,80.33,0,{"v":0,"d":"0.00"},0,{"v":385.9,"d":"385.90"},4.98,84,101466,{"$f":"'Honolulu TMY 3'!$D$5","v":2019},"07","21","16","07/21/2019 16:00","2019-07-21T06:00:00",76.928]
["20070721:1700",24.96,80.43,150,{"v":474.1,"d":"474.10"},50,{"v":385.5,"d":"385.50"},5.31,88,101510,{"$f":"'Honolulu TMY 3'!$D$5","v":2019},"07","21","17","07/21/2019 17:00","2019-07-21T07:00:00",76.928]
["20070721:2000",25.44,79.39,781,852.68,98,{"v":391.2,"d":"391.20"},5.09,101,101600,{"$f":"'Honolulu TMY 3'!$D$5","v":2019},"07","21","20","07/21/2019 20:00","2019-07-21T10:00:00",77.792]
["20070721:2300",25.96,77.64,824,385.65,440,{"v":393.3,"d":"393.30"},4.22,101,101530,{"$f":"'Honolulu TMY 3'!$D$5","v":2019},"07","21","23","07/21/2019 23:00","2019-07-21T13:00:00",78.72800000000001]
["20070722:0300",26.02,77.67,434,729.18,79,{"v":394,"d":"394.00"},{"v":4,"d":"4.00"},69,101510,{"$f":"'Honolulu TMY 3'!$D$5","v":2019},"07","22","03","07/22/2019 03:00","2019-07-21T17:00:00",78.836]
["20070722:0700",25.79,79.16,0,{"v":0,"d":"0.00"},0,393.07,5.87,73,101650,{"$f":"'Honolulu TMY 3'!$D$5","v":2019},"07","22","07","07/22/2019 07:00","2019-07-21T21:00:00",78.422]
["20070722:1100",25.53,81.61,0,{"v":0,"d":"0.00"},0,394.75,6.59,86,101600,{"$f":"'Honolulu TMY 3'!$D$5","v":2019},"07","22","11","07/22/2019 11:00","2019-07-22T01:00:00",77.95400000000001]
["20070722:1400",25.02,80.64,0,{"v":0,"d":"0.00"},0,398.25,5.27,88,101590,{"$f":"'Honolulu TMY 3'!$D$5","v":2019},"07","22","14","07/22/2019 14:00","2019-07-22T04:00:00",77.036]
["20070722:1700",25.15,80.63,149,472.12,50,396.75,5.71,92,101700,{"$f":"'Honolulu TMY 3'!$D$5","v":2019},{"$f":"MID(A4883,5,2)","v":"07"},{"$f":"MID(A4883,7,2)","v":"22"},{"$f":"MID(A4883,10,2)","v":"17"},{"$f":"L4883&\"/\"&M4883&\"/\"&K4883&\" \"&N4883&\":00\"","v":"07/22/2019 17:00"},{"$f":"(DATEVALUE(O4883)+TIMEVALUE(O4883))+($P$16/24)","v":"2019-07-22T07:00:00"},{"$f":"((9/5)*B4883)+32","v":77.27}]
["20070722:1800",25.32,80.41,373,691.85,74,395.03,5.82,93,101713,{"$f":"'Honolulu TMY 3'!$D$5","v":2019},"07","22","18","07/22/2019 18:00","2019-07-22T08:00:00",77.576]
["20070722:2100",25.78,79.92,687,304.97,406,{"v":389.5,"d":"389.50"},6.05,92,101700,{"$f":"'Honolulu TMY 3'!$D$5","v":2019},"07","22","21","07/22/2019 21:00","2019-07-22T11:00:00",78.404]
["20070723:0100",25.85,80.16,823,864.44,100,386.53,6.23,75,101613,{"$f":"'Honolulu TMY 3'!$D$5","v":2019},"07","23","01","07/23/2019 01:00","2019-07-22T15:00:00",78.53]
["20070723:0400",25.71,81.04,169,306.61,87,389.92,{"v":7.3,"d":"7.30"},65,101670,{"$f":"'Honolulu TMY 3'!$D$5","v":2019},"07","23","04","07/23/2019 04:00","2019-07-22T18:00:00",78.278]
["20070723:0800",25.49,81.73,0,{"v":0,"d":"0.00"},0,393.95,8.58,68,101820,{"$f":"'Honolulu TMY 3'!$D$5","v":2019},"07","23","08","07/23/2019 08:00","2019-07-22T22:00:00",77.882]
["20070723:1200",25.22,82.69,0,{"v":0,"d":"0.00"},0,{"v":396.5,"d":"396.50"},8.05,78,101693,{"$f":"'Honolulu TMY 3'!$D$5","v":2019},"07","23","12","07/23/2019 12:00","2019-07-23T02:00:00",77.396]
["20070723:1500",24.83,83.32,0,{"v":0,"d":"0.00"},0,400.53,7.17,79,101710,{"$f":"'Honolulu TMY 3'!$D$5","v":2019},"07","23","15","07/23/2019 15:00","2019-07-23T05:00:00",76.69399999999999]
["20070723:1800",{"v":24.8,"d":"24.80"},{"v":81.5,"d":"81.50"},375,695.67,75,{"v":399,"d":"399.00"},6.99,81,101776,{"$f":"'Honolulu TMY 3'!$D$5","v":2019},"07","23","18","07/23/2019 18:00","2019-07-23T08:00:00",76.64]
["20070723:1900",24.97,80.14,597,802.45,89,{"v":394.8,"d":"394.80"},6.97,81,101783,{"$f":"'Honolulu TMY 3'!$D$5","v":2019},"07","23","19","07/23/2019 19:00","2019-07-23T09:00:00",76.946]
["20070723:2200",25.68,75.87,{"v":1003,"d":"1,003"},907.05,107,393.87,6.87,79,101716,{"$f":"'Honolulu TMY 3'!$D$5","v":2019},"07","23","22","07/23/2019 22:00","2019-07-23T12:00:00",78.224]
["20070724:0100",25.98,75.81,826,868.31,100,389.17,7.37,64,101626,{"$f":"'Honolulu TMY 3'!$D$5","v":2019},"07","24","01","07/24/2019 01:00","2019-07-23T15:00:00",78.76400000000001]
["20070724:0600",25.97,{"v":79.3,"d":"79.30"},0,{"v":0,"d":"0.00"},0,393.28,8.95,65,101640,{"$f":"'Honolulu TMY 3'!$D$5","v":2019},"07","24","06","07/24/2019 06:00","2019-07-23T20:00:00",78.74600000000001]
["20070724:0900",25.82,81.07,0,{"v":0,"d":"0.00"},0,396.48,9.26,71,101656,{"$f":"'Honolulu TMY 3'!$D$5","v":2019},"07","24","09","07/24/2019 09:00","2019-07-23T23:00:00",78.476]
["20070724:1300",{"v":25.4,"d":"25.40"},84.92,0,{"v":0,"d":"0.00"},0,396.42,8.55,71,101550,{"$f":"'Honolulu TMY 3'!$D$5","v":2019},"07","24","13","07/24/2019 13:00","2019-07-24T03:00:00",77.72]
["20070724:1600",24.94,86.74,0,{"v":0,"d":"0.00"},0,407.85,8.07,70,101613,{"$f":"'Honolulu TMY 3'!$D$5","v":2019},"07","24","16","07/24/2019 16:00","2019-07-24T06:00:00",76.892]
["20070724:1900",{"v":24.8,"d":"24.80"},86.09,593,796.95,89,422.37,7.81,71,101663,{"$f":"'Honolulu TMY 3'!$D$5","v":2019},"07","24","19","07/24/2019 19:00","2019-07-24T09:00:00",76.64]
["20070724:2000",24.81,85.56,613,323.85,354,{"v":426.8,"d":"426.80"},7.75,71,101670,{"$f":"'Honolulu TMY 3'!$D$5","v":2019},"07","24","20","07/24/2019 20:00","2019-07-24T10:00:00",76.658]
["20070725:0200",25.75,83.45,318,51.53,283,403.65,{"v":8.1,"d":"8.10"},51,101420,{"$f":"'Honolulu TMY 3'!$D$5","v":2019},"07","25","02","07/25/2019 02:00","2019-07-24T16:00:00",78.35]
["20070725:0400",25.68,84.18,205,553.91,58,400.18,9.03,57,101440,{"$f":"'Honolulu TMY 3'!$D$5","v":2019},"07","25","04","07/25/2019 04:00","2019-07-24T18:00:00",78.224]
["20070725:0700",25.44,85.05,0,{"v":0,"d":"0.00"},0,398.15,9.37,65,101510,{"$f":"'Honolulu TMY 3'!$D$5","v":2019},"07","25","07","07/25/2019 07:00","2019-07-24T21:00:00",77.792]
["20070725:1000",25.17,{"v":85.7,"d":"85.70"},0,{"v":0,"d":"0.00"},0,{"v":398.5,"d":"398.50"},8.65,68,101466,{"$f":"'Honolulu TMY 3'!$D$5","v":2019},"07","25","10","07/25/2019 10:00","2019-07-25",77.30600000000001]
["20070725:1400",25.16,84.79,0,{"v":0,"d":"0.00"},0,394.35,7.42,62,101380,{"$f":"'Honolulu TMY 3'!$D$5","v":2019},"07","25","14","07/25/2019 14:00","2019-07-25T04:00:00",77.28800000000001]
["20070725:1700",24.91,84.92,147,470.85,50,394.85,7.68,64,101450,{"$f":"'Honolulu TMY 3'!$D$5","v":2019},"07","25","17","07/25/2019 17:00","2019-07-25T07:00:00",76.838]
["20070725:1800",24.96,{"v":84.9,"d":"84.90"},168,25.62,157,396.62,7.59,65,101470,{"$f":"'Honolulu TMY 3'!$D$5","v":2019},"07","25","18","07/25/2019 18:00","2019-07-25T08:00:00",76.928]
["20070725:2300",25.21,84.06,868,437.02,433,397.45,6.91,62,101410,{"$f":"'Honolulu TMY 3'!$D$5","v":2019},"07","25","23","07/25/2019 23:00","2019-07-25T13:00:00",77.378]
["20070726:0100",25.38,82.41,831,874.98,100,386.08,7.02,51,101337,{"$f":"'Honolulu TMY 3'!$D$5","v":2019},"07","26","01","07/26/2019 01:00","2019-07-25T15:00:00",77.684]
["20070726:0500",25.33,{"v":82.3,"d":"82.30"},15,{"v":0,"d":"0.00"},15,{"v":385.2,"d":"385.20"},8.03,51,101360,{"$f":"'Honolulu TMY 3'!$D$5","v":2019},"07","26","05","07/26/2019 05:00","2019-07-25T19:00:00",77.594]
["20070726:0800",25.11,81.71,0,{"v":0,"d":"0.00"},0,385.25,8.14,58,101420,{"$f":"'Honolulu TMY 3'!$D$5","v":2019},"07","26","08","07/26/2019 08:00","2019-07-25T22:00:00",77.19800000000001]
["20070726:1100",25.08,81.85,0,{"v":0,"d":"0.00"},0,{"v":383.4,"d":"383.40"},7.78,60,101290,{"$f":"'Honolulu TMY 3'!$D$5","v":2019},"07","26","11","07/26/2019 11:00","2019-07-26T01:00:00",77.144]
["20070726:1500",25.15,81.53,0,{"v":0,"d":"0.00"},0,389.17,{"v":8,"d":"8.00"},71,101303,{"$f":"'Honolulu TMY 3'!$D$5","v":2019},"07","26","15","07/26/2019 15:00","2019-07-26T05:00:00",77.27]
["20070726:1800",{"v":25.3,"d":"25.30"},80.29,279,270.72,163,{"v":386.8,"d":"386.80"},7.94,79,101380,{"$f":"'Honolulu TMY 3'!$D$5","v":2019},"07","26","18","07/26/2019 18:00","2019-07-26T08:00:00",77.53999999999999]
["20070726:2000",25.62,79.02,784,858.64,98,{"v":385.2,"d":"385.20"},7.75,83,101400,{"$f":"'Honolulu TMY 3'!$D$5","v":2019},"07","26","20","07/26/2019 20:00","2019-07-26T10:00:00",78.116]
["20070726:2300",26.07,{"v":77.2,"d":"77.20"},790,374.78,417,{"v":377.2,"d":"377.20"},7.06,78,101320,{"$f":"'Honolulu TMY 3'!$D$5","v":2019},"07","26","23","07/26/2019 23:00","2019-07-26T13:00:00",78.926]
["20070727:0200",25.75,77.54,647,819.94,91,373.55,6.66,62,101290,{"$f":"'Honolulu TMY 3'!$D$5","v":2019},"07","27","02","07/27/2019 02:00","2019-07-26T16:00:00",78.35]
["20070727:0600",{"v":25.7,"d":"25.70"},77.82,0,{"v":0,"d":"0.00"},0,378.72,8.45,71,101420,{"$f":"'Honolulu TMY 3'!$D$5","v":2019},"07","27","06","07/27/2019 06:00","2019-07-26T20:00:00",78.25999999999999]
["20070727:0900",25.62,78.72,0,{"v":0,"d":"0.00"},0,384.22,8.86,82,101466,{"$f":"'Honolulu TMY 3'!$D$5","v":2019},"07","27","09","07/27/2019 09:00","2019-07-26T23:00:00",78.116]
["20070727:1300",25.44,{"v":80.3,"d":"80.30"},0,{"v":0,"d":"0.00"},0,387.42,8.26,86,101380,{"$f":"'Honolulu TMY 3'!$D$5","v":2019},"07","27","13","07/27/2019 13:00","2019-07-27T03:00:00",77.792]
["20070727:1600",25.41,80.29,0,{"v":0,"d":"0.00"},0,388.52,8.37,84,101463,{"$f":"'Honolulu TMY 3'!$D$5","v":2019},"07","27","16","07/27/2019 16:00","2019-07-27T06:00:00",77.738]
["20070727:1700",25.44,80.02,142,456.81,49,389.05,8.51,83,101510,{"$f":"'Honolulu TMY 3'!$D$5","v":2019},"07","27","17","07/27/2019 17:00","2019-07-27T07:00:00",77.792]
["20070727:2100",26.25,79.26,442,45.64,400,401.32,8.98,81,101553,{"$f":"'Honolulu TMY 3'!$D$5","v":2019},"07","27","21","07/27/2019 21:00","2019-07-27T11:00:00",79.25]
["20070728:0000",26.42,82.79,492,61.51,434,409.77,9.65,77,101493,{"$f":"'Honolulu TMY 3'!$D$5","v":2019},"07","28","00","07/28/2019 00:00","2019-07-27T14:00:00",79.55600000000001]
["20070728:0300",25.97,87.55,332,302.88,186,410.75,10.58,74,101480,{"$f":"'Honolulu TMY 3'!$D$5","v":2019},"07","28","03","07/28/2019 03:00","2019-07-27T17:00:00",78.74600000000001]
["20070728:0700",25.61,90.34,0,{"v":0,"d":"0.00"},0,414.15,10.84,77,101660,{"$f":"'Honolulu TMY 3'!$D$5","v":2019},"07","28","07","07/28/2019 07:00","2019-07-27T21:00:00",78.098]
["20070728:1000",25.33,91.58,0,{"v":0,"d":"0.00"},0,{"v":418,"d":"418.00"},10.03,79,101676,{"$f":"'Honolulu TMY 3'!$D$5","v":2019},"07","28","10","07/28/2019 10:00","2019-07-28",77.594]
["20070728:1400",24.63,90.21,0,{"v":0,"d":"0.00"},0,{"v":422.2,"d":"422.20"},9.99,77,101610,{"$f":"'Honolulu TMY 3'!$D$5","v":2019},"07","28","14","07/28/2019 14:00","2019-07-28T04:00:00",76.334]
["20070728:1800",{"v":24.8,"d":"24.80"},87.63,367,686.69,74,417.78,9.65,76,101716,{"$f":"'Honolulu TMY 3'!$D$5","v":2019},"07","28","18","07/28/2019 18:00","2019-07-28T08:00:00",76.64]
["20070728:2100",25.12,{"v":85.3,"d":"85.30"},925,892.43,104,415.98,9.14,74,101726,{"$f":"'Honolulu TMY 3'!$D$5","v":2019},"07","28","21","07/28/2019 21:00","2019-07-28T11:00:00",77.21600000000001]
["20070728:2200",25.26,84.72,855,436.64,424,414.62,9.03,73,101703,{"$f":"'Honolulu TMY 3'!$D$5","v":2019},"07","28","22","07/28/2019 22:00","2019-07-28T12:00:00",77.468]
["20070729:0100",25.59,80.83,830,875.18,100,403.78,8.76,63,101606,{"$f":"'Honolulu TMY 3'!$D$5","v":2019},"07","29","01","07/29/2019 01:00","2019-07-28T15:00:00",78.062]
["20070729:0400",25.57,80.32,202,556.73,57,400.52,9.15,63,101576,{"$f":"'Honolulu TMY 3'!$D$5","v":2019},"07","29","04","07/29/2019 04:00","2019-07-28T18:00:00",78.02600000000001]
["20070729:0800",{"v":25.3,"d":"25.30"},81.86,0,{"v":0,"d":"0.00"},0,398.35,9.17,71,101640,{"$f":"'Honolulu TMY 3'!$D$5","v":2019},"07","29","08","07/29/2019 08:00","2019-07-28T22:00:00",77.53999999999999]
["20070729:1100",25.19,82.94,0,{"v":0,"d":"0.00"},0,{"v":396.9,"d":"396.90"},8.14,74,101520,{"$f":"'Honolulu TMY 3'!$D$5","v":2019},"07","29","11","07/29/2019 11:00","2019-07-29T01:00:00",77.34200000000001]
["20070729:1600",24.98,81.38,0,{"v":0,"d":"0.00"},0,{"v":401.8,"d":"401.80"},{"v":6.8,"d":"6.80"},72,101427,{"$f":"'Honolulu TMY 3'!$D$5","v":2019},"07","29","16","07/29/2019 16:00","2019-07-29T06:00:00",76.964]
["20070729:1900",25.18,80.68,588,794.58,88,400.58,6.11,74,101447,{"$f":"'Honolulu TMY 3'!$D$5","v":2019},"07","29","19","07/29/2019 19:00","2019-07-29T09:00:00",77.324]
["20070729:2200",25.64,80.06,997,902.84,106,{"v":398.7,"d":"398.70"},{"v":5.4,"d":"5.40"},72,101377,{"$f":"'Honolulu TMY 3'!$D$5","v":2019},"07","29","22","07/29/2019 22:00","2019-07-29T12:00:00",78.152]
["20070729:2300",25.79,79.91,858,429.28,431,{"v":397.8,"d":"397.80"},5.17,70,101340,{"$f":"'Honolulu TMY 3'!$D$5","v":2019},"07","29","23","07/29/2019 23:00","2019-07-29T13:00:00",78.422]
["20070730:0200",25.29,{"v":80.9,"d":"80.90"},640,812.25,91,{"v":394.3,"d":"394.30"},5.06,56,101230,{"$f":"'Honolulu TMY 3'!$D$5","v":2019},"07","30","02","07/30/2019 02:00","2019-07-29T16:00:00",77.52199999999999]
["20070730:0600",25.14,81.91,0,{"v":0,"d":"0.00"},0,394.53,5.67,71,101260,{"$f":"'Honolulu TMY 3'!$D$5","v":2019},"07","30","06","07/30/2019 06:00","2019-07-29T20:00:00",77.25200000000001]
["20070730:0800",25.04,82.35,0,{"v":0,"d":"0.00"},0,{"v":393.6,"d":"393.60"},5.85,79,101300,{"$f":"'Honolulu TMY 3'!$D$5","v":2019},"07","30","08","07/30/2019 08:00","2019-07-29T22:00:00",77.072]
["20070730:1300",{"v":24.9,"d":"24.90"},80.59,0,{"v":0,"d":"0.00"},0,398.73,4.82,109,101103,{"$f":"'Honolulu TMY 3'!$D$5","v":2019},"07","30","13","07/30/2019 13:00","2019-07-30T03:00:00",76.82]
["20070730:1700",24.78,78.42,94,{"v":120,"d":"120.00"},70,401.55,4.74,144,101190,{"$f":"'Honolulu TMY 3'!$D$5","v":2019},{"$f":"MID(A5075,5,2)","v":"07"},{"$f":"MID(A5075,7,2)","v":"30"},{"$f":"MID(A5075,10,2)","v":"17"},{"$f":"L5075&\"/\"&M5075&\"/\"&K5075&\" \"&N5075&\":00\"","v":"07/30/2019 17:00"},{"$f":"(DATEVALUE(O5075)+TIMEVALUE(O5075))+($P$16/24)","v":"2019-07-30T07:00:00"},{"$f":"((9/5)*B5075)+32","v":76.60400000000001}]
["20070730:2000",24.73,78.51,773,847.83,97,400.15,5.06,163,101260,{"$f":"'Honolulu TMY 3'!$D$5","v":2019},"07","30","20","07/30/2019 20:00","2019-07-30T10:00:00",76.51400000000001]
["20070730:2300",24.86,80.13,857,531.95,328,395.65,4.79,176,101240,{"$f":"'Honolulu TMY 3'!$D$5","v":2019},"07","30","23","07/30/2019 23:00","2019-07-30T13:00:00",76.74799999999999]
["20070731:0000",24.95,79.33,805,{"v":438.5,"d":"438.50"},392,395.47,{"v":4.1,"d":"4.10"},175,101217,{"$f":"'Honolulu TMY 3'!$D$5","v":2019},"07","31","00","07/31/2019 00:00","2019-07-30T14:00:00",76.91]
["20070731:0300",25.08,78.11,421,718.49,77,{"v":394.9,"d":"394.90"},{"v":2.4,"d":"2.40"},167,101197,{"$f":"'Honolulu TMY 3'!$D$5","v":2019},"07","31","03","07/31/2019 03:00","2019-07-30T17:00:00",77.144]
["20070731:0900",25.07,78.29,0,{"v":0,"d":"0.00"},0,400.58,3.01,123,101337,{"$f":"'Honolulu TMY 3'!$D$5","v":2019},"07","31","09","07/31/2019 09:00","2019-07-30T23:00:00",77.126]
["20070731:1100",25.28,{"v":78.5,"d":"78.50"},0,{"v":0,"d":"0.00"},0,403.75,3.52,130,101290,{"$f":"'Honolulu TMY 3'!$D$5","v":2019},"07","31","11","07/31/2019 11:00","2019-07-31T01:00:00",77.504]
["20070731:1400",25.69,77.42,0,{"v":0,"d":"0.00"},0,415.05,3.53,135,101230,{"$f":"'Honolulu TMY 3'!$D$5","v":2019},"07","31","14","07/31/2019 14:00","2019-07-31T04:00:00",78.242]
["20070731:1800",25.71,80.27,28,{"v":0,"d":"0.00"},28,408.85,4.22,141,101420,{"$f":"'Honolulu TMY 3'!$D$5","v":2019},"07","31","18","07/31/2019 18:00","2019-07-31T08:00:00",78.278]
["20070731:2100",25.64,80.01,767,419.94,381,403.83,{"v":4.1,"d":"4.10"},142,101466,{"$f":"'Honolulu TMY 3'!$D$5","v":2019},"07","31","21","07/31/2019 21:00","2019-07-31T11:00:00",78.152]
["20070731:2200",25.61,79.93,804,359.87,449,402.15,4.06,140,101453,{"$f":"'Honolulu TMY 3'!$D$5","v":2019},"07","31","22","07/31/2019 22:00","2019-07-31T12:00:00",78.098]
["20130801:0100",25.53,79.67,491,111.73,398,397.12,3.94,126,101440,{"$f":"'Honolulu TMY 3'!$D$5","v":2019},"08","01","01","08/01/2019 01:00","2019-07-31T15:00:00",77.95400000000001]
["20130801:0600",{"v":25.4,"d":"25.40"},79.23,0,{"v":0,"d":"0.00"},0,388.74,3.75,88,101580,{"$f":"'Honolulu TMY 3'!$D$5","v":2019},"08","01","06","08/01/2019 06:00","2019-07-31T20:00:00",77.72]
["20130801:0900",25.69,78.91,0,{"v":0,"d":"0.00"},0,395.37,5.96,95,101603,{"$f":"'Honolulu TMY 3'!$D$5","v":2019},"08","01","09","08/01/2019 09:00","2019-07-31T23:00:00",78.242]
["20130801:1200",26.03,79.27,0,{"v":0,"d":"0.00"},0,{"v":396.9,"d":"396.90"},6.13,98,101530,{"$f":"'Honolulu TMY 3'!$D$5","v":2019},"08","01","12","08/01/2019 12:00","2019-08-01T02:00:00",78.85400000000001]
["20130801:1500",25.97,79.74,0,{"v":0,"d":"0.00"},0,{"v":396,"d":"396.00"},6.23,90,101573,{"$f":"'Honolulu TMY 3'!$D$5","v":2019},"08","01","15","08/01/2019 15:00","2019-08-01T05:00:00",78.74600000000001]
["20130801:1900",26.12,80.65,590,800.05,88,390.37,6.97,93,101713,{"$f":"'Honolulu TMY 3'!$D$5","v":2019},"08","01","19","08/01/2019 19:00","2019-08-01T09:00:00",79.016]
["20130801:2200",26.54,79.59,{"v":1001,"d":"1,001"},906.49,107,385.68,6.94,88,101706,{"$f":"'Honolulu TMY 3'!$D$5","v":2019},"08","01","22","08/01/2019 22:00","2019-08-01T12:00:00",79.77199999999999]
["20130801:2300",{"v":26.7,"d":"26.70"},79.08,{"v":1009,"d":"1,009"},907.53,107,{"v":384.5,"d":"384.50"},6.92,86,101690,{"$f":"'Honolulu TMY 3'!$D$5","v":2019},"08","01","23","08/01/2019 23:00","2019-08-01T13:00:00",80.06]
["20130802:0300",25.99,82.22,422,724.36,77,386.77,8.07,63,101656,{"$f":"'Honolulu TMY 3'!$D$5","v":2019},"08","02","03","08/02/2019 03:00","2019-08-01T17:00:00",78.782]
["20130802:0600",26.02,82.87,0,{"v":0,"d":"0.00"},0,395.03,9.64,71,101750,{"$f":"'Honolulu TMY 3'!$D$5","v":2019},"08","02","06","08/02/2019 06:00","2019-08-01T20:00:00",78.836]
["20130802:1000",26.01,{"v":83.7,"d":"83.70"},0,{"v":0,"d":"0.00"},0,{"v":401,"d":"401.00"},9.69,78,101763,{"$f":"'Honolulu TMY 3'!$D$5","v":2019},"08","02","10","08/02/2019 10:00","2019-08-02",78.81800000000001]
["20130802:1300",25.81,83.88,0,{"v":0,"d":"0.00"},0,399.48,9.48,79,101716,{"$f":"'Honolulu TMY 3'!$D$5","v":2019},"08","02","13","08/02/2019 13:00","2019-08-02T03:00:00",78.458]
["20130802:1600",25.64,83.85,0,{"v":0,"d":"0.00"},0,{"v":397.5,"d":"397.50"},9.49,79,101770,{"$f":"'Honolulu TMY 3'!$D$5","v":2019},"08","02","16","08/02/2019 16:00","2019-08-02T06:00:00",78.152]
["20130802:2000",25.85,83.17,451,110.53,363,{"v":408.1,"d":"408.10"},9.38,80,101870,{"$f":"'Honolulu TMY 3'!$D$5","v":2019},"08","02","20","08/02/2019 20:00","2019-08-02T10:00:00",78.53]
["20130802:2300",26.26,82.33,833,402.58,433,406.85,9.46,77,101780,{"$f":"'Honolulu TMY 3'!$D$5","v":2019},"08","02","23","08/02/2019 23:00","2019-08-02T13:00:00",79.268]
["20130803:0000",26.22,82.46,942,891.05,104,{"v":404.3,"d":"404.30"},9.46,74,101750,{"$f":"'Honolulu TMY 3'!$D$5","v":2019},"08","03","00","08/03/2019 00:00","2019-08-02T14:00:00",79.196]
["20130803:0400",26.18,83.62,90,11.87,87,397.73,10.45,70,101736,{"$f":"'Honolulu TMY 3'!$D$5","v":2019},"08","03","04","08/03/2019 04:00","2019-08-02T18:00:00",79.124]
["20130803:0700",26.01,84.56,0,{"v":0,"d":"0.00"},0,{"v":397.8,"d":"397.80"},11.02,75,101813,{"$f":"'Honolulu TMY 3'!$D$5","v":2019},"08","03","07","08/03/2019 07:00","2019-08-02T21:00:00",78.81800000000001]
["20130803:1100",25.82,85.95,0,{"v":0,"d":"0.00"},0,{"v":395.3,"d":"395.30"},10.69,78,101690,{"$f":"'Honolulu TMY 3'!$D$5","v":2019},"08","03","11","08/03/2019 11:00","2019-08-03T01:00:00",78.476]
["20130803:1400",25.53,87.25,0,{"v":0,"d":"0.00"},0,{"v":397.5,"d":"397.50"},{"v":10.1,"d":"10.10"},76,101630,{"$f":"'Honolulu TMY 3'!$D$5","v":2019},"08","03","14","08/03/2019 14:00","2019-08-03T04:00:00",77.95400000000001]
["20130803:1800",25.36,87.17,362,685.63,73,414.75,10.14,73,101776,{"$f":"'Honolulu TMY 3'!$D$5","v":2019},"08","03","18","08/03/2019 18:00","2019-08-03T08:00:00",77.648]
["20130803:2100",25.71,84.73,783,447.55,372,419.72,10.34,71,101766,{"$f":"'Honolulu TMY 3'!$D$5","v":2019},"08","03","21","08/03/2019 21:00","2019-08-03T11:00:00",78.278]
["20130804:0100",25.74,83.38,818,{"v":866.1,"d":"866.10"},99,397.68,10.23,62,101626,{"$f":"'Honolulu TMY 3'!$D$5","v":2019},"08","04","01","08/04/2019 01:00","2019-08-03T15:00:00",78.332]
["20130804:0200",25.61,83.91,251,19.37,238,{"v":389.5,"d":"389.50"},10.14,60,101600,{"$f":"'Honolulu TMY 3'!$D$5","v":2019},"08","04","02","08/04/2019 02:00","2019-08-03T16:00:00",78.098]
["20130804:0500",25.33,84.32,8,{"v":0,"d":"0.00"},8,398.05,10.99,60,101670,{"$f":"'Honolulu TMY 3'!$D$5","v":2019},"08","04","05","08/04/2019 05:00","2019-08-03T19:00:00",77.594]
["20130804:0800",24.88,83.83,0,{"v":0,"d":"0.00"},0,{"v":404.7,"d":"404.70"},10.74,62,101740,{"$f":"'Honolulu TMY 3'!$D$5","v":2019},"08","04","08","08/04/2019 08:00","2019-08-03T22:00:00",76.78399999999999]
["20130804:1200",{"v":24.9,"d":"24.90"},82.69,0,{"v":0,"d":"0.00"},0,399.37,10.23,67,101553,{"$f":"'Honolulu TMY 3'!$D$5","v":2019},"08","04","12","08/04/2019 12:00","2019-08-04T02:00:00",76.82]
["20130804:1500",24.94,81.75,0,{"v":0,"d":"0.00"},0,394.82,{"v":10.4,"d":"10.40"},72,101550,{"$f":"'Honolulu TMY 3'!$D$5","v":2019},"08","04","15","08/04/2019 15:00","2019-08-04T05:00:00",76.892]
["20130804:1900",25.13,78.87,591,803.89,88,392.32,10.61,74,101610,{"$f":"'Honolulu TMY 3'!$D$5","v":2019},"08","04","19","08/04/2019 19:00","2019-08-04T09:00:00",77.23400000000001]
["20130804:2200",{"v":25.6,"d":"25.60"},77.01,830,409.99,426,385.15,10.63,72,101536,{"$f":"'Honolulu TMY 3'!$D$5","v":2019},"08","04","22","08/04/2019 22:00","2019-08-04T12:00:00",78.08000000000001]
["20130805:0200",25.51,77.79,642,823.96,90,{"v":384,"d":"384.00"},10.06,66,101400,{"$f":"'Honolulu TMY 3'!$D$5","v":2019},"08","05","02","08/05/2019 02:00","2019-08-04T16:00:00",77.918]
["20130805:0300",25.52,{"v":78.1,"d":"78.10"},356,415.23,160,384.33,10.32,67,101427,{"$f":"'Honolulu TMY 3'!$D$5","v":2019},"08","05","03","08/05/2019 03:00","2019-08-04T17:00:00",77.936]
["20130805:0600",25.53,78.55,0,{"v":0,"d":"0.00"},0,385.67,10.78,71,101513,{"$f":"'Honolulu TMY 3'!$D$5","v":2019},"08","05","06","08/05/2019 06:00","2019-08-04T20:00:00",77.95400000000001]
["20130805:0900",25.54,78.24,0,{"v":0,"d":"0.00"},0,389.03,10.49,78,101536,{"$f":"'Honolulu TMY 3'!$D$5","v":2019},"08","05","09","08/05/2019 09:00","2019-08-04T23:00:00",77.97200000000001]
["20130805:1300",25.43,82.06,0,{"v":0,"d":"0.00"},0,{"v":400.8,"d":"400.80"},10.03,84,101383,{"$f":"'Honolulu TMY 3'!$D$5","v":2019},"08","05","13","08/05/2019 13:00","2019-08-05T03:00:00",77.774]
["20130805:1600",25.35,85.45,0,{"v":0,"d":"0.00"},0,409.58,9.99,88,101417,{"$f":"'Honolulu TMY 3'!$D$5","v":2019},"08","05","16","08/05/2019 16:00","2019-08-05T06:00:00",77.63]
["20130805:1900",25.56,87.98,579,787.03,87,416.95,9.62,90,101516,{"$f":"'Honolulu TMY 3'!$D$5","v":2019},"08","05","19","08/05/2019 19:00","2019-08-05T09:00:00",78.008]
["20130806:0000",25.58,90.99,490,61.79,432,416.67,{"v":9,"d":"9.00"},84,101473,{"$f":"'Honolulu TMY 3'!$D$5","v":2019},"08","06","00","08/06/2019 00:00","2019-08-05T14:00:00",78.044]
["20130806:0300",25.37,90.25,172,{"v":17,"d":"17.00"},164,{"v":411.3,"d":"411.30"},9.43,81,101453,{"$f":"'Honolulu TMY 3'!$D$5","v":2019},"08","06","03","08/06/2019 03:00","2019-08-05T17:00:00",77.666]
["20130806:0400",25.42,89.61,184,521.87,55,{"v":411.5,"d":"411.50"},{"v":9.7,"d":"9.70"},81,101486,{"$f":"'Honolulu TMY 3'!$D$5","v":2019},"08","06","04","08/06/2019 04:00","2019-08-05T18:00:00",77.756]
["20130806:0700",25.31,86.97,0,{"v":0,"d":"0.00"},0,413.73,9.87,85,101593,{"$f":"'Honolulu TMY 3'!$D$5","v":2019},"08","06","07","08/06/2019 07:00","2019-08-05T21:00:00",77.55799999999999]
["20130806:1100",25.41,{"v":86.6,"d":"86.60"},0,{"v":0,"d":"0.00"},0,412.35,{"v":9.6,"d":"9.60"},88,101560,{"$f":"'Honolulu TMY 3'!$D$5","v":2019},"08","06","11","08/06/2019 11:00","2019-08-06T01:00:00",77.738]
["20130806:1400",25.35,86.78,0,{"v":0,"d":"0.00"},0,407.85,{"v":8.9,"d":"8.90"},81,101510,{"$f":"'Honolulu TMY 3'!$D$5","v":2019},"08","06","14","08/06/2019 14:00","2019-08-06T04:00:00",77.63]
["20130806:1600",25.16,{"v":86.9,"d":"86.90"},0,{"v":0,"d":"0.00"},0,408.68,9.16,83,101590,{"$f":"'Honolulu TMY 3'!$D$5","v":2019},"08","06","16","08/06/2019 16:00","2019-08-06T06:00:00",77.28800000000001]
["20130806:2200",25.45,86.02,992,899.73,106,410.37,8.88,80,101673,{"$f":"'Honolulu TMY 3'!$D$5","v":2019},"08","06","22","08/06/2019 22:00","2019-08-06T12:00:00",77.81]
["20130807:0100",25.51,84.91,813,864.07,98,403.03,8.68,71,101570,{"$f":"'Honolulu TMY 3'!$D$5","v":2019},"08","07","01","08/07/2019 01:00","2019-08-06T15:00:00",77.918]
["20130807:0400",{"v":25.4,"d":"25.40"},85.26,186,534.24,55,399.93,9.32,70,101576,{"$f":"'Honolulu TMY 3'!$D$5","v":2019},"08","07","04","08/07/2019 04:00","2019-08-06T18:00:00",77.72]
["20130807:0500",25.36,85.65,0,{"v":0,"d":"0.00"},0,{"v":399.9,"d":"399.90"},9.68,71,101600,{"$f":"'Honolulu TMY 3'!$D$5","v":2019},"08","07","05","08/07/2019 05:00","2019-08-06T19:00:00",77.648]
["20130807:0800",25.06,86.46,0,{"v":0,"d":"0.00"},0,399.85,9.81,79,101720,{"$f":"'Honolulu TMY 3'!$D$5","v":2019},"08","07","08","08/07/2019 08:00","2019-08-06T22:00:00",77.108]
["20130807:1200",24.94,83.78,0,{"v":0,"d":"0.00"},0,399.63,8.72,85,101603,{"$f":"'Honolulu TMY 3'!$D$5","v":2019},"08","07","12","08/07/2019 12:00","2019-08-07T02:00:00",76.892]
["20130807:1700",25.06,79.49,134,455.72,47,396.75,7.74,88,101690,{"$f":"'Honolulu TMY 3'!$D$5","v":2019},{"$f":"MID(A5267,5,2)","v":"08"},{"$f":"MID(A5267,7,2)","v":"07"},{"$f":"MID(A5267,10,2)","v":"17"},{"$f":"L5267&\"/\"&M5267&\"/\"&K5267&\" \"&N5267&\":00\"","v":"08/07/2019 17:00"},{"$f":"(DATEVALUE(O5267)+TIMEVALUE(O5267))+($P$16/24)","v":"2019-08-07T07:00:00"},{"$f":"((9/5)*B5267)+32","v":77.108}]
["20130807:1900",25.29,78.37,587,799.67,88,393.48,7.72,89,101730,{"$f":"'Honolulu TMY 3'!$D$5","v":2019},"08","07","19","08/07/2019 19:00","2019-08-07T09:00:00",77.52199999999999]
["20130807:2300",25.83,77.14,{"v":1007,"d":"1,007"},{"v":908.7,"d":"908.70"},106,390.45,7.66,85,101650,{"$f":"'Honolulu TMY 3'!$D$5","v":2019},"08","07","23","08/07/2019 23:00","2019-08-07T13:00:00",78.494]
["20130808:0200",25.63,80.15,634,816.66,90,{"v":399.2,"d":"399.20"},7.17,74,101490,{"$f":"'Honolulu TMY 3'!$D$5","v":2019},"08","08","02","08/08/2019 02:00","2019-08-07T16:00:00",78.134]
["20130808:0300",25.58,80.77,415,723.51,77,397.68,7.64,76,101506,{"$f":"'Honolulu TMY 3'!$D$5","v":2019},"08","08","03","08/08/2019 03:00","2019-08-07T17:00:00",78.044]
["20130808:0600",25.42,82.06,0,{"v":0,"d":"0.00"},0,393.97,8.61,81,101583,{"$f":"'Honolulu TMY 3'!$D$5","v":2019},"08","08","06","08/08/2019 06:00","2019-08-07T20:00:00",77.756]
["20130808:1000",25.34,82.48,0,{"v":0,"d":"0.00"},0,392.37,8.32,92,101590,{"$f":"'Honolulu TMY 3'!$D$5","v":2019},"08","08","10","08/08/2019 10:00","2019-08-08",77.612]
["20130808:1400",25.22,82.33,0,{"v":0,"d":"0.00"},0,394.35,7.96,91,101510,{"$f":"'Honolulu TMY 3'!$D$5","v":2019},"08","08","14","08/08/2019 14:00","2019-08-08T04:00:00",77.396]
["20130808:1700",25.06,82.49,133,453.05,47,{"v":388.3,"d":"388.30"},7.94,93,101600,{"$f":"'Honolulu TMY 3'!$D$5","v":2019},"08","08","17","08/08/2019 17:00","2019-08-08T07:00:00",77.108]
["20130808:2000",25.25,81.77,780,{"v":860.5,"d":"860.50"},97,{"v":379.4,"d":"379.40"},7.41,90,101670,{"$f":"'Honolulu TMY 3'!$D$5","v":2019},"08","08","20","08/08/2019 20:00","2019-08-08T10:00:00",77.45]
["20130809:0000",25.73,80.31,946,899.08,104,375.47,{"v":7.6,"d":"7.60"},78,101553,{"$f":"'Honolulu TMY 3'!$D$5","v":2019},"08","09","00","08/09/2019 00:00","2019-08-08T14:00:00",78.314]
["20130809:0300",25.88,{"v":78.8,"d":"78.80"},415,726.24,77,379.12,{"v":8.5,"d":"8.50"},74,101496,{"$f":"'Honolulu TMY 3'!$D$5","v":2019},"08","09","03","08/09/2019 03:00","2019-08-08T17:00:00",78.584]
["20130809:0400",25.85,78.95,183,535.18,54,379.53,{"v":9.1,"d":"9.10"},75,101513,{"$f":"'Honolulu TMY 3'!$D$5","v":2019},"08","09","04","08/09/2019 04:00","2019-08-08T18:00:00",78.53]
["20130809:0700",{"v":25.6,"d":"25.60"},79.99,0,{"v":0,"d":"0.00"},0,382.28,9.81,79,101610,{"$f":"'Honolulu TMY 3'!$D$5","v":2019},"08","09","07","08/09/2019 07:00","2019-08-08T21:00:00",78.08000000000001]
["20130809:1100",25.46,81.15,0,{"v":0,"d":"0.00"},0,{"v":386.9,"d":"386.90"},9.01,86,101570,{"$f":"'Honolulu TMY 3'!$D$5","v":2019},"08","09","11","08/09/2019 11:00","2019-08-09T01:00:00",77.828]
["20130809:1500",25.31,81.82,0,{"v":0,"d":"0.00"},0,396.67,8.17,88,101566,{"$f":"'Honolulu TMY 3'!$D$5","v":2019},"08","09","15","08/09/2019 15:00","2019-08-09T05:00:00",77.55799999999999]
["20130809:1800",25.32,{"v":81.5,"d":"81.50"},362,693.57,73,393.48,8.38,88,101663,{"$f":"'Honolulu TMY 3'!$D$5","v":2019},"08","09","18","08/09/2019 18:00","2019-08-09T08:00:00",77.576]
["20130809:2100",{"v":25.6,"d":"25.60"},80.76,578,134.23,455,387.25,8.71,82,101683,{"$f":"'Honolulu TMY 3'!$D$5","v":2019},"08","09","21","08/09/2019 21:00","2019-08-09T11:00:00",78.08000000000001]
["20130810:0100",{"v":25.8,"d":"25.80"},81.15,817,872.26,98,383.25,8.69,71,101503,{"$f":"'Honolulu TMY 3'!$D$5","v":2019},"08","10","01","08/10/2019 01:00","2019-08-09T15:00:00",78.44]
["20130810:0400",25.66,82.95,181,531.72,54,388.48,9.33,70,101493,{"$f":"'Honolulu TMY 3'!$D$5","v":2019},"08","10","04","08/10/2019 04:00","2019-08-09T18:00:00",78.188]
["20130810:0800",25.27,83.24,0,{"v":0,"d":"0.00"},0,{"v":397.1,"d":"397.10"},9.77,80,101650,{"$f":"'Honolulu TMY 3'!$D$5","v":2019},"08","10","08","08/10/2019 08:00","2019-08-09T22:00:00",77.48599999999999]
["20130810:0900",25.29,83.35,0,{"v":0,"d":"0.00"},0,396.17,9.47,82,101616,{"$f":"'Honolulu TMY 3'!$D$5","v":2019},{"$f":"MID(A5331,5,2)","v":"08"},{"$f":"MID(A5331,7,2)","v":"10"},{"$f":"MID(A5331,10,2)","v":"09"},{"$f":"L5331&\"/\"&M5331&\"/\"&K5331&\" \"&N5331&\":00\"","v":"08/10/2019 09:00"},{"$f":"(DATEVALUE(O5331)+TIMEVALUE(O5331))+($P$16/24)","v":"2019-08-09T23:00:00"},{"$f":"((9/5)*B5331)+32","v":77.52199999999999}]
["20130810:1200",25.36,83.03,0,{"v":0,"d":"0.00"},0,395.87,8.21,87,101526,{"$f":"'Honolulu TMY 3'!$D$5","v":2019},"08","10","12","08/10/2019 12:00","2019-08-10T02:00:00",77.648]
["20130810:1600",{"v":25.4,"d":"25.40"},82.03,0,{"v":0,"d":"0.00"},0,395.33,6.88,86,101540,{"$f":"'Honolulu TMY 3'!$D$5","v":2019},"08","10","16","08/10/2019 16:00","2019-08-10T06:00:00",77.72]
["20130810:1900",25.52,82.46,587,803.43,87,389.67,7.13,84,101583,{"$f":"'Honolulu TMY 3'!$D$5","v":2019},"08","10","19","08/10/2019 19:00","2019-08-10T09:00:00",77.936]
["20130810:2300",25.85,83.21,{"v":1011,"d":"1,011"},914.26,106,383.75,7.67,77,101490,{"$f":"'Honolulu TMY 3'!$D$5","v":2019},"08","10","23","08/10/2019 23:00","2019-08-10T13:00:00",78.53]
["20130811:0200",25.67,80.42,208,9.07,202,{"v":386.2,"d":"386.20"},8.54,70,101310,{"$f":"'Honolulu TMY 3'!$D$5","v":2019},"08","11","02","08/11/2019 02:00","2019-08-10T16:00:00",78.206]
["20130811:0500",25.72,81.48,0,{"v":0,"d":"0.00"},0,392.85,9.26,74,101380,{"$f":"'Honolulu TMY 3'!$D$5","v":2019},"08","11","05","08/11/2019 05:00","2019-08-10T19:00:00",78.29599999999999]
["20130811:0700",25.56,81.93,0,{"v":0,"d":"0.00"},0,394.38,9.02,78,101440,{"$f":"'Honolulu TMY 3'!$D$5","v":2019},"08","11","07","08/11/2019 07:00","2019-08-10T21:00:00",78.008]
["20130811:1000",25.43,82.58,0,{"v":0,"d":"0.00"},0,393.28,8.45,84,101397,{"$f":"'Honolulu TMY 3'!$D$5","v":2019},"08","11","10","08/11/2019 10:00","2019-08-11",77.774]
["20130811:1300",25.21,{"v":81.9,"d":"81.90"},0,{"v":0,"d":"0.00"},0,392.18,8.58,88,101313,{"$f":"'Honolulu TMY 3'!$D$5","v":2019},"08","11","13","08/11/2019 13:00","2019-08-11T03:00:00",77.378]
["20130811:1700",25.12,79.53,45,{"v":0,"d":"0.00"},45,{"v":389,"d":"389.00"},8.57,89,101400,{"$f":"'Honolulu TMY 3'!$D$5","v":2019},"08","11","17","08/11/2019 17:00","2019-08-11T07:00:00",77.21600000000001]
["20130811:2000",25.39,77.89,618,341.97,347,380.15,8.03,86,101440,{"$f":"'Honolulu TMY 3'!$D$5","v":2019},"08","11","20","08/11/2019 20:00","2019-08-11T10:00:00",77.702]
["20130812:0000",25.82,{"v":77.8,"d":"77.80"},943,899.44,103,{"v":380.7,"d":"380.70"},7.98,77,101317,{"$f":"'Honolulu TMY 3'!$D$5","v":2019},"08","12","00","08/12/2019 00:00","2019-08-11T14:00:00",78.476]
["20130812:0200",25.83,78.19,629,817.99,89,{"v":386.7,"d":"386.70"},7.93,77,101230,{"$f":"'Honolulu TMY 3'!$D$5","v":2019},"08","12","02","08/12/2019 02:00","2019-08-11T16:00:00",78.494]
["20130812:0700",25.59,79.29,0,{"v":0,"d":"0.00"},0,396.28,9.02,83,101373,{"$f":"'Honolulu TMY 3'!$D$5","v":2019},"08","12","07","08/12/2019 07:00","2019-08-11T21:00:00",78.062]
["20130812:0800",25.53,79.48,0,{"v":0,"d":"0.00"},0,399.25,9.08,85,101410,{"$f":"'Honolulu TMY 3'!$D$5","v":2019},"08","12","08","08/12/2019 08:00","2019-08-11T22:00:00",77.95400000000001]
["20130812:1100",{"v":25.6,"d":"25.60"},80.11,0,{"v":0,"d":"0.00"},0,395.65,8.39,88,101310,{"$f":"'Honolulu TMY 3'!$D$5","v":2019},"08","12","11","08/12/2019 11:00","2019-08-12T01:00:00",78.08000000000001]
["20130812:1400",25.24,78.18,0,{"v":0,"d":"0.00"},0,{"v":394.7,"d":"394.70"},7.09,87,101300,{"$f":"'Honolulu TMY 3'!$D$5","v":2019},"08","12","14","08/12/2019 14:00","2019-08-12T04:00:00",77.43199999999999]
["20130812:1800",25.39,76.54,360,694.98,72,{"v":392.4,"d":"392.40"},6.97,87,101420,{"$f":"'Honolulu TMY 3'!$D$5","v":2019},"08","12","18","08/12/2019 18:00","2019-08-12T08:00:00",77.702]
["20130812:2100",25.64,76.04,926,899.32,103,389.87,6.51,87,101417,{"$f":"'Honolulu TMY 3'!$D$5","v":2019},"08","12","21","08/12/2019 21:00","2019-08-12T11:00:00",78.152]
["20130812:2300",25.91,75.73,{"v":1012,"d":"1,012"},916.46,106,{"v":387.4,"d":"387.40"},6.04,81,101370,{"$f":"'Honolulu TMY 3'!$D$5","v":2019},"08","12","23","08/12/2019 23:00","2019-08-12T13:00:00",78.638]
["20130813:0500",25.78,75.84,0,{"v":0,"d":"0.00"},0,{"v":386.7,"d":"386.70"},{"v":7.5,"d":"7.50"},66,101390,{"$f":"'Honolulu TMY 3'!$D$5","v":2019},"08","13","05","08/13/2019 05:00","2019-08-12T19:00:00",78.404]
["20130813:0800",25.59,78.18,0,{"v":0,"d":"0.00"},0,{"v":393.5,"d":"393.50"},7.52,79,101510,{"$f":"'Honolulu TMY 3'!$D$5","v":2019},"08","13","08","08/13/2019 08:00","2019-08-12T22:00:00",78.062]
["20130813:0900",25.61,78.39,0,{"v":0,"d":"0.00"},0,{"v":394.2,"d":"394.20"},7.27,84,101483,{"$f":"'Honolulu TMY 3'!$D$5","v":2019},"08","13","09","08/13/2019 09:00","2019-08-12T23:00:00",78.098]
["20130813:1200",25.65,78.42,0,{"v":0,"d":"0.00"},0,393.38,6.11,96,101400,{"$f":"'Honolulu TMY 3'!$D$5","v":2019},"08","13","12","08/13/2019 12:00","2019-08-13T02:00:00",78.17]
["20130813:1600",25.77,{"v":76.4,"d":"76.40"},0,{"v":0,"d":"0.00"},0,387.02,5.18,99,101420,{"$f":"'Honolulu TMY 3'!$D$5","v":2019},"08","13","16","08/13/2019 16:00","2019-08-13T06:00:00",78.386]
["20130813:1900",26.07,75.28,585,802.34,87,385.12,5.62,94,101493,{"$f":"'Honolulu TMY 3'!$D$5","v":2019},"08","13","19","08/13/2019 19:00","2019-08-13T09:00:00",78.926]
["20130814:0000",26.44,75.83,941,899.22,103,383.95,5.92,78,101430,{"$f":"'Honolulu TMY 3'!$D$5","v":2019},"08","14","00","08/14/2019 00:00","2019-08-13T14:00:00",79.59200000000001]
["20130814:0300",{"v":26.1,"d":"26.10"},78.06,403,719.94,75,388.15,6.58,65,101397,{"$f":"'Honolulu TMY 3'!$D$5","v":2019},"08","14","03","08/14/2019 03:00","2019-08-13T17:00:00",78.98]
["20130814:0600",26.08,78.86,0,{"v":0,"d":"0.00"},0,393.35,7.39,73,101533,{"$f":"'Honolulu TMY 3'!$D$5","v":2019},"08","14","06","08/14/2019 06:00","2019-08-13T20:00:00",78.94399999999999]
["20130814:0900",26.09,79.88,0,{"v":0,"d":"0.00"},0,400.28,7.44,85,101583,{"$f":"'Honolulu TMY 3'!$D$5","v":2019},"08","14","09","08/14/2019 09:00","2019-08-13T23:00:00",78.962]
["20130814:1000",26.16,80.46,0,{"v":0,"d":"0.00"},0,402.02,7.29,89,101546,{"$f":"'Honolulu TMY 3'!$D$5","v":2019},"08","14","10","08/14/2019 10:00","2019-08-14",79.088]
["20130814:1300",26.02,83.66,0,{"v":0,"d":"0.00"},0,405.28,6.82,93,101483,{"$f":"'Honolulu TMY 3'!$D$5","v":2019},"08","14","13","08/14/2019 13:00","2019-08-14T03:00:00",78.836]
["20130814:1700",25.67,{"v":87.2,"d":"87.20"},126,441.16,45,405.55,6.57,99,101560,{"$f":"'Honolulu TMY 3'!$D$5","v":2019},"08","14","17","08/14/2019 17:00","2019-08-14T07:00:00",78.206]
["20130814:2100",26.11,85.74,662,230.79,451,{"v":402.3,"d":"402.30"},6.23,102,101606,{"$f":"'Honolulu TMY 3'!$D$5","v":2019},"08","14","21","08/14/2019 21:00","2019-08-14T11:00:00",78.99799999999999]
["20130815:0000",26.52,83.47,678,230.97,463,400.42,{"v":5.4,"d":"5.40"},89,101520,{"$f":"'Honolulu TMY 3'!$D$5","v":2019},"08","15","00","08/15/2019 00:00","2019-08-14T14:00:00",79.73599999999999]
["20130815:0400",26.56,83.23,167,506.91,52,400.78,6.34,74,101486,{"$f":"'Honolulu TMY 3'!$D$5","v":2019},"08","15","04","08/15/2019 04:00","2019-08-14T18:00:00",79.80799999999999]
["20130815:0700",26.43,84.82,0,{"v":0,"d":"0.00"},0,403.32,7.52,84,101596,{"$f":"'Honolulu TMY 3'!$D$5","v":2019},"08","15","07","08/15/2019 07:00","2019-08-14T21:00:00",79.574]
["20130815:0800",26.35,85.22,0,{"v":0,"d":"0.00"},0,{"v":404.5,"d":"404.50"},7.81,88,101640,{"$f":"'Honolulu TMY 3'!$D$5","v":2019},"08","15","08","08/15/2019 08:00","2019-08-14T22:00:00",79.43]
["20130815:1100",{"v":25.9,"d":"25.90"},83.37,0,{"v":0,"d":"0.00"},0,{"v":407.6,"d":"407.60"},{"v":7.6,"d":"7.60"},98,101550,{"$f":"'Honolulu TMY 3'!$D$5","v":2019},"08","15","11","08/15/2019 11:00","2019-08-15T01:00:00",78.62]
["20130815:1400",25.77,{"v":85.3,"d":"85.30"},0,{"v":0,"d":"0.00"},0,408.25,6.79,95,101510,{"$f":"'Honolulu TMY 3'!$D$5","v":2019},"08","15","14","08/15/2019 14:00","2019-08-15T04:00:00",78.386]
["20130815:1800",25.88,85.35,353,681.72,72,405.72,7.67,97,101670,{"$f":"'Honolulu TMY 3'!$D$5","v":2019},"08","15","18","08/15/2019 18:00","2019-08-15T08:00:00",78.584]
["20130815:2200",25.94,86.35,993,905.65,105,394.72,7.42,89,101650,{"$f":"'Honolulu TMY 3'!$D$5","v":2019},"08","15","22","08/15/2019 22:00","2019-08-15T12:00:00",78.69200000000001]
["20130816:0100",25.82,{"v":87.7,"d":"87.70"},805,866.03,98,391.83,7.14,73,101553,{"$f":"'Honolulu TMY 3'!$D$5","v":2019},"08","16","01","08/16/2019 01:00","2019-08-15T15:00:00",78.476]
["20130816:0500",25.41,{"v":90.5,"d":"90.50"},0,{"v":0,"d":"0.00"},0,{"v":398,"d":"398.00"},{"v":8.8,"d":"8.80"},69,101610,{"$f":"'Honolulu TMY 3'!$D$5","v":2019},"08","16","05","08/16/2019 05:00","2019-08-15T19:00:00",77.738]
["20130816:0800",24.53,93.13,0,{"v":0,"d":"0.00"},0,{"v":410.4,"d":"410.40"},8.98,77,101690,{"$f":"'Honolulu TMY 3'!$D$5","v":2019},"08","16","08","08/16/2019 08:00","2019-08-15T22:00:00",76.154]
["20130816:0900",24.49,92.68,0,{"v":0,"d":"0.00"},0,409.25,8.72,78,101650,{"$f":"'Honolulu TMY 3'!$D$5","v":2019},"08","16","09","08/16/2019 09:00","2019-08-15T23:00:00",76.082]
["20130816:1200",24.42,90.63,0,{"v":0,"d":"0.00"},0,{"v":404.8,"d":"404.80"},8.11,77,101556,{"$f":"'Honolulu TMY 3'!$D$5","v":2019},"08","16","12","08/16/2019 12:00","2019-08-16T02:00:00",75.956]
["20130816:1500",24.48,87.73,0,{"v":0,"d":"0.00"},0,403.33,8.02,73,101566,{"$f":"'Honolulu TMY 3'!$D$5","v":2019},"08","16","15","08/16/2019 15:00","2019-08-16T05:00:00",76.064]
["20130816:2000",24.74,83.38,781,865.61,97,415.15,8.07,76,101670,{"$f":"'Honolulu TMY 3'!$D$5","v":2019},"08","16","20","08/16/2019 20:00","2019-08-16T10:00:00",76.532]
["20130816:2300",25.29,81.25,{"v":1011,"d":"1,011"},918.31,106,{"v":409.7,"d":"409.70"},7.74,72,101580,{"$f":"'Honolulu TMY 3'!$D$5","v":2019},"08","16","23","08/16/2019 23:00","2019-08-16T13:00:00",77.52199999999999]
["20130817:0200",25.42,84.39,626,824.58,89,{"v":421,"d":"421.00"},7.92,61,101480,{"$f":"'Honolulu TMY 3'!$D$5","v":2019},"08","17","02","08/17/2019 02:00","2019-08-16T16:00:00",77.756]
["20130817:0600",25.14,{"v":85.8,"d":"85.80"},0,{"v":0,"d":"0.00"},0,414.07,8.92,69,101586,{"$f":"'Honolulu TMY 3'!$D$5","v":2019},"08","17","06","08/17/2019 06:00","2019-08-16T20:00:00",77.25200000000001]
["20130817:0900",25.05,85.55,0,{"v":0,"d":"0.00"},0,406.63,8.74,77,101606,{"$f":"'Honolulu TMY 3'!$D$5","v":2019},"08","17","09","08/17/2019 09:00","2019-08-16T23:00:00",77.09]
["20130817:1000",25.12,85.39,0,{"v":0,"d":"0.00"},0,405.77,8.51,79,101573,{"$f":"'Honolulu TMY 3'!$D$5","v":2019},"08","17","10","08/17/2019 10:00","2019-08-17",77.21600000000001]
["20130817:1600",25.02,84.44,0,{"v":0,"d":"0.00"},0,397.52,8.31,80,101553,{"$f":"'Honolulu TMY 3'!$D$5","v":2019},"08","17","16","08/17/2019 16:00","2019-08-17T06:00:00",77.036]
["20130817:1700",24.98,84.27,125,442.79,45,395.05,8.34,82,101590,{"$f":"'Honolulu TMY 3'!$D$5","v":2019},"08","17","17","08/17/2019 17:00","2019-08-17T07:00:00",76.964]
["20130817:2100",25.71,80.64,663,233.36,450,384.17,8.09,82,101586,{"$f":"'Honolulu TMY 3'!$D$5","v":2019},"08","17","21","08/17/2019 21:00","2019-08-17T11:00:00",78.278]
["20130818:0000",{"v":26.1,"d":"26.10"},79.23,944,906.91,103,382.42,7.94,74,101480,{"$f":"'Honolulu TMY 3'!$D$5","v":2019},"08","18","00","08/18/2019 00:00","2019-08-17T14:00:00",78.98]
["20130818:0400",26.11,79.13,164,{"v":516.3,"d":"516.30"},51,389.65,8.65,71,101466,{"$f":"'Honolulu TMY 3'!$D$5","v":2019},"08","18","04","08/18/2019 04:00","2019-08-17T18:00:00",78.99799999999999]
["20130818:0700",26.03,80.04,0,{"v":0,"d":"0.00"},0,395.85,9.31,78,101540,{"$f":"'Honolulu TMY 3'!$D$5","v":2019},"08","18","07","08/18/2019 07:00","2019-08-17T21:00:00",78.85400000000001]
["20130818:1000",25.99,81.02,0,{"v":0,"d":"0.00"},0,399.97,9.29,84,101486,{"$f":"'Honolulu TMY 3'!$D$5","v":2019},"08","18","10","08/18/2019 10:00","2019-08-18",78.782]
["20130818:1300",25.74,82.04,0,{"v":0,"d":"0.00"},0,402.53,9.07,84,101470,{"$f":"'Honolulu TMY 3'!$D$5","v":2019},"08","18","13","08/18/2019 13:00","2019-08-18T03:00:00",78.332]
["20130818:1500",25.57,82.31,0,{"v":0,"d":"0.00"},0,401.93,9.08,83,101523,{"$f":"'Honolulu TMY 3'!$D$5","v":2019},"08","18","15","08/18/2019 15:00","2019-08-18T05:00:00",78.02600000000001]
["20130818:1800",25.59,81.44,353,685.28,72,397.98,9.07,85,101626,{"$f":"'Honolulu TMY 3'!$D$5","v":2019},"08","18","18","08/18/2019 18:00","2019-08-18T08:00:00",78.062]
["20130818:2200",26.22,79.39,993,907.46,105,391.55,8.63,79,101586,{"$f":"'Honolulu TMY 3'!$D$5","v":2019},"08","18","22","08/18/2019 22:00","2019-08-18T12:00:00",79.196]
["20130819:0100",26.26,79.77,799,860.03,101,391.62,9.02,72,101470,{"$f":"'Honolulu TMY 3'!$D$5","v":2019},"08","19","01","08/19/2019 01:00","2019-08-18T15:00:00",79.268]
["20130819:0500",26.09,81.96,0,{"v":0,"d":"0.00"},0,398.15,10.11,75,101490,{"$f":"'Honolulu TMY 3'!$D$5","v":2019},"08","19","05","08/19/2019 05:00","2019-08-18T19:00:00",78.962]
["20130819:0800",25.91,82.68,0,{"v":0,"d":"0.00"},0,402.15,10.21,81,101580,{"$f":"'Honolulu TMY 3'!$D$5","v":2019},"08","19","08","08/19/2019 08:00","2019-08-18T22:00:00",78.638]
["20130819:1000",25.95,83.26,0,{"v":0,"d":"0.00"},0,402.25,9.64,84,101513,{"$f":"'Honolulu TMY 3'!$D$5","v":2019},"08","19","10","08/19/2019 10:00","2019-08-19",78.71000000000001]
["20130819:1300",25.81,83.42,0,{"v":0,"d":"0.00"},0,402.87,9.11,88,101460,{"$f":"'Honolulu TMY 3'!$D$5","v":2019},"08","19","13","08/19/2019 13:00","2019-08-19T03:00:00",78.458]
["20130819:1600",25.69,83.84,0,{"v":0,"d":"0.00"},0,401.28,8.86,91,101543,{"$f":"'Honolulu TMY 3'!$D$5","v":2019},"08","19","16","08/19/2019 16:00","2019-08-19T06:00:00",78.242]
["20130819:2000",25.91,83.54,450,101.43,370,{"v":396.2,"d":"396.20"},8.37,92,101650,{"$f":"'Honolulu TMY 3'!$D$5","v":2019},"08","19","20","08/19/2019 20:00","2019-08-19T10:00:00",78.638]
["20130819:2300",26.29,83.33,{"v":1001,"d":"1,001"},907.67,109,393.85,7.83,87,101540,{"$f":"'Honolulu TMY 3'!$D$5","v":2019},"08","19","23","08/19/2019 23:00","2019-08-19T13:00:00",79.322]
["20130820:0200",26.24,77.02,616,812.26,92,{"v":393,"d":"393.00"},8.58,72,101400,{"$f":"'Honolulu TMY 3'!$D$5","v":2019},"08","20","02","08/20/2019 02:00","2019-08-19T16:00:00",79.232]
["20130820:0700",26.04,79.53,0,{"v":0,"d":"0.00"},0,397.73,9.51,80,101616,{"$f":"'Honolulu TMY 3'!$D$5","v":2019},"08","20","07","08/20/2019 07:00","2019-08-19T21:00:00",78.872]
["20130820:1000",{"v":25.9,"d":"25.90"},81.19,0,{"v":0,"d":"0.00"},0,399.82,8.82,90,101586,{"$f":"'Honolulu TMY 3'!$D$5","v":2019},"08","20","10","08/20/2019 10:00","2019-08-20",78.62]
["20130820:1300",25.76,80.36,0,{"v":0,"d":"0.00"},0,399.93,7.34,96,101503,{"$f":"'Honolulu TMY 3'!$D$5","v":2019},"08","20","13","08/20/2019 13:00","2019-08-20T03:00:00",78.368]
["20130820:1400",25.71,79.67,0,{"v":0,"d":"0.00"},0,{"v":399.9,"d":"399.90"},6.77,97,101480,{"$f":"'Honolulu TMY 3'!$D$5","v":2019},"08","20","14","08/20/2019 14:00","2019-08-20T04:00:00",78.278]
["20130820:1700",25.67,{"v":80.3,"d":"80.30"},73,61.85,62,{"v":399.5,"d":"399.50"},6.77,96,101630,{"$f":"'Honolulu TMY 3'!$D$5","v":2019},"08","20","17","08/20/2019 17:00","2019-08-20T07:00:00",78.206]
["20130820:2100",25.93,{"v":80.4,"d":"80.40"},917,890.18,106,392.23,6.18,92,101676,{"$f":"'Honolulu TMY 3'!$D$5","v":2019},"08","20","21","08/20/2019 21:00","2019-08-20T11:00:00",78.674]
["20130821:0000",26.07,80.08,933,895.69,106,386.17,6.39,78,101540,{"$f":"'Honolulu TMY 3'!$D$5","v":2019},"08","21","00","08/21/2019 00:00","2019-08-20T14:00:00",78.926]
["20130821:0400",25.81,80.68,154,485.04,52,387.27,7.99,68,101520,{"$f":"'Honolulu TMY 3'!$D$5","v":2019},"08","21","04","08/21/2019 04:00","2019-08-20T18:00:00",78.458]
["20130821:0800",25.47,82.51,0,{"v":0,"d":"0.00"},0,390.25,8.19,83,101640,{"$f":"'Honolulu TMY 3'!$D$5","v":2019},"08","21","08","08/21/2019 08:00","2019-08-20T22:00:00",77.846]
["20130821:1100",25.56,82.65,0,{"v":0,"d":"0.00"},0,{"v":391.9,"d":"391.90"},7.14,90,101530,{"$f":"'Honolulu TMY 3'!$D$5","v":2019},"08","21","11","08/21/2019 11:00","2019-08-21T01:00:00",78.008]
["20130821:1400",25.27,82.02,0,{"v":0,"d":"0.00"},0,{"v":391.7,"d":"391.70"},6.41,85,101470,{"$f":"'Honolulu TMY 3'!$D$5","v":2019},"08","21","14","08/21/2019 14:00","2019-08-21T04:00:00",77.48599999999999]
["20130821:1500",25.28,82.02,0,{"v":0,"d":"0.00"},0,{"v":392.4,"d":"392.40"},6.57,87,101510,{"$f":"'Honolulu TMY 3'!$D$5","v":2019},"08","21","15","08/21/2019 15:00","2019-08-21T05:00:00",77.504]
["20130821:1800",25.37,82.16,264,269.64,154,394.83,6.94,95,101603,{"$f":"'Honolulu TMY 3'!$D$5","v":2019},"08","21","18","08/21/2019 18:00","2019-08-21T08:00:00",77.666]
["20130821:2200",25.71,82.47,990,902.41,109,394.17,6.81,94,101550,{"$f":"'Honolulu TMY 3'!$D$5","v":2019},"08","21","22","08/21/2019 22:00","2019-08-21T12:00:00",78.278]
["20130822:0100",25.85,80.56,794,860.74,100,{"v":394.9,"d":"394.90"},6.43,78,101423,{"$f":"'Honolulu TMY 3'!$D$5","v":2019},"08","22","01","08/22/2019 01:00","2019-08-21T15:00:00",78.53]
["20130822:0500",25.94,80.38,0,{"v":0,"d":"0.00"},0,397.35,7.17,73,101510,{"$f":"'Honolulu TMY 3'!$D$5","v":2019},"08","22","05","08/22/2019 05:00","2019-08-21T19:00:00",78.69200000000001]
["20130822:0900",25.74,81.47,0,{"v":0,"d":"0.00"},0,{"v":394.7,"d":"394.70"},7.24,82,101566,{"$f":"'Honolulu TMY 3'!$D$5","v":2019},"08","22","09","08/22/2019 09:00","2019-08-21T23:00:00",78.332]
["20130822:1200",25.68,81.21,0,{"v":0,"d":"0.00"},0,{"v":395,"d":"395.00"},6.49,83,101460,{"$f":"'Honolulu TMY 3'!$D$5","v":2019},"08","22","12","08/22/2019 12:00","2019-08-22T02:00:00",78.224]
["20130822:1300",25.59,80.49,0,{"v":0,"d":"0.00"},0,{"v":396.3,"d":"396.30"},6.17,80,101440,{"$f":"'Honolulu TMY 3'!$D$5","v":2019},"08","22","13","08/22/2019 13:00","2019-08-22T03:00:00",78.062]
["20130822:1600",25.43,79.46,0,{"v":0,"d":"0.00"},0,395.53,5.85,84,101520,{"$f":"'Honolulu TMY 3'!$D$5","v":2019},"08","22","16","08/22/2019 16:00","2019-08-22T06:00:00",77.774]
["20130822:1900",25.58,78.36,497,451.53,219,396.97,5.27,93,101603,{"$f":"'Honolulu TMY 3'!$D$5","v":2019},"08","22","19","08/22/2019 19:00","2019-08-22T09:00:00",78.044]
["20130822:2200",25.99,76.83,870,463.38,418,398.63,{"v":4.4,"d":"4.40"},85,101533,{"$f":"'Honolulu TMY 3'!$D$5","v":2019},"08","22","22","08/22/2019 22:00","2019-08-22T12:00:00",78.782]
["20130823:0300",25.81,79.18,381,703.22,76,393.25,5.76,64,101387,{"$f":"'Honolulu TMY 3'!$D$5","v":2019},"08","23","03","08/23/2019 03:00","2019-08-22T17:00:00",78.458]
["20130823:0600",25.65,79.79,0,{"v":0,"d":"0.00"},0,{"v":393.7,"d":"393.70"},6.13,71,101493,{"$f":"'Honolulu TMY 3'!$D$5","v":2019},"08","23","06","08/23/2019 06:00","2019-08-22T20:00:00",78.17]
["20130823:1000",25.53,80.11,0,{"v":0,"d":"0.00"},0,{"v":395.4,"d":"395.40"},5.39,81,101493,{"$f":"'Honolulu TMY 3'!$D$5","v":2019},"08","23","10","08/23/2019 10:00","2019-08-23",77.95400000000001]
["20130823:1300",25.41,79.25,0,{"v":0,"d":"0.00"},0,397.23,4.47,79,101393,{"$f":"'Honolulu TMY 3'!$D$5","v":2019},"08","23","13","08/23/2019 13:00","2019-08-23T03:00:00",77.738]
["20130823:1400",25.35,{"v":78.8,"d":"78.80"},0,{"v":0,"d":"0.00"},0,397.95,4.17,77,101360,{"$f":"'Honolulu TMY 3'!$D$5","v":2019},"08","23","14","08/23/2019 14:00","2019-08-23T04:00:00",77.63]
["20130823:1700",{"v":25.4,"d":"25.40"},77.95,120,422.51,46,390.95,3.86,90,101470,{"$f":"'Honolulu TMY 3'!$D$5","v":2019},{"$f":"MID(A5651,5,2)","v":"08"},{"$f":"MID(A5651,7,2)","v":"23"},{"$f":"MID(A5651,10,2)","v":"17"},{"$f":"L5651&\"/\"&M5651&\"/\"&K5651&\" \"&N5651&\":00\"","v":"08/23/2019 17:00"},{"$f":"(DATEVALUE(O5651)+TIMEVALUE(O5651))+($P$16/24)","v":"2019-08-23T07:00:00"},{"$f":"((9/5)*B5651)+32","v":77.72}]
["20130823:2300",26.14,75.63,{"v":1000,"d":"1,000"},910.67,109,387.95,2.06,87,101360,{"$f":"'Honolulu TMY 3'!$D$5","v":2019},"08","23","23","08/23/2019 23:00","2019-08-23T13:00:00",79.05199999999999]
["20130824:0100",25.79,77.72,624,326.51,362,379.95,{"v":2.3,"d":"2.30"},49,101280,{"$f":"'Honolulu TMY 3'!$D$5","v":2019},"08","24","01","08/24/2019 01:00","2019-08-23T15:00:00",78.422]
["20130824:0400",25.64,79.43,123,293.28,64,376.65,{"v":3.3,"d":"3.30"},41,101307,{"$f":"'Honolulu TMY 3'!$D$5","v":2019},"08","24","04","08/24/2019 04:00","2019-08-23T18:00:00",78.152]
["20130824:0700",25.51,80.03,0,{"v":0,"d":"0.00"},0,379.63,4.08,66,101407,{"$f":"'Honolulu TMY 3'!$D$5","v":2019},"08","24","07","08/24/2019 07:00","2019-08-23T21:00:00",77.918]
["20130824:1100",25.47,80.01,0,{"v":0,"d":"0.00"},0,385.25,3.39,100,101310,{"$f":"'Honolulu TMY 3'!$D$5","v":2019},"08","24","11","08/24/2019 11:00","2019-08-24T01:00:00",77.846]
["20130824:1400",25.09,{"v":77.3,"d":"77.30"},0,{"v":0,"d":"0.00"},0,{"v":380.8,"d":"380.80"},0.11,55,101250,{"$f":"'Honolulu TMY 3'!$D$5","v":2019},"08","24","14","08/24/2019 14:00","2019-08-24T04:00:00",77.162]
["20130824:1500",25.08,77.25,0,{"v":0,"d":"0.00"},0,380.65,0.19,75,101280,{"$f":"'Honolulu TMY 3'!$D$5","v":2019},"08","24","15","08/24/2019 15:00","2019-08-24T05:00:00",77.144]
["20130824:2000",25.42,75.85,772,856.33,99,{"v":375.8,"d":"375.80"},0.84,160,101390,{"$f":"'Honolulu TMY 3'!$D$5","v":2019},"08","24","20","08/24/2019 20:00","2019-08-24T10:00:00",77.756]
["20130824:2200",25.67,75.33,990,905.87,108,373.97,0.99,192,101283,{"$f":"'Honolulu TMY 3'!$D$5","v":2019},"08","24","22","08/24/2019 22:00","2019-08-24T12:00:00",78.206]
["20130825:0200",{"v":25.5,"d":"25.50"},76.76,440,252.52,280,{"v":372.2,"d":"372.20"},1.81,14,101070,{"$f":"'Honolulu TMY 3'!$D$5","v":2019},"08","25","02","08/25/2019 02:00","2019-08-24T16:00:00",77.9]
["20130825:0500",25.49,77.59,0,{"v":0,"d":"0.00"},0,376.15,2.51,52,101120,{"$f":"'Honolulu TMY 3'!$D$5","v":2019},"08","25","05","08/25/2019 05:00","2019-08-24T19:00:00",77.882]
["20130825:0900",25.37,76.41,0,{"v":0,"d":"0.00"},0,383.55,2.37,103,101150,{"$f":"'Honolulu TMY 3'!$D$5","v":2019},"08","25","09","08/25/2019 09:00","2019-08-24T23:00:00",77.666]
["20130825:1200",25.33,75.63,0,{"v":0,"d":"0.00"},0,383.88,1.54,171,101027,{"$f":"'Honolulu TMY 3'!$D$5","v":2019},"08","25","12","08/25/2019 12:00","2019-08-25T02:00:00",77.594]
["20130825:1500",25.17,75.41,0,{"v":0,"d":"0.00"},0,{"v":380.1,"d":"380.10"},1.57,233,101027,{"$f":"'Honolulu TMY 3'!$D$5","v":2019},"08","25","15","08/25/2019 15:00","2019-08-25T05:00:00",77.30600000000001]
["20130825:1700",25.21,75.07,54,{"v":0,"d":"0.00"},54,{"v":379.2,"d":"379.20"},2.07,218,101120,{"$f":"'Honolulu TMY 3'!$D$5","v":2019},"08","25","17","08/25/2019 17:00","2019-08-25T07:00:00",77.378]
["20130825:2000",25.48,74.62,526,189.74,377,{"v":376.7,"d":"376.70"},2.77,214,101160,{"$f":"'Honolulu TMY 3'!$D$5","v":2019},"08","25","20","08/25/2019 20:00","2019-08-25T10:00:00",77.864]
["20130825:2300",25.91,{"v":74.7,"d":"74.70"},895,597.38,312,377.15,2.84,219,101020,{"$f":"'Honolulu TMY 3'!$D$5","v":2019},"08","25","23","08/25/2019 23:00","2019-08-25T13:00:00",78.638]
["20130826:0300",25.86,{"v":73.1,"d":"73.10"},284,282.16,164,383.28,2.02,225,100960,{"$f":"'Honolulu TMY 3'!$D$5","v":2019},"08","26","03","08/26/2019 03:00","2019-08-25T17:00:00",78.548]
["20130826:0600",25.86,72.92,0,{"v":0,"d":"0.00"},0,388.87,1.71,189,101087,{"$f":"'Honolulu TMY 3'!$D$5","v":2019},"08","26","06","08/26/2019 06:00","2019-08-25T20:00:00",78.548]
["20130826:1000",25.79,74.31,0,{"v":0,"d":"0.00"},0,{"v":400.7,"d":"400.70"},2.81,168,101127,{"$f":"'Honolulu TMY 3'!$D$5","v":2019},"08","26","10","08/26/2019 10:00","2019-08-26",78.422]
["20130826:1300",25.79,75.53,0,{"v":0,"d":"0.00"},0,408.03,3.73,167,101080,{"$f":"'Honolulu TMY 3'!$D$5","v":2019},"08","26","13","08/26/2019 13:00","2019-08-26T03:00:00",78.422]
["20130826:1400",25.79,75.94,0,{"v":0,"d":"0.00"},0,409.45,4.08,166,101070,{"$f":"'Honolulu TMY 3'!$D$5","v":2019},"08","26","14","08/26/2019 14:00","2019-08-26T04:00:00",78.422]
["20130826:1800",26.13,74.32,170,39.55,154,410.33,4.56,174,101253,{"$f":"'Honolulu TMY 3'!$D$5","v":2019},"08","26","18","08/26/2019 18:00","2019-08-26T08:00:00",79.03399999999999]
["20130826:2100",26.54,74.05,770,527.07,292,409.68,4.34,182,101293,{"$f":"'Honolulu TMY 3'!$D$5","v":2019},"08","26","21","08/26/2019 21:00","2019-08-26T11:00:00",79.77199999999999]
["20130827:0100",26.52,74.16,777,851.54,99,411.02,1.85,266,101200,{"$f":"'Honolulu TMY 3'!$D$5","v":2019},"08","27","01","08/27/2019 01:00","2019-08-26T15:00:00",79.73599999999999]
["20130827:0400",26.45,74.68,61,{"v":0,"d":"0.00"},61,414.93,1.96,16,101260,{"$f":"'Honolulu TMY 3'!$D$5","v":2019},"08","27","04","08/27/2019 04:00","2019-08-26T18:00:00",79.61]
["20130827:0700",26.46,76.38,0,{"v":0,"d":"0.00"},0,414.78,3.52,63,101400,{"$f":"'Honolulu TMY 3'!$D$5","v":2019},"08","27","07","08/27/2019 07:00","2019-08-26T21:00:00",79.628]
["20130827:1100",26.65,{"v":80,"d":"80.00"},0,{"v":0,"d":"0.00"},0,{"v":416.7,"d":"416.70"},4.36,77,101380,{"$f":"'Honolulu TMY 3'!$D$5","v":2019},"08","27","11","08/27/2019 11:00","2019-08-27T01:00:00",79.97]
["20130827:1500",{"v":26.5,"d":"26.50"},79.65,0,{"v":0,"d":"0.00"},0,414.35,3.74,92,101420,{"$f":"'Honolulu TMY 3'!$D$5","v":2019},"08","27","15","08/27/2019 15:00","2019-08-27T05:00:00",79.7]
["20130827:1800",26.62,80.25,340,661.16,73,413.78,4.69,95,101553,{"$f":"'Honolulu TMY 3'!$D$5","v":2019},"08","27","18","08/27/2019 18:00","2019-08-27T08:00:00",79.916]
["20130827:1900",26.74,80.31,567,{"v":781.8,"d":"781.80"},88,413.92,4.83,95,101586,{"$f":"'Honolulu TMY 3'!$D$5","v":2019},"08","27","19","08/27/2019 19:00","2019-08-27T09:00:00",80.132]
["20130827:2200",{"v":27.2,"d":"27.20"},80.74,975,893.21,108,411.02,{"v":5.2,"d":"5.20"},89,101560,{"$f":"'Honolulu TMY 3'!$D$5","v":2019},"08","27","22","08/27/2019 22:00","2019-08-27T12:00:00",80.96000000000001]
["20130828:0200",26.93,80.54,495,405.76,241,404.45,4.77,65,101410,{"$f":"'Honolulu TMY 3'!$D$5","v":2019},"08","28","02","08/28/2019 02:00","2019-08-27T16:00:00",80.474]
["20130828:0500",26.96,83.22,0,{"v":0,"d":"0.00"},0,{"v":407,"d":"407.00"},7.64,72,101500,{"$f":"'Honolulu TMY 3'!$D$5","v":2019},"08","28","05","08/28/2019 05:00","2019-08-27T19:00:00",80.528]
["20130828:0800",26.61,{"v":86.9,"d":"86.90"},0,{"v":0,"d":"0.00"},0,{"v":411.5,"d":"411.50"},{"v":9.3,"d":"9.30"},81,101620,{"$f":"'Honolulu TMY 3'!$D$5","v":2019},"08","28","08","08/28/2019 08:00","2019-08-27T22:00:00",79.898]
["20130828:1200",{"v":26.1,"d":"26.10"},90.73,0,{"v":0,"d":"0.00"},0,417.67,8.83,82,101553,{"$f":"'Honolulu TMY 3'!$D$5","v":2019},"08","28","12","08/28/2019 12:00","2019-08-28T02:00:00",78.98]
["20130828:1600",25.58,{"v":89.4,"d":"89.40"},0,{"v":0,"d":"0.00"},0,419.43,8.41,75,101673,{"$f":"'Honolulu TMY 3'!$D$5","v":2019},"08","28","16","08/28/2019 16:00","2019-08-28T06:00:00",78.044]
["20130828:1900",25.67,86.61,570,785.87,89,421.73,{"v":8.5,"d":"8.50"},74,101733,{"$f":"'Honolulu TMY 3'!$D$5","v":2019},"08","28","19","08/28/2019 19:00","2019-08-28T09:00:00",78.206]
["20130828:2000",25.78,85.45,765,850.22,99,{"v":421.8,"d":"421.80"},8.51,74,101740,{"$f":"'Honolulu TMY 3'!$D$5","v":2019},"08","28","20","08/28/2019 20:00","2019-08-28T10:00:00",78.404]
["20130828:2300",26.34,81.94,559,{"v":85.4,"d":"85.40"},476,{"v":408.8,"d":"408.80"},8.66,74,101620,{"$f":"'Honolulu TMY 3'!$D$5","v":2019},"08","28","23","08/28/2019 23:00","2019-08-28T13:00:00",79.412]
["20130829:0300",26.14,83.06,364,694.17,75,406.05,8.76,61,101553,{"$f":"'Honolulu TMY 3'!$D$5","v":2019},"08","29","03","08/29/2019 03:00","2019-08-28T17:00:00",79.05199999999999]
["20130829:0600",25.61,86.41,0,{"v":0,"d":"0.00"},0,407.48,9.95,69,101620,{"$f":"'Honolulu TMY 3'!$D$5","v":2019},"08","29","06","08/29/2019 06:00","2019-08-28T20:00:00",78.098]
["20130829:0900",25.09,{"v":87.5,"d":"87.50"},0,{"v":0,"d":"0.00"},0,{"v":410.3,"d":"410.30"},10.02,74,101620,{"$f":"'Honolulu TMY 3'!$D$5","v":2019},"08","29","09","08/29/2019 09:00","2019-08-28T23:00:00",77.162]
["20130829:1400",{"v":25.1,"d":"25.10"},88.75,0,{"v":0,"d":"0.00"},0,407.55,9.06,72,101510,{"$f":"'Honolulu TMY 3'!$D$5","v":2019},"08","29","14","08/29/2019 14:00","2019-08-29T04:00:00",77.18]
["20130829:1700",{"v":25,"d":"25.00"},87.42,114,411.83,44,422.35,9.26,74,101630,{"$f":"'Honolulu TMY 3'!$D$5","v":2019},"08","29","17","08/29/2019 17:00","2019-08-29T07:00:00",77]
["20130829:1800",25.09,86.85,192,77.03,161,422.33,9.17,75,101640,{"$f":"'Honolulu TMY 3'!$D$5","v":2019},"08","29","18","08/29/2019 18:00","2019-08-29T08:00:00",77.162]
["20130829:2100",{"v":25.4,"d":"25.40"},85.06,614,178.02,453,420.18,8.93,76,101613,{"$f":"'Honolulu TMY 3'!$D$5","v":2019},"08","29","21","08/29/2019 21:00","2019-08-29T11:00:00",77.72]
["20130830:0000",25.74,83.29,921,898.44,105,410.73,8.64,73,101480,{"$f":"'Honolulu TMY 3'!$D$5","v":2019},"08","30","00","08/30/2019 00:00","2019-08-29T14:00:00",78.332]
["20130830:0400",25.79,83.66,129,451.93,47,{"v":392.5,"d":"392.50"},9.03,68,101453,{"$f":"'Honolulu TMY 3'!$D$5","v":2019},"08","30","04","08/30/2019 04:00","2019-08-29T18:00:00",78.422]
["20130830:0600",25.61,84.84,0,{"v":0,"d":"0.00"},0,{"v":390.4,"d":"390.40"},{"v":9.4,"d":"9.40"},69,101510,{"$f":"'Honolulu TMY 3'!$D$5","v":2019},"08","30","06","08/30/2019 06:00","2019-08-29T20:00:00",78.098]
["20130830:1100",25.26,87.09,0,{"v":0,"d":"0.00"},0,{"v":408.3,"d":"408.30"},{"v":9.1,"d":"9.10"},75,101490,{"$f":"'Honolulu TMY 3'!$D$5","v":2019},"08","30","11","08/30/2019 11:00","2019-08-30T01:00:00",77.468]
["20130830:1500",25.31,83.49,0,{"v":0,"d":"0.00"},0,393.68,8.71,79,101483,{"$f":"'Honolulu TMY 3'!$D$5","v":2019},"08","30","15","08/30/2019 15:00","2019-08-30T05:00:00",77.55799999999999]
["20130830:1800",25.37,82.06,349,686.98,73,386.87,{"v":8.4,"d":"8.40"},82,101556,{"$f":"'Honolulu TMY 3'!$D$5","v":2019},"08","30","18","08/30/2019 18:00","2019-08-30T08:00:00",77.666]
["20130830:1900",25.46,81.41,581,805.56,89,384.28,8.17,82,101563,{"$f":"'Honolulu TMY 3'!$D$5","v":2019},"08","30","19","08/30/2019 19:00","2019-08-30T09:00:00",77.828]
["20130830:2200",25.87,{"v":79.4,"d":"79.40"},994,914.95,109,379.97,7.66,77,101496,{"$f":"'Honolulu TMY 3'!$D$5","v":2019},"08","30","22","08/30/2019 22:00","2019-08-30T12:00:00",78.566]
["20130831:0300",26.13,79.96,362,702.31,74,383.77,7.97,67,101383,{"$f":"'Honolulu TMY 3'!$D$5","v":2019},"08","31","03","08/31/2019 03:00","2019-08-30T17:00:00",79.03399999999999]
["20130831:0600",25.95,81.36,0,{"v":0,"d":"0.00"},0,389.75,9.04,73,101486,{"$f":"'Honolulu TMY 3'!$D$5","v":2019},"08","31","06","08/31/2019 06:00","2019-08-30T20:00:00",78.71000000000001]
["20130831:0900",25.68,81.59,0,{"v":0,"d":"0.00"},0,391.18,9.13,80,101530,{"$f":"'Honolulu TMY 3'!$D$5","v":2019},"08","31","09","08/31/2019 09:00","2019-08-30T23:00:00",78.224]
["20130831:1200",25.57,80.54,0,{"v":0,"d":"0.00"},0,389.78,8.46,82,101460,{"$f":"'Honolulu TMY 3'!$D$5","v":2019},"08","31","12","08/31/2019 12:00","2019-08-31T02:00:00",78.02600000000001]
["20130831:1600",25.51,79.98,0,{"v":0,"d":"0.00"},0,383.49,{"v":7.2,"d":"7.20"},83,101526,{"$f":"'Honolulu TMY 3'!$D$5","v":2019},"08","31","16","08/31/2019 16:00","2019-08-31T06:00:00",77.918]
["20130831:1900",25.68,80.17,384,181.94,273,{"v":385.3,"d":"385.30"},7.27,84,101590,{"$f":"'Honolulu TMY 3'!$D$5","v":2019},"08","31","19","08/31/2019 19:00","2019-08-31T09:00:00",78.224]
["20130831:2000",25.74,80.23,323,28.16,301,{"v":385.9,"d":"385.90"},{"v":7.3,"d":"7.30"},84,101600,{"$f":"'Honolulu TMY 3'!$D$5","v":2019},"08","31","20","08/31/2019 20:00","2019-08-31T10:00:00",78.332]
["20070901:0000",25.97,80.49,913,892.66,104,388.31,{"v":7.4,"d":"7.40"},78,101606,{"$f":"'Honolulu TMY 3'!$D$5","v":2019},"09","01","00","09/01/2019 00:00","2019-08-31T14:00:00",78.74600000000001]
["20070901:0300",26.14,80.68,356,690.12,73,390.12,7.48,72,101566,{"$f":"'Honolulu TMY 3'!$D$5","v":2019},"09","01","03","09/01/2019 03:00","2019-08-31T17:00:00",79.05199999999999]
["20070901:0700",26.37,80.93,0,{"v":0,"d":"0.00"},0,392.53,7.58,81,101666,{"$f":"'Honolulu TMY 3'!$D$5","v":2019},"09","01","07","09/01/2019 07:00","2019-08-31T21:00:00",79.46600000000001]
["20070901:1000",25.75,80.49,0,{"v":0,"d":"0.00"},0,{"v":399.3,"d":"399.30"},8.17,85,101630,{"$f":"'Honolulu TMY 3'!$D$5","v":2019},"09","01","10","09/01/2019 10:00","2019-09-01",78.35]
["20070901:1400",{"v":25,"d":"25.00"},80.56,0,{"v":0,"d":"0.00"},0,398.05,7.08,82,101590,{"$f":"'Honolulu TMY 3'!$D$5","v":2019},"09","01","14","09/01/2019 14:00","2019-09-01T04:00:00",77]
["20070901:1700",24.66,81.28,54,{"v":0,"d":"0.00"},54,394.75,7.17,82,101700,{"$f":"'Honolulu TMY 3'!$D$5","v":2019},"09","01","17","09/01/2019 17:00","2019-09-01T07:00:00",76.388]
["20070901:2000",25.04,77.58,768,857.73,98,396.05,7.13,81,101720,{"$f":"'Honolulu TMY 3'!$D$5","v":2019},"09","01","20","09/01/2019 20:00","2019-09-01T10:00:00",77.072]
["20070901:2100",{"v":25.3,"d":"25.30"},77.06,909,891.92,104,395.67,7.22,79,101663,{"$f":"'Honolulu TMY 3'!$D$5","v":2019},"09","01","21","09/01/2019 21:00","2019-09-01T11:00:00",77.53999999999999]
["20070902:0100",26.24,75.91,777,865.36,98,391.47,7.14,70,101490,{"$f":"'Honolulu TMY 3'!$D$5","v":2019},"09","02","01","09/02/2019 01:00","2019-09-01T15:00:00",79.232]
["20070902:0400",26.51,75.63,123,441.33,46,389.82,7.89,68,101513,{"$f":"'Honolulu TMY 3'!$D$5","v":2019},"09","02","04","09/02/2019 04:00","2019-09-01T18:00:00",79.718]
["20070902:0800",26.14,77.94,0,{"v":0,"d":"0.00"},0,{"v":392.2,"d":"392.20"},8.88,73,101600,{"$f":"'Honolulu TMY 3'!$D$5","v":2019},"09","02","08","09/02/2019 08:00","2019-09-01T22:00:00",79.05199999999999]
["20070902:1100",25.74,79.74,0,{"v":0,"d":"0.00"},0,395.45,8.61,75,101510,{"$f":"'Honolulu TMY 3'!$D$5","v":2019},"09","02","11","09/02/2019 11:00","2019-09-02T01:00:00",78.332]
["20070902:1500",25.47,78.83,0,{"v":0,"d":"0.00"},0,{"v":400.7,"d":"400.70"},7.89,81,101516,{"$f":"'Honolulu TMY 3'!$D$5","v":2019},"09","02","15","09/02/2019 15:00","2019-09-02T05:00:00",77.846]
["20070902:1800",25.47,78.46,346,684.39,72,396.08,7.63,84,101633,{"$f":"'Honolulu TMY 3'!$D$5","v":2019},"09","02","18","09/02/2019 18:00","2019-09-02T08:00:00",77.846]
["20070902:2200",25.91,77.41,988,913.15,107,388.72,6.81,81,101606,{"$f":"'Honolulu TMY 3'!$D$5","v":2019},"09","02","22","09/02/2019 22:00","2019-09-02T12:00:00",78.638]
["20070902:2300",26.08,{"v":77.1,"d":"77.10"},990,914.35,107,386.35,6.59,78,101570,{"$f":"'Honolulu TMY 3'!$D$5","v":2019},"09","02","23","09/02/2019 23:00","2019-09-02T13:00:00",78.94399999999999]
["20070903:0200",26.06,74.65,584,808.69,89,{"v":384,"d":"384.00"},6.94,60,101480,{"$f":"'Honolulu TMY 3'!$D$5","v":2019},"09","03","02","09/03/2019 02:00","2019-09-02T16:00:00",78.908]
["20070903:0600",26.02,75.78,0,{"v":0,"d":"0.00"},0,383.78,8.11,67,101573,{"$f":"'Honolulu TMY 3'!$D$5","v":2019},"09","03","06","09/03/2019 06:00","2019-09-02T20:00:00",78.836]
["20070903:0900",25.89,76.71,0,{"v":0,"d":"0.00"},0,387.68,8.43,77,101606,{"$f":"'Honolulu TMY 3'!$D$5","v":2019},{"$f":"MID(A5907,5,2)","v":"09"},{"$f":"MID(A5907,7,2)","v":"03"},{"$f":"MID(A5907,10,2)","v":"09"},{"$f":"L5907&\"/\"&M5907&\"/\"&K5907&\" \"&N5907&\":00\"","v":"09/03/2019 09:00"},{"$f":"(DATEVALUE(O5907)+TIMEVALUE(O5907))+($P$16/24)","v":"2019-09-02T23:00:00"},{"$f":"((9/5)*B5907)+32","v":78.602}]
["20070903:1200",25.78,77.86,0,{"v":0,"d":"0.00"},0,{"v":390.9,"d":"390.90"},8.04,84,101543,{"$f":"'Honolulu TMY 3'!$D$5","v":2019},"09","03","12","09/03/2019 12:00","2019-09-03T02:00:00",78.404]
["20070903:1600",25.56,78.96,0,{"v":0,"d":"0.00"},0,390.23,7.63,86,101623,{"$f":"'Honolulu TMY 3'!$D$5","v":2019},"09","03","16","09/03/2019 16:00","2019-09-03T06:00:00",78.008]
["20070903:1900",25.63,78.07,577,801.73,89,385.82,7.54,86,101693,{"$f":"'Honolulu TMY 3'!$D$5","v":2019},"09","03","19","09/03/2019 19:00","2019-09-03T09:00:00",78.134]
["20070903:2300",26.28,76.72,994,919.05,108,378.15,7.48,80,101600,{"$f":"'Honolulu TMY 3'!$D$5","v":2019},"09","03","23","09/03/2019 23:00","2019-09-03T13:00:00",79.304]
["20070904:0000",26.29,75.89,921,{"v":906.6,"d":"906.60"},105,378.92,{"v":7.6,"d":"7.60"},76,101586,{"$f":"'Honolulu TMY 3'!$D$5","v":2019},"09","04","00","09/04/2019 00:00","2019-09-03T14:00:00",79.322]
["20070904:0300",26.27,{"v":74.9,"d":"74.90"},354,699.45,74,385.25,8.17,70,101583,{"$f":"'Honolulu TMY 3'!$D$5","v":2019},"09","04","03","09/04/2019 03:00","2019-09-03T17:00:00",79.286]
["20070904:0700",26.01,76.81,0,{"v":0,"d":"0.00"},0,400.72,9.14,77,101676,{"$f":"'Honolulu TMY 3'!$D$5","v":2019},"09","04","07","09/04/2019 07:00","2019-09-03T21:00:00",78.81800000000001]
["20070904:1000",25.92,77.76,0,{"v":0,"d":"0.00"},0,399.72,9.08,84,101626,{"$f":"'Honolulu TMY 3'!$D$5","v":2019},"09","04","10","09/04/2019 10:00","2019-09-04",78.656]
["20070904:1300",25.75,78.68,0,{"v":0,"d":"0.00"},0,395.98,8.38,87,101583,{"$f":"'Honolulu TMY 3'!$D$5","v":2019},"09","04","13","09/04/2019 13:00","2019-09-04T03:00:00",78.35]
["20070904:1600",{"v":25.6,"d":"25.60"},79.25,0,{"v":0,"d":"0.00"},0,391.13,8.32,87,101653,{"$f":"'Honolulu TMY 3'!$D$5","v":2019},"09","04","16","09/04/2019 16:00","2019-09-04T06:00:00",78.08000000000001]
["20070904:2100",25.82,79.46,914,{"v":899.4,"d":"899.40"},105,387.68,8.03,86,101690,{"$f":"'Honolulu TMY 3'!$D$5","v":2019},"09","04","21","09/04/2019 21:00","2019-09-04T11:00:00",78.476]
["20070905:0000",26.15,78.89,914,{"v":901,"d":"901.00"},105,{"v":390.4,"d":"390.40"},7.42,81,101576,{"$f":"'Honolulu TMY 3'!$D$5","v":2019},"09","05","00","09/05/2019 00:00","2019-09-04T14:00:00",79.07]
["20070905:0100",26.16,78.48,773,867.43,99,392.45,7.02,80,101543,{"$f":"'Honolulu TMY 3'!$D$5","v":2019},"09","05","01","09/05/2019 01:00","2019-09-04T15:00:00",79.088]
["20070905:0400",25.91,79.85,114,427.62,44,{"v":400.8,"d":"400.80"},6.93,80,101570,{"$f":"'Honolulu TMY 3'!$D$5","v":2019},"09","05","04","09/05/2019 04:00","2019-09-04T18:00:00",78.638]
["20070905:0800",25.86,81.87,0,{"v":0,"d":"0.00"},0,{"v":403.5,"d":"403.50"},7.27,89,101640,{"$f":"'Honolulu TMY 3'!$D$5","v":2019},"09","05","08","09/05/2019 08:00","2019-09-04T22:00:00",78.548]
["20070905:1100",25.94,83.41,0,{"v":0,"d":"0.00"},0,401.55,7.06,96,101510,{"$f":"'Honolulu TMY 3'!$D$5","v":2019},"09","05","11","09/05/2019 11:00","2019-09-05T01:00:00",78.69200000000001]
["20070905:1300",25.77,84.88,0,{"v":0,"d":"0.00"},0,397.58,6.46,94,101483,{"$f":"'Honolulu TMY 3'!$D$5","v":2019},"09","05","13","09/05/2019 13:00","2019-09-05T03:00:00",78.386]
["20070905:1900",25.59,87.29,258,34.58,237,393.58,6.49,111,101570,{"$f":"'Honolulu TMY 3'!$D$5","v":2019},"09","05","19","09/05/2019 19:00","2019-09-05T09:00:00",78.062]
["20070905:2200",25.91,86.49,644,159.26,491,390.48,5.65,111,101500,{"$f":"'Honolulu TMY 3'!$D$5","v":2019},"09","05","22","09/05/2019 22:00","2019-09-05T12:00:00",78.638]
["20070905:2300",26.04,86.14,985,913.02,108,{"v":389.1,"d":"389.10"},5.28,110,101460,{"$f":"'Honolulu TMY 3'!$D$5","v":2019},"09","05","23","09/05/2019 23:00","2019-09-05T13:00:00",78.872]
["20070906:0200",26.17,{"v":79.6,"d":"79.60"},577,809.14,89,386.05,{"v":6.1,"d":"6.10"},78,101350,{"$f":"'Honolulu TMY 3'!$D$5","v":2019},"09","06","02","09/06/2019 02:00","2019-09-05T16:00:00",79.106]
["20070906:0500",{"v":26,"d":"26.00"},80.64,0,{"v":0,"d":"0.00"},0,383.35,7.06,79,101410,{"$f":"'Honolulu TMY 3'!$D$5","v":2019},"09","06","05","09/06/2019 05:00","2019-09-05T19:00:00",78.80000000000001]
["20070906:0900",25.64,79.58,0,{"v":0,"d":"0.00"},0,385.85,7.22,84,101506,{"$f":"'Honolulu TMY 3'!$D$5","v":2019},"09","06","09","09/06/2019 09:00","2019-09-05T23:00:00",78.152]
["20070906:1400",25.46,78.52,0,{"v":0,"d":"0.00"},0,388.45,5.61,92,101400,{"$f":"'Honolulu TMY 3'!$D$5","v":2019},"09","06","14","09/06/2019 14:00","2019-09-06T04:00:00",77.828]
["20070906:1600",25.42,77.66,0,{"v":0,"d":"0.00"},0,390.28,5.39,103,101466,{"$f":"'Honolulu TMY 3'!$D$5","v":2019},"09","06","16","09/06/2019 16:00","2019-09-06T06:00:00",77.756]
["20070906:2000",25.63,75.16,771,864.96,99,392.25,4.61,118,101560,{"$f":"'Honolulu TMY 3'!$D$5","v":2019},"09","06","20","09/06/2019 20:00","2019-09-06T10:00:00",78.134]
["20070906:2300",26.22,74.51,768,320.22,461,386.05,3.45,109,101430,{"$f":"'Honolulu TMY 3'!$D$5","v":2019},"09","06","23","09/06/2019 23:00","2019-09-06T13:00:00",79.196]
["20070907:0000",26.19,{"v":73.7,"d":"73.70"},910,899.97,106,387.58,3.76,99,101430,{"$f":"'Honolulu TMY 3'!$D$5","v":2019},"09","07","00","09/07/2019 00:00","2019-09-06T14:00:00",79.142]
["20070907:0300",26.13,72.47,341,686.94,73,390.07,4.76,77,101476,{"$f":"'Honolulu TMY 3'!$D$5","v":2019},"09","07","03","09/07/2019 03:00","2019-09-06T17:00:00",79.03399999999999]
["20070907:0600",26.07,73.71,0,{"v":0,"d":"0.00"},0,390.32,5.73,75,101606,{"$f":"'Honolulu TMY 3'!$D$5","v":2019},"09","07","06","09/07/2019 06:00","2019-09-06T20:00:00",78.926]
["20070907:1100",25.86,76.06,0,{"v":0,"d":"0.00"},0,395.85,5.53,82,101550,{"$f":"'Honolulu TMY 3'!$D$5","v":2019},"09","07","11","09/07/2019 11:00","2019-09-07T01:00:00",78.548]
["20070907:1400",25.82,77.19,0,{"v":0,"d":"0.00"},0,{"v":393.6,"d":"393.60"},{"v":2.3,"d":"2.30"},84,101540,{"$f":"'Honolulu TMY 3'!$D$5","v":2019},"09","07","14","09/07/2019 14:00","2019-09-07T04:00:00",78.476]
["20070907:1800",25.94,77.06,340,673.06,73,393.97,3.71,89,101703,{"$f":"'Honolulu TMY 3'!$D$5","v":2019},"09","07","18","09/07/2019 18:00","2019-09-07T08:00:00",78.69200000000001]
["20070907:2100",26.35,76.28,906,892.78,106,391.25,4.46,91,101690,{"$f":"'Honolulu TMY 3'!$D$5","v":2019},"09","07","21","09/07/2019 21:00","2019-09-07T11:00:00",79.43]
["20070908:0000",26.69,75.76,906,902.34,102,387.45,4.82,80,101600,{"$f":"'Honolulu TMY 3'!$D$5","v":2019},"09","08","00","09/08/2019 00:00","2019-09-07T14:00:00",80.042]
["20070908:0100",26.64,75.52,764,868.78,96,386.55,4.94,74,101590,{"$f":"'Honolulu TMY 3'!$D$5","v":2019},"09","08","01","09/08/2019 01:00","2019-09-07T15:00:00",79.952]
["20070908:0400",26.65,76.26,85,222.82,51,389.15,6.38,73,101666,{"$f":"'Honolulu TMY 3'!$D$5","v":2019},"09","08","04","09/08/2019 04:00","2019-09-07T18:00:00",79.97]
["20070908:0800",26.57,78.36,0,{"v":0,"d":"0.00"},0,397.35,8.22,83,101790,{"$f":"'Honolulu TMY 3'!$D$5","v":2019},"09","08","08","09/08/2019 08:00","2019-09-07T22:00:00",79.826]
["20070908:1200",26.27,{"v":80.5,"d":"80.50"},0,{"v":0,"d":"0.00"},0,397.88,7.87,88,101663,{"$f":"'Honolulu TMY 3'!$D$5","v":2019},"09","08","12","09/08/2019 12:00","2019-09-08T02:00:00",79.286]
["20070908:1500",{"v":26,"d":"26.00"},80.91,0,{"v":0,"d":"0.00"},0,{"v":395.8,"d":"395.80"},7.32,89,101700,{"$f":"'Honolulu TMY 3'!$D$5","v":2019},"09","08","15","09/08/2019 15:00","2019-09-08T05:00:00",78.80000000000001]
["20070908:1900",26.13,80.24,571,800.23,87,393.03,7.15,83,101800,{"$f":"'Honolulu TMY 3'!$D$5","v":2019},"09","08","19","09/08/2019 19:00","2019-09-08T09:00:00",79.03399999999999]
["20070908:2200",26.48,79.82,793,380.67,429,{"v":392.5,"d":"392.50"},7.28,77,101700,{"$f":"'Honolulu TMY 3'!$D$5","v":2019},"09","08","22","09/08/2019 22:00","2019-09-08T12:00:00",79.664]
["20070909:0100",26.47,78.35,685,557.38,258,397.62,7.53,68,101576,{"$f":"'Honolulu TMY 3'!$D$5","v":2019},"09","09","01","09/09/2019 01:00","2019-09-08T15:00:00",79.646]
["20070909:0200",{"v":26.4,"d":"26.40"},77.68,407,245.93,261,{"v":400.2,"d":"400.20"},7.63,64,101540,{"$f":"'Honolulu TMY 3'!$D$5","v":2019},"09","09","02","09/09/2019 02:00","2019-09-08T16:00:00",79.52]
["20070909:0500",26.35,80.52,0,{"v":0,"d":"0.00"},0,{"v":403.7,"d":"403.70"},8.36,69,101630,{"$f":"'Honolulu TMY 3'!$D$5","v":2019},"09","09","05","09/09/2019 05:00","2019-09-08T19:00:00",79.43]
["20070909:0900",25.89,81.27,0,{"v":0,"d":"0.00"},0,402.83,8.34,78,101616,{"$f":"'Honolulu TMY 3'!$D$5","v":2019},"09","09","09","09/09/2019 09:00","2019-09-08T23:00:00",78.602]
["20070909:1300",25.96,80.56,0,{"v":0,"d":"0.00"},0,401.37,7.92,79,101490,{"$f":"'Honolulu TMY 3'!$D$5","v":2019},"09","09","13","09/09/2019 13:00","2019-09-09T03:00:00",78.72800000000001]
["20070909:1600",25.92,78.97,0,{"v":0,"d":"0.00"},0,401.02,8.09,81,101526,{"$f":"'Honolulu TMY 3'!$D$5","v":2019},"09","09","16","09/09/2019 16:00","2019-09-09T06:00:00",78.656]
["20070909:2000",25.89,78.45,771,870.81,97,{"v":393.7,"d":"393.70"},7.92,86,101580,{"$f":"'Honolulu TMY 3'!$D$5","v":2019},"09","09","20","09/09/2019 20:00","2019-09-09T10:00:00",78.602]
["20070909:2300",26.38,77.97,985,922.43,106,{"v":383.2,"d":"383.20"},7.14,83,101400,{"$f":"'Honolulu TMY 3'!$D$5","v":2019},"09","09","23","09/09/2019 23:00","2019-09-09T13:00:00",79.48400000000001]
["20070910:0200",26.34,74.73,568,814.66,87,{"v":377.9,"d":"377.90"},7.61,64,101300,{"$f":"'Honolulu TMY 3'!$D$5","v":2019},"09","10","02","09/10/2019 02:00","2019-09-09T16:00:00",79.412]
["20070910:0600",26.27,76.13,0,{"v":0,"d":"0.00"},0,385.35,8.42,74,101407,{"$f":"'Honolulu TMY 3'!$D$5","v":2019},"09","10","06","09/10/2019 06:00","2019-09-09T20:00:00",79.286]
["20070910:0700",26.22,76.52,0,{"v":0,"d":"0.00"},0,{"v":388.4,"d":"388.40"},8.42,78,101423,{"$f":"'Honolulu TMY 3'!$D$5","v":2019},"09","10","07","09/10/2019 07:00","2019-09-09T21:00:00",79.196]
["20070910:1100",26.16,78.42,0,{"v":0,"d":"0.00"},0,{"v":395.7,"d":"395.70"},7.41,89,101310,{"$f":"'Honolulu TMY 3'!$D$5","v":2019},"09","10","11","09/10/2019 11:00","2019-09-10T01:00:00",79.088]
["20070910:1400",25.98,77.16,0,{"v":0,"d":"0.00"},0,{"v":395.3,"d":"395.30"},6.77,87,101260,{"$f":"'Honolulu TMY 3'!$D$5","v":2019},"09","10","14","09/10/2019 14:00","2019-09-10T04:00:00",78.76400000000001]
["20070910:1700",25.83,77.74,106,397.82,42,{"v":392.6,"d":"392.60"},{"v":7.3,"d":"7.30"},94,101390,{"$f":"'Honolulu TMY 3'!$D$5","v":2019},"09","10","17","09/10/2019 17:00","2019-09-10T07:00:00",78.494]
["20070910:2100",26.06,77.34,897,890.98,102,385.72,6.76,93,101420,{"$f":"'Honolulu TMY 3'!$D$5","v":2019},"09","10","21","09/10/2019 21:00","2019-09-10T11:00:00",78.908]
["20070911:0000",26.38,76.48,893,895.15,102,382.17,6.24,81,101317,{"$f":"'Honolulu TMY 3'!$D$5","v":2019},"09","11","00","09/11/2019 00:00","2019-09-10T14:00:00",79.48400000000001]
["20070911:0300",26.42,75.36,325,678.22,70,{"v":385.5,"d":"385.50"},6.46,70,101310,{"$f":"'Honolulu TMY 3'!$D$5","v":2019},"09","11","03","09/11/2019 03:00","2019-09-10T17:00:00",79.55600000000001]
["20070911:0500",26.37,{"v":75.9,"d":"75.90"},0,{"v":0,"d":"0.00"},0,{"v":388.5,"d":"388.50"},7.01,71,101390,{"$f":"'Honolulu TMY 3'!$D$5","v":2019},"09","11","05","09/11/2019 05:00","2019-09-10T19:00:00",79.46600000000001]
["20070911:0800",26.21,75.74,0,{"v":0,"d":"0.00"},0,389.85,7.06,80,101490,{"$f":"'Honolulu TMY 3'!$D$5","v":2019},"09","11","08","09/11/2019 08:00","2019-09-10T22:00:00",79.178]
["20070911:1200",25.95,76.23,0,{"v":0,"d":"0.00"},0,390.45,6.46,76,101357,{"$f":"'Honolulu TMY 3'!$D$5","v":2019},"09","11","12","09/11/2019 12:00","2019-09-11T02:00:00",78.71000000000001]
["20070911:1500",25.74,75.26,0,{"v":0,"d":"0.00"},0,386.85,6.42,69,101367,{"$f":"'Honolulu TMY 3'!$D$5","v":2019},"09","11","15","09/11/2019 15:00","2019-09-11T05:00:00",78.332]
["20070911:1800",25.77,74.56,339,{"v":681,"d":"681.00"},71,{"v":383.4,"d":"383.40"},6.38,75,101463,{"$f":"'Honolulu TMY 3'!$D$5","v":2019},"09","11","18","09/11/2019 18:00","2019-09-11T08:00:00",78.386]
["20070911:2000",25.93,73.77,764,864.13,97,{"v":385.7,"d":"385.70"},6.12,79,101510,{"$f":"'Honolulu TMY 3'!$D$5","v":2019},"09","11","20","09/11/2019 20:00","2019-09-11T10:00:00",78.674]
["20070912:0200",26.56,73.65,355,155.87,264,{"v":386,"d":"386.00"},6.19,55,101330,{"$f":"'Honolulu TMY 3'!$D$5","v":2019},"09","12","02","09/12/2019 02:00","2019-09-11T16:00:00",79.80799999999999]
["20070912:0500",26.33,74.94,0,{"v":0,"d":"0.00"},0,{"v":393,"d":"393.00"},7.16,61,101420,{"$f":"'Honolulu TMY 3'!$D$5","v":2019},"09","12","05","09/12/2019 05:00","2019-09-11T19:00:00",79.394]
["20070912:0600",{"v":26.2,"d":"26.20"},75.49,0,{"v":0,"d":"0.00"},0,397.65,{"v":7.2,"d":"7.20"},63,101463,{"$f":"'Honolulu TMY 3'!$D$5","v":2019},"09","12","06","09/12/2019 06:00","2019-09-11T20:00:00",79.16]
["20070912:0900",25.81,77.23,0,{"v":0,"d":"0.00"},0,404.52,{"v":7.1,"d":"7.10"},69,101503,{"$f":"'Honolulu TMY 3'!$D$5","v":2019},"09","12","09","09/12/2019 09:00","2019-09-11T23:00:00",78.458]
["20070912:1300",25.41,76.63,0,{"v":0,"d":"0.00"},0,394.78,6.05,68,101377,{"$f":"'Honolulu TMY 3'!$D$5","v":2019},"09","12","13","09/12/2019 13:00","2019-09-12T03:00:00",77.738]
["20070912:1600",25.28,{"v":75.5,"d":"75.50"},0,{"v":0,"d":"0.00"},0,393.55,6.21,68,101440,{"$f":"'Honolulu TMY 3'!$D$5","v":2019},"09","12","16","09/12/2019 16:00","2019-09-12T06:00:00",77.504]
["20070912:2100",25.81,73.07,778,476.66,354,{"v":392,"d":"392.00"},6.03,73,101500,{"$f":"'Honolulu TMY 3'!$D$5","v":2019},"09","12","21","09/12/2019 21:00","2019-09-12T11:00:00",78.458]
["20070913:0000",26.32,70.91,902,908.38,104,388.35,5.66,66,101373,{"$f":"'Honolulu TMY 3'!$D$5","v":2019},"09","13","00","09/13/2019 00:00","2019-09-12T14:00:00",79.376]
["20070913:0300",26.42,70.39,323,{"v":686.2,"d":"686.20"},70,388.72,6.25,60,101357,{"$f":"'Honolulu TMY 3'!$D$5","v":2019},"09","13","03","09/13/2019 03:00","2019-09-12T17:00:00",79.55600000000001]
["20070913:0400",26.33,71.49,91,389.55,39,389.58,6.49,62,101393,{"$f":"'Honolulu TMY 3'!$D$5","v":2019},"09","13","04","09/13/2019 04:00","2019-09-12T18:00:00",79.394]
["20070913:0700",{"v":26,"d":"26.00"},73.85,0,{"v":0,"d":"0.00"},0,392.52,{"v":6.8,"d":"6.80"},73,101503,{"$f":"'Honolulu TMY 3'!$D$5","v":2019},"09","13","07","09/13/2019 07:00","2019-09-12T21:00:00",78.80000000000001]
["20070913:1000",25.75,75.47,0,{"v":0,"d":"0.00"},0,391.75,6.45,81,101453,{"$f":"'Honolulu TMY 3'!$D$5","v":2019},"09","13","10","09/13/2019 10:00","2019-09-13",78.35]
["20070913:1400",{"v":25.3,"d":"25.30"},75.39,0,{"v":0,"d":"0.00"},0,394.35,5.92,85,101360,{"$f":"'Honolulu TMY 3'!$D$5","v":2019},"09","13","14","09/13/2019 14:00","2019-09-13T04:00:00",77.53999999999999]
["20070913:1800",25.42,{"v":76.8,"d":"76.80"},338,678.82,72,393.15,6.33,94,101483,{"$f":"'Honolulu TMY 3'!$D$5","v":2019},"09","13","18","09/13/2019 18:00","2019-09-13T08:00:00",77.756]
["20070913:2100",25.81,77.53,729,372.71,398,395.05,6.32,95,101480,{"$f":"'Honolulu TMY 3'!$D$5","v":2019},"09","13","21","09/13/2019 21:00","2019-09-13T11:00:00",78.458]
["20070914:0100",26.22,76.83,746,863.85,97,393.68,6.37,85,101340,{"$f":"'Honolulu TMY 3'!$D$5","v":2019},{"$f":"MID(A6163,5,2)","v":"09"},{"$f":"MID(A6163,7,2)","v":"14"},{"$f":"MID(A6163,10,2)","v":"01"},{"$f":"L6163&\"/\"&M6163&\"/\"&K6163&\" \"&N6163&\":00\"","v":"09/14/2019 01:00"},{"$f":"(DATEVALUE(O6163)+TIMEVALUE(O6163))+($P$16/24)","v":"2019-09-13T15:00:00"},{"$f":"((9/5)*B6163)+32","v":79.196}]
["20070914:0400",26.29,76.33,86,370.37,38,{"v":393.5,"d":"393.50"},7.21,81,101393,{"$f":"'Honolulu TMY 3'!$D$5","v":2019},"09","14","04","09/14/2019 04:00","2019-09-13T18:00:00",79.322]
["20070914:0500",26.34,76.27,0,{"v":0,"d":"0.00"},0,393.55,7.56,81,101430,{"$f":"'Honolulu TMY 3'!$D$5","v":2019},"09","14","05","09/14/2019 05:00","2019-09-13T19:00:00",79.412]
["20070914:0800",26.14,77.53,0,{"v":0,"d":"0.00"},0,{"v":399.6,"d":"399.60"},7.93,85,101570,{"$f":"'Honolulu TMY 3'!$D$5","v":2019},"09","14","08","09/14/2019 08:00","2019-09-13T22:00:00",79.05199999999999]
["20070914:1100",25.69,78.55,0,{"v":0,"d":"0.00"},0,{"v":395.6,"d":"395.60"},7.72,87,101490,{"$f":"'Honolulu TMY 3'!$D$5","v":2019},"09","14","11","09/14/2019 11:00","2019-09-14T01:00:00",78.242]
["20070914:1500",{"v":25.5,"d":"25.50"},77.67,0,{"v":0,"d":"0.00"},0,393.93,6.97,87,101480,{"$f":"'Honolulu TMY 3'!$D$5","v":2019},"09","14","15","09/14/2019 15:00","2019-09-14T05:00:00",77.9]
["20070914:1900",25.82,76.38,486,453.81,214,389.23,7.31,89,101580,{"$f":"'Honolulu TMY 3'!$D$5","v":2019},"09","14","19","09/14/2019 19:00","2019-09-14T09:00:00",78.476]
["20070914:2300",26.66,74.28,859,496.71,391,388.25,6.79,81,101490,{"$f":"'Honolulu TMY 3'!$D$5","v":2019},"09","14","23","09/14/2019 23:00","2019-09-14T13:00:00",79.988]
["20070915:0200",26.61,76.95,539,789.72,86,{"v":395,"d":"395.00"},7.19,74,101400,{"$f":"'Honolulu TMY 3'!$D$5","v":2019},"09","15","02","09/15/2019 02:00","2019-09-14T16:00:00",79.898]
["20070915:0500",26.65,80.02,0,{"v":0,"d":"0.00"},0,404.35,7.23,85,101480,{"$f":"'Honolulu TMY 3'!$D$5","v":2019},"09","15","05","09/15/2019 05:00","2019-09-14T19:00:00",79.97]
["20070915:0600",26.59,81.22,0,{"v":0,"d":"0.00"},0,406.78,6.99,89,101510,{"$f":"'Honolulu TMY 3'!$D$5","v":2019},"09","15","06","09/15/2019 06:00","2019-09-14T20:00:00",79.862]
["20070915:0900",26.46,84.79,0,{"v":0,"d":"0.00"},0,412.83,6.21,104,101540,{"$f":"'Honolulu TMY 3'!$D$5","v":2019},"09","15","09","09/15/2019 09:00","2019-09-14T23:00:00",79.628]
["20070915:1200",26.31,87.64,0,{"v":0,"d":"0.00"},0,413.85,5.48,117,101470,{"$f":"'Honolulu TMY 3'!$D$5","v":2019},"09","15","12","09/15/2019 12:00","2019-09-15T02:00:00",79.358]
["20070915:1700",25.85,88.37,3,{"v":0,"d":"0.00"},3,{"v":407.5,"d":"407.50"},6.04,122,101600,{"$f":"'Honolulu TMY 3'!$D$5","v":2019},"09","15","17","09/15/2019 17:00","2019-09-15T07:00:00",78.53]
["20070915:2000",25.99,{"v":88.2,"d":"88.20"},627,457.52,276,406.95,6.47,113,101700,{"$f":"'Honolulu TMY 3'!$D$5","v":2019},"09","15","20","09/15/2019 20:00","2019-09-15T10:00:00",78.782]
["20070916:0000",26.33,83.97,668,338.94,373,405.03,6.77,90,101593,{"$f":"'Honolulu TMY 3'!$D$5","v":2019},"09","16","00","09/16/2019 00:00","2019-09-15T14:00:00",79.394]
["20070916:0300",26.42,80.85,256,377.56,121,408.07,7.72,78,101590,{"$f":"'Honolulu TMY 3'!$D$5","v":2019},"09","16","03","09/16/2019 03:00","2019-09-15T17:00:00",79.55600000000001]
["20070916:0600",26.33,81.67,0,{"v":0,"d":"0.00"},0,411.52,9.07,84,101670,{"$f":"'Honolulu TMY 3'!$D$5","v":2019},"09","16","06","09/16/2019 06:00","2019-09-15T20:00:00",79.394]
["20070916:0700",26.25,81.59,0,{"v":0,"d":"0.00"},0,410.83,9.12,86,101690,{"$f":"'Honolulu TMY 3'!$D$5","v":2019},"09","16","07","09/16/2019 07:00","2019-09-15T21:00:00",79.25]
["20070916:1300",26.02,81.05,0,{"v":0,"d":"0.00"},0,411.03,8.17,86,101596,{"$f":"'Honolulu TMY 3'!$D$5","v":2019},"09","16","13","09/16/2019 13:00","2019-09-16T03:00:00",78.836]
["20070916:1400",{"v":26,"d":"26.00"},{"v":80.8,"d":"80.80"},0,{"v":0,"d":"0.00"},0,{"v":411,"d":"411.00"},7.92,84,101590,{"$f":"'Honolulu TMY 3'!$D$5","v":2019},"09","16","14","09/16/2019 14:00","2019-09-16T04:00:00",78.80000000000001]
["20070916:1800",25.87,82.02,259,298.06,143,401.33,7.86,89,101703,{"$f":"'Honolulu TMY 3'!$D$5","v":2019},"09","16","18","09/16/2019 18:00","2019-09-16T08:00:00",78.566]
["20070916:2100",26.06,81.75,710,{"v":340.7,"d":"340.70"},409,394.33,7.67,89,101686,{"$f":"'Honolulu TMY 3'!$D$5","v":2019},"09","16","21","09/16/2019 21:00","2019-09-16T11:00:00",78.908]
["20070917:0100",26.25,{"v":80.5,"d":"80.50"},540,260.15,347,388.63,8.36,78,101560,{"$f":"'Honolulu TMY 3'!$D$5","v":2019},"09","17","01","09/17/2019 01:00","2019-09-16T15:00:00",79.25]
["20070917:0400",{"v":26.2,"d":"26.20"},79.98,30,{"v":0,"d":"0.00"},30,390.58,9.59,75,101606,{"$f":"'Honolulu TMY 3'!$D$5","v":2019},"09","17","04","09/17/2019 04:00","2019-09-16T18:00:00",79.16]
["20070917:0700",26.15,80.35,0,{"v":0,"d":"0.00"},0,395.08,10.28,81,101666,{"$f":"'Honolulu TMY 3'!$D$5","v":2019},"09","17","07","09/17/2019 07:00","2019-09-16T21:00:00",79.07]
["20070917:1000",26.09,81.75,0,{"v":0,"d":"0.00"},0,398.28,10.08,87,101620,{"$f":"'Honolulu TMY 3'!$D$5","v":2019},"09","17","10","09/17/2019 10:00","2019-09-17",78.962]
["20070917:1200",25.94,84.41,0,{"v":0,"d":"0.00"},0,400.03,9.42,88,101583,{"$f":"'Honolulu TMY 3'!$D$5","v":2019},"09","17","12","09/17/2019 12:00","2019-09-17T02:00:00",78.69200000000001]
["20070917:1600",25.57,89.65,0,{"v":0,"d":"0.00"},0,398.57,8.88,90,101643,{"$f":"'Honolulu TMY 3'!$D$5","v":2019},"09","17","16","09/17/2019 16:00","2019-09-17T06:00:00",78.02600000000001]
["20070917:1900",25.72,88.57,85,{"v":0,"d":"0.00"},85,396.82,9.09,90,101706,{"$f":"'Honolulu TMY 3'!$D$5","v":2019},"09","17","19","09/17/2019 19:00","2019-09-17T09:00:00",78.29599999999999]
["20070917:2200",26.29,85.58,956,903.17,107,{"v":396.7,"d":"396.70"},{"v":9.2,"d":"9.20"},87,101626,{"$f":"'Honolulu TMY 3'!$D$5","v":2019},"09","17","22","09/17/2019 22:00","2019-09-17T12:00:00",79.322]
["20070918:0200",26.53,82.52,424,351.63,226,{"v":398.9,"d":"398.90"},9.57,75,101520,{"$f":"'Honolulu TMY 3'!$D$5","v":2019},"09","18","02","09/18/2019 02:00","2019-09-17T16:00:00",79.754]
["20070918:0500",26.41,83.88,0,{"v":0,"d":"0.00"},0,404.65,10.25,76,101650,{"$f":"'Honolulu TMY 3'!$D$5","v":2019},"09","18","05","09/18/2019 05:00","2019-09-17T19:00:00",79.53800000000001]
["20070918:0700",26.19,85.04,0,{"v":0,"d":"0.00"},0,407.48,10.25,81,101710,{"$f":"'Honolulu TMY 3'!$D$5","v":2019},"09","18","07","09/18/2019 07:00","2019-09-17T21:00:00",79.142]
["20070918:1000",25.88,87.37,0,{"v":0,"d":"0.00"},0,407.77,10.02,85,101693,{"$f":"'Honolulu TMY 3'!$D$5","v":2019},"09","18","10","09/18/2019 10:00","2019-09-18",78.584]
["20070918:1300",{"v":25.3,"d":"25.30"},89.59,0,{"v":0,"d":"0.00"},0,406.07,{"v":9.6,"d":"9.60"},81,101636,{"$f":"'Honolulu TMY 3'!$D$5","v":2019},"09","18","13","09/18/2019 13:00","2019-09-18T03:00:00",77.53999999999999]
["20070918:1700",24.67,87.39,99,376.83,41,{"v":401.3,"d":"401.30"},10.11,81,101750,{"$f":"'Honolulu TMY 3'!$D$5","v":2019},"09","18","17","09/18/2019 17:00","2019-09-18T07:00:00",76.406]
["20070918:2000",25.21,83.15,748,851.65,98,{"v":400.1,"d":"400.10"},10.21,84,101740,{"$f":"'Honolulu TMY 3'!$D$5","v":2019},"09","18","20","09/18/2019 20:00","2019-09-18T10:00:00",77.378]
["20070918:2300",26.12,81.34,755,398.84,383,{"v":396.3,"d":"396.30"},{"v":10,"d":"10.00"},80,101610,{"$f":"'Honolulu TMY 3'!$D$5","v":2019},"09","18","23","09/18/2019 23:00","2019-09-18T13:00:00",79.016]
["20070919:0300",26.29,79.22,159,63.55,137,399.43,{"v":10.1,"d":"10.10"},70,101640,{"$f":"'Honolulu TMY 3'!$D$5","v":2019},"09","19","03","09/19/2019 03:00","2019-09-18T17:00:00",79.322]
["20070919:0400",26.21,{"v":79.4,"d":"79.40"},49,90.93,39,399.87,10.37,70,101670,{"$f":"'Honolulu TMY 3'!$D$5","v":2019},"09","19","04","09/19/2019 04:00","2019-09-18T18:00:00",79.178]
["20070919:0800",25.72,{"v":81,"d":"81.00"},0,{"v":0,"d":"0.00"},0,398.85,10.57,74,101730,{"$f":"'Honolulu TMY 3'!$D$5","v":2019},"09","19","08","09/19/2019 08:00","2019-09-18T22:00:00",78.29599999999999]
["20070919:1100",25.49,82.16,0,{"v":0,"d":"0.00"},0,{"v":397.6,"d":"397.60"},{"v":10.4,"d":"10.40"},75,101620,{"$f":"'Honolulu TMY 3'!$D$5","v":2019},"09","19","11","09/19/2019 11:00","2019-09-19T01:00:00",77.882]
["20070919:1400",25.66,80.68,0,{"v":0,"d":"0.00"},0,{"v":397.5,"d":"397.50"},9.13,79,101600,{"$f":"'Honolulu TMY 3'!$D$5","v":2019},"09","19","14","09/19/2019 14:00","2019-09-19T04:00:00",78.188]
["20070919:1800",25.37,83.26,329,665.29,72,395.13,10.01,84,101753,{"$f":"'Honolulu TMY 3'!$D$5","v":2019},"09","19","18","09/19/2019 18:00","2019-09-19T08:00:00",77.666]
["20070919:2100",25.53,82.21,890,893.63,105,{"v":393.3,"d":"393.30"},10.33,85,101726,{"$f":"'Honolulu TMY 3'!$D$5","v":2019},"09","19","21","09/19/2019 21:00","2019-09-19T11:00:00",77.95400000000001]
["20070920:0000",25.96,79.81,873,895.33,104,390.72,{"v":10.4,"d":"10.40"},79,101603,{"$f":"'Honolulu TMY 3'!$D$5","v":2019},"09","20","00","09/20/2019 00:00","2019-09-19T14:00:00",78.72800000000001]
["20070920:0500",25.68,79.82,0,{"v":0,"d":"0.00"},0,{"v":388.8,"d":"388.80"},{"v":11.1,"d":"11.10"},77,101640,{"$f":"'Honolulu TMY 3'!$D$5","v":2019},"09","20","05","09/20/2019 05:00","2019-09-19T19:00:00",78.224]
["20070920:0800",25.43,79.85,0,{"v":0,"d":"0.00"},0,388.05,10.77,83,101670,{"$f":"'Honolulu TMY 3'!$D$5","v":2019},"09","20","08","09/20/2019 08:00","2019-09-19T22:00:00",77.774]
["20070920:0900",25.42,79.83,0,{"v":0,"d":"0.00"},0,387.97,10.38,85,101643,{"$f":"'Honolulu TMY 3'!$D$5","v":2019},"09","20","09","09/20/2019 09:00","2019-09-19T23:00:00",77.756]
["20070920:1200",25.44,{"v":80.4,"d":"80.40"},0,{"v":0,"d":"0.00"},0,389.22,9.18,89,101573,{"$f":"'Honolulu TMY 3'!$D$5","v":2019},"09","20","12","09/20/2019 12:00","2019-09-20T02:00:00",77.792]
["20070920:1500",25.46,81.61,0,{"v":0,"d":"0.00"},0,391.28,8.44,90,101573,{"$f":"'Honolulu TMY 3'!$D$5","v":2019},"09","20","15","09/20/2019 15:00","2019-09-20T05:00:00",77.828]
["20070920:1900",25.46,81.06,562,797.95,89,386.38,8.71,87,101666,{"$f":"'Honolulu TMY 3'!$D$5","v":2019},"09","20","19","09/20/2019 19:00","2019-09-20T09:00:00",77.828]
["20070920:2200",25.87,80.22,959,{"v":911.4,"d":"911.40"},108,383.83,8.93,85,101580,{"$f":"'Honolulu TMY 3'!$D$5","v":2019},"09","20","22","09/20/2019 22:00","2019-09-20T12:00:00",78.566]
["20070921:0200",26.15,80.41,520,785.77,86,{"v":391.9,"d":"391.90"},9.43,79,101440,{"$f":"'Honolulu TMY 3'!$D$5","v":2019},"09","21","02","09/21/2019 02:00","2019-09-20T16:00:00",79.07]
["20070921:0600",26.01,81.17,0,{"v":0,"d":"0.00"},0,{"v":396,"d":"396.00"},10.42,86,101563,{"$f":"'Honolulu TMY 3'!$D$5","v":2019},"09","21","06","09/21/2019 06:00","2019-09-20T20:00:00",78.81800000000001]
["20070921:0900",25.77,81.98,0,{"v":0,"d":"0.00"},0,{"v":398.3,"d":"398.30"},9.85,90,101576,{"$f":"'Honolulu TMY 3'!$D$5","v":2019},"09","21","09","09/21/2019 09:00","2019-09-20T23:00:00",78.386]
["20070921:1000",25.69,{"v":82.4,"d":"82.40"},0,{"v":0,"d":"0.00"},0,{"v":397.7,"d":"397.70"},9.56,90,101543,{"$f":"'Honolulu TMY 3'!$D$5","v":2019},"09","21","10","09/21/2019 10:00","2019-09-21",78.242]
["20070921:1300",{"v":25.6,"d":"25.60"},81.35,0,{"v":0,"d":"0.00"},0,397.93,8.25,91,101483,{"$f":"'Honolulu TMY 3'!$D$5","v":2019},"09","21","13","09/21/2019 13:00","2019-09-21T03:00:00",78.08000000000001]
["20070921:1600",25.47,80.75,0,{"v":0,"d":"0.00"},0,397.72,8.01,94,101530,{"$f":"'Honolulu TMY 3'!$D$5","v":2019},"09","21","16","09/21/2019 16:00","2019-09-21T06:00:00",77.846]
["20070921:2000",{"v":25.5,"d":"25.50"},80.65,248,11.86,239,393.35,7.99,98,101590,{"$f":"'Honolulu TMY 3'!$D$5","v":2019},"09","21","20","09/21/2019 20:00","2019-09-21T10:00:00",77.9]
["20070921:2300",26.09,{"v":80.4,"d":"80.40"},825,{"v":477.8,"d":"477.80"},383,389.45,7.54,92,101460,{"$f":"'Honolulu TMY 3'!$D$5","v":2019},"09","21","23","09/21/2019 23:00","2019-09-21T13:00:00",78.962]
["20070922:0400",26.22,78.41,41,61.15,35,394.25,9.54,81,101430,{"$f":"'Honolulu TMY 3'!$D$5","v":2019},"09","22","04","09/22/2019 04:00","2019-09-21T18:00:00",79.196]
["20070922:0700",26.01,79.46,0,{"v":0,"d":"0.00"},0,396.87,9.92,85,101530,{"$f":"'Honolulu TMY 3'!$D$5","v":2019},"09","22","07","09/22/2019 07:00","2019-09-21T21:00:00",78.81800000000001]
["20070922:1000",25.78,80.96,0,{"v":0,"d":"0.00"},0,{"v":399.8,"d":"399.80"},9.44,90,101513,{"$f":"'Honolulu TMY 3'!$D$5","v":2019},"09","22","10","09/22/2019 10:00","2019-09-22",78.404]
["20070922:1100",25.71,81.48,0,{"v":0,"d":"0.00"},0,{"v":400.6,"d":"400.60"},{"v":9.2,"d":"9.20"},92,101490,{"$f":"'Honolulu TMY 3'!$D$5","v":2019},"09","22","11","09/22/2019 11:00","2019-09-22T01:00:00",78.278]
["20070922:1400",{"v":25.6,"d":"25.60"},81.67,0,{"v":0,"d":"0.00"},0,{"v":403.9,"d":"403.90"},8.03,97,101440,{"$f":"'Honolulu TMY 3'!$D$5","v":2019},"09","22","14","09/22/2019 14:00","2019-09-22T04:00:00",78.08000000000001]
["20070922:1700",25.27,82.33,65,93.26,51,{"v":398.3,"d":"398.30"},8.14,95,101600,{"$f":"'Honolulu TMY 3'!$D$5","v":2019},"09","22","17","09/22/2019 17:00","2019-09-22T07:00:00",77.48599999999999]
["20070922:2000",{"v":25.4,"d":"25.40"},81.69,745,852.98,99,{"v":399.4,"d":"399.40"},8.26,90,101690,{"$f":"'Honolulu TMY 3'!$D$5","v":2019},"09","22","20","09/22/2019 20:00","2019-09-22T10:00:00",77.72]
["20070923:0100",26.24,75.84,716,855.91,98,{"v":393.8,"d":"393.80"},7.68,71,101506,{"$f":"'Honolulu TMY 3'!$D$5","v":2019},"09","23","01","09/23/2019 01:00","2019-09-22T15:00:00",79.232]
["20070923:0500",26.24,75.93,0,{"v":0,"d":"0.00"},0,393.55,8.28,70,101610,{"$f":"'Honolulu TMY 3'!$D$5","v":2019},"09","23","05","09/23/2019 05:00","2019-09-22T19:00:00",79.232]
["20070923:0800",25.89,77.56,0,{"v":0,"d":"0.00"},0,{"v":394.6,"d":"394.60"},8.46,76,101700,{"$f":"'Honolulu TMY 3'!$D$5","v":2019},"09","23","08","09/23/2019 08:00","2019-09-22T22:00:00",78.602]
["20070923:1100",25.69,79.28,0,{"v":0,"d":"0.00"},0,{"v":393.9,"d":"393.90"},8.17,82,101570,{"$f":"'Honolulu TMY 3'!$D$5","v":2019},"09","23","11","09/23/2019 11:00","2019-09-23T01:00:00",78.242]
["20070923:1200",25.56,78.82,0,{"v":0,"d":"0.00"},0,394.27,7.84,80,101553,{"$f":"'Honolulu TMY 3'!$D$5","v":2019},"09","23","12","09/23/2019 12:00","2019-09-23T02:00:00",78.008]
["20070923:1700",25.22,77.28,97,375.56,41,{"v":394.3,"d":"394.30"},6.98,78,101640,{"$f":"'Honolulu TMY 3'!$D$5","v":2019},"09","23","17","09/23/2019 17:00","2019-09-23T07:00:00",77.396]
["20070923:1900",25.45,76.08,442,361.64,229,{"v":391.8,"d":"391.80"},6.74,79,101673,{"$f":"'Honolulu TMY 3'!$D$5","v":2019},"09","23","19","09/23/2019 19:00","2019-09-23T09:00:00",77.81]
["20070923:2300",26.14,75.26,941,905.67,108,384.25,6.48,69,101540,{"$f":"'Honolulu TMY 3'!$D$5","v":2019},"09","23","23","09/23/2019 23:00","2019-09-23T13:00:00",79.05199999999999]
["20070924:0200",25.77,{"v":75.6,"d":"75.60"},509,781.39,86,383.25,{"v":8,"d":"8.00"},59,101480,{"$f":"'Honolulu TMY 3'!$D$5","v":2019},"09","24","02","09/24/2019 02:00","2019-09-23T16:00:00",78.386]
["20070924:0600",25.63,78.86,0,{"v":0,"d":"0.00"},0,390.78,8.72,66,101600,{"$f":"'Honolulu TMY 3'!$D$5","v":2019},"09","24","06","09/24/2019 06:00","2019-09-23T20:00:00",78.134]
["20070924:0900",25.52,80.19,0,{"v":0,"d":"0.00"},0,{"v":395.2,"d":"395.20"},8.26,72,101566,{"$f":"'Honolulu TMY 3'!$D$5","v":2019},"09","24","09","09/24/2019 09:00","2019-09-23T23:00:00",77.936]
["20070924:1200",{"v":25.4,"d":"25.40"},80.72,0,{"v":0,"d":"0.00"},0,394.18,7.67,74,101430,{"$f":"'Honolulu TMY 3'!$D$5","v":2019},"09","24","12","09/24/2019 12:00","2019-09-24T02:00:00",77.72]
["20070924:1400",25.16,79.32,0,{"v":0,"d":"0.00"},0,393.15,7.26,73,101370,{"$f":"'Honolulu TMY 3'!$D$5","v":2019},"09","24","14","09/24/2019 14:00","2019-09-24T04:00:00",77.28800000000001]
["20070924:1700",25.17,{"v":79.1,"d":"79.10"},96,371.39,41,{"v":392.5,"d":"392.50"},7.57,80,101450,{"$f":"'Honolulu TMY 3'!$D$5","v":2019},{"$f":"MID(A6419,5,2)","v":"09"},{"$f":"MID(A6419,7,2)","v":"24"},{"$f":"MID(A6419,10,2)","v":"17"},{"$f":"L6419&\"/\"&M6419&\"/\"&K6419&\" \"&N6419&\":00\"","v":"09/24/2019 17:00"},{"$f":"(DATEVALUE(O6419)+TIMEVALUE(O6419))+($P$16/24)","v":"2019-09-24T07:00:00"},{"$f":"((9/5)*B6419)+32","v":77.30600000000001}]
["20070924:2100",25.54,77.75,708,395.82,364,386.48,6.89,88,101423,{"$f":"'Honolulu TMY 3'!$D$5","v":2019},"09","24","21","09/24/2019 21:00","2019-09-24T11:00:00",77.97200000000001]
["20070925:0000",25.86,76.95,856,{"v":890.2,"d":"890.20"},105,385.78,6.51,77,101287,{"$f":"'Honolulu TMY 3'!$D$5","v":2019},"09","25","00","09/25/2019 00:00","2019-09-24T14:00:00",78.548]
["20070925:0300",{"v":25.8,"d":"25.80"},76.26,271,631.28,67,392.12,7.13,66,101270,{"$f":"'Honolulu TMY 3'!$D$5","v":2019},"09","25","03","09/25/2019 03:00","2019-09-24T17:00:00",78.44]
["20070925:0700",{"v":25.8,"d":"25.80"},78.39,0,{"v":0,"d":"0.00"},0,394.95,7.43,77,101397,{"$f":"'Honolulu TMY 3'!$D$5","v":2019},"09","25","07","09/25/2019 07:00","2019-09-24T21:00:00",78.44]
["20070925:1000",{"v":25.8,"d":"25.80"},78.98,0,{"v":0,"d":"0.00"},0,394.87,6.72,89,101383,{"$f":"'Honolulu TMY 3'!$D$5","v":2019},"09","25","10","09/25/2019 10:00","2019-09-25",78.44]
["20070925:1100",{"v":25.8,"d":"25.80"},79.15,0,{"v":0,"d":"0.00"},0,394.95,{"v":6.4,"d":"6.40"},94,101360,{"$f":"'Honolulu TMY 3'!$D$5","v":2019},"09","25","11","09/25/2019 11:00","2019-09-25T01:00:00",78.44]
["20070925:1500",25.36,84.65,0,{"v":0,"d":"0.00"},0,{"v":389,"d":"389.00"},5.93,88,101363,{"$f":"'Honolulu TMY 3'!$D$5","v":2019},"09","25","15","09/25/2019 15:00","2019-09-25T05:00:00",77.648]
["20070925:1800",25.47,83.65,322,658.31,72,388.65,6.22,93,101463,{"$f":"'Honolulu TMY 3'!$D$5","v":2019},"09","25","18","09/25/2019 18:00","2019-09-25T08:00:00",77.846]
["20070925:2200",25.88,81.59,788,509.62,318,389.28,5.83,92,101377,{"$f":"'Honolulu TMY 3'!$D$5","v":2019},"09","25","22","09/25/2019 22:00","2019-09-25T12:00:00",78.584]
["20070926:0100",{"v":25.9,"d":"25.90"},82.35,694,827.59,105,397.85,6.64,82,101273,{"$f":"'Honolulu TMY 3'!$D$5","v":2019},"09","26","01","09/26/2019 01:00","2019-09-25T15:00:00",78.62]
["20070926:0400",{"v":25.9,"d":"25.90"},83.61,48,230.61,29,402.53,7.58,84,101330,{"$f":"'Honolulu TMY 3'!$D$5","v":2019},"09","26","04","09/26/2019 04:00","2019-09-25T18:00:00",78.62]
["20070926:0800",25.88,85.18,0,{"v":0,"d":"0.00"},0,{"v":408.5,"d":"408.50"},7.74,95,101470,{"$f":"'Honolulu TMY 3'!$D$5","v":2019},"09","26","08","09/26/2019 08:00","2019-09-25T22:00:00",78.584]
["20070926:1200",25.09,88.53,0,{"v":0,"d":"0.00"},0,410.02,7.47,91,101377,{"$f":"'Honolulu TMY 3'!$D$5","v":2019},"09","26","12","09/26/2019 12:00","2019-09-26T02:00:00",77.162]
["20070926:1300",24.91,89.11,0,{"v":0,"d":"0.00"},0,408.38,7.71,86,101363,{"$f":"'Honolulu TMY 3'!$D$5","v":2019},"09","26","13","09/26/2019 13:00","2019-09-26T03:00:00",76.838]
["20070926:1600",24.59,86.81,0,{"v":0,"d":"0.00"},0,409.78,8.38,82,101437,{"$f":"'Honolulu TMY 3'!$D$5","v":2019},"09","26","16","09/26/2019 16:00","2019-09-26T06:00:00",76.262]
["20070926:1900",24.76,{"v":82.7,"d":"82.70"},541,{"v":760.9,"d":"760.90"},96,412.27,{"v":8.8,"d":"8.80"},81,101553,{"$f":"'Honolulu TMY 3'!$D$5","v":2019},"09","26","19","09/26/2019 19:00","2019-09-26T09:00:00",76.56800000000001]
["20070926:2300",{"v":26,"d":"26.00"},{"v":78.8,"d":"78.80"},752,362.06,422,{"v":413.6,"d":"413.60"},9.06,75,101460,{"$f":"'Honolulu TMY 3'!$D$5","v":2019},"09","26","23","09/26/2019 23:00","2019-09-26T13:00:00",78.80000000000001]
["20070927:0200",26.22,78.35,479,690.28,113,407.15,9.12,68,101410,{"$f":"'Honolulu TMY 3'!$D$5","v":2019},"09","27","02","09/27/2019 02:00","2019-09-26T16:00:00",79.196]
["20070927:0500",26.11,79.27,0,{"v":0,"d":"0.00"},0,{"v":405.9,"d":"405.90"},9.48,73,101540,{"$f":"'Honolulu TMY 3'!$D$5","v":2019},"09","27","05","09/27/2019 05:00","2019-09-26T19:00:00",78.99799999999999]
["20070927:0900",25.74,80.68,0,{"v":0,"d":"0.00"},0,403.32,8.58,79,101576,{"$f":"'Honolulu TMY 3'!$D$5","v":2019},{"$f":"MID(A6483,5,2)","v":"09"},{"$f":"MID(A6483,7,2)","v":"27"},{"$f":"MID(A6483,10,2)","v":"09"},{"$f":"L6483&\"/\"&M6483&\"/\"&K6483&\" \"&N6483&\":00\"","v":"09/27/2019 09:00"},{"$f":"(DATEVALUE(O6483)+TIMEVALUE(O6483))+($P$16/24)","v":"2019-09-26T23:00:00"},{"$f":"((9/5)*B6483)+32","v":78.332}]
["20070927:1300",25.49,81.87,0,{"v":0,"d":"0.00"},0,404.05,7.38,72,101483,{"$f":"'Honolulu TMY 3'!$D$5","v":2019},"09","27","13","09/27/2019 13:00","2019-09-27T03:00:00",77.882]
["20070927:1400",25.43,82.02,0,{"v":0,"d":"0.00"},0,{"v":404.6,"d":"404.60"},7.08,68,101470,{"$f":"'Honolulu TMY 3'!$D$5","v":2019},"09","27","14","09/27/2019 14:00","2019-09-27T04:00:00",77.774]
["20070927:1700",25.37,81.08,31,{"v":0,"d":"0.00"},31,{"v":406.2,"d":"406.20"},{"v":7.6,"d":"7.60"},75,101570,{"$f":"'Honolulu TMY 3'!$D$5","v":2019},"09","27","17","09/27/2019 17:00","2019-09-27T07:00:00",77.666]
["20070927:2000",25.73,79.13,555,280.38,345,403.65,7.42,82,101630,{"$f":"'Honolulu TMY 3'!$D$5","v":2019},"09","27","20","09/27/2019 20:00","2019-09-27T10:00:00",78.314]
["20070928:0000",26.16,79.01,719,462.81,333,402.28,7.04,81,101496,{"$f":"'Honolulu TMY 3'!$D$5","v":2019},"09","28","00","09/28/2019 00:00","2019-09-27T14:00:00",79.088]
["20070928:0300",25.85,{"v":80,"d":"80.00"},239,484.63,88,402.23,{"v":7.5,"d":"7.50"},80,101526,{"$f":"'Honolulu TMY 3'!$D$5","v":2019},"09","28","03","09/28/2019 03:00","2019-09-27T17:00:00",78.53]
["20070928:0600",25.85,80.91,0,{"v":0,"d":"0.00"},0,403.33,8.29,86,101623,{"$f":"'Honolulu TMY 3'!$D$5","v":2019},"09","28","06","09/28/2019 06:00","2019-09-27T20:00:00",78.53]
["20070928:1100",{"v":25.7,"d":"25.70"},{"v":80.7,"d":"80.70"},0,{"v":0,"d":"0.00"},0,403.35,7.94,94,101580,{"$f":"'Honolulu TMY 3'!$D$5","v":2019},"09","28","11","09/28/2019 11:00","2019-09-28T01:00:00",78.25999999999999]
["20070928:1400",25.43,79.84,0,{"v":0,"d":"0.00"},0,401.85,7.41,99,101530,{"$f":"'Honolulu TMY 3'!$D$5","v":2019},"09","28","14","09/28/2019 14:00","2019-09-28T04:00:00",77.774]
["20070928:1500",25.39,80.29,0,{"v":0,"d":"0.00"},0,{"v":401.4,"d":"401.40"},7.37,100,101560,{"$f":"'Honolulu TMY 3'!$D$5","v":2019},"09","28","15","09/28/2019 15:00","2019-09-28T05:00:00",77.702]
["20070928:1800",25.39,81.22,316,632.89,78,399.05,7.13,101,101643,{"$f":"'Honolulu TMY 3'!$D$5","v":2019},"09","28","18","09/28/2019 18:00","2019-09-28T08:00:00",77.702]
["20070928:2100",{"v":25.7,"d":"25.70"},80.99,865,872.51,114,394.37,6.63,93,101636,{"$f":"'Honolulu TMY 3'!$D$5","v":2019},"09","28","21","09/28/2019 21:00","2019-09-28T11:00:00",78.25999999999999]
["20070929:0100",26.12,80.77,566,{"v":386.5,"d":"386.50"},295,396.33,7.02,82,101503,{"$f":"'Honolulu TMY 3'!$D$5","v":2019},"09","29","01","09/29/2019 01:00","2019-09-28T15:00:00",79.016]
["20070929:0300",26.16,81.68,97,{"v":0,"d":"0.00"},97,{"v":399.2,"d":"399.20"},{"v":7.5,"d":"7.50"},81,101516,{"$f":"'Honolulu TMY 3'!$D$5","v":2019},"09","29","03","09/29/2019 03:00","2019-09-28T17:00:00",79.088]
["20070929:0900",26.11,84.66,0,{"v":0,"d":"0.00"},0,402.33,7.17,95,101650,{"$f":"'Honolulu TMY 3'!$D$5","v":2019},"09","29","09","09/29/2019 09:00","2019-09-28T23:00:00",78.99799999999999]
["20070929:1200",25.98,86.15,0,{"v":0,"d":"0.00"},0,405.08,5.61,105,101570,{"$f":"'Honolulu TMY 3'!$D$5","v":2019},"09","29","12","09/29/2019 12:00","2019-09-29T02:00:00",78.76400000000001]
["20070929:1500",25.62,88.05,0,{"v":0,"d":"0.00"},0,{"v":404.3,"d":"404.30"},4.23,109,101576,{"$f":"'Honolulu TMY 3'!$D$5","v":2019},"09","29","15","09/29/2019 15:00","2019-09-29T05:00:00",78.116]
["20070929:1600",25.65,{"v":88.1,"d":"88.10"},0,{"v":0,"d":"0.00"},0,403.75,{"v":4.4,"d":"4.40"},111,101623,{"$f":"'Honolulu TMY 3'!$D$5","v":2019},"09","29","16","09/29/2019 16:00","2019-09-29T06:00:00",78.17]
["20070929:1900",25.87,{"v":87.1,"d":"87.10"},535,{"v":756.5,"d":"756.50"},96,{"v":403.3,"d":"403.30"},4.67,116,101696,{"$f":"'Honolulu TMY 3'!$D$5","v":2019},"09","29","19","09/29/2019 19:00","2019-09-29T09:00:00",78.566]
["20070929:2200",26.26,86.84,573,123.87,460,400.38,4.16,110,101610,{"$f":"'Honolulu TMY 3'!$D$5","v":2019},"09","29","22","09/29/2019 22:00","2019-09-29T12:00:00",79.268]
["20070930:0400",26.07,86.06,37,179.42,25,401.78,{"v":6.7,"d":"6.70"},87,101530,{"$f":"'Honolulu TMY 3'!$D$5","v":2019},"09","30","04","09/30/2019 04:00","2019-09-29T18:00:00",78.926]
["20070930:0600",26.01,86.86,0,{"v":0,"d":"0.00"},0,{"v":404.5,"d":"404.50"},7.43,90,101573,{"$f":"'Honolulu TMY 3'!$D$5","v":2019},"09","30","06","09/30/2019 06:00","2019-09-29T20:00:00",78.81800000000001]
["20070930:1000",25.91,88.75,0,{"v":0,"d":"0.00"},0,409.47,{"v":7.6,"d":"7.60"},95,101573,{"$f":"'Honolulu TMY 3'!$D$5","v":2019},"09","30","10","09/30/2019 10:00","2019-09-30",78.638]
["20070930:1300",25.76,{"v":90.7,"d":"90.70"},0,{"v":0,"d":"0.00"},0,407.15,7.34,91,101543,{"$f":"'Honolulu TMY 3'!$D$5","v":2019},"09","30","13","09/30/2019 13:00","2019-09-30T03:00:00",78.368]
["20070930:1600",25.26,94.25,0,{"v":0,"d":"0.00"},0,409.29,7.91,89,101633,{"$f":"'Honolulu TMY 3'!$D$5","v":2019},"09","30","16","09/30/2019 16:00","2019-09-30T06:00:00",77.468]
["20070930:1700",25.33,93.28,86,311.01,42,409.33,8.05,89,101680,{"$f":"'Honolulu TMY 3'!$D$5","v":2019},"09","30","17","09/30/2019 17:00","2019-09-30T07:00:00",77.594]
["20070930:2000",25.52,90.38,463,143.93,356,409.47,8.47,88,101740,{"$f":"'Honolulu TMY 3'!$D$5","v":2019},"09","30","20","09/30/2019 20:00","2019-09-30T10:00:00",77.936]
["20071001:0100",25.84,85.54,674,819.83,105,{"v":409.7,"d":"409.70"},9.16,73,101560,{"$f":"'Honolulu TMY 3'!$D$5","v":2019},"10","01","01","10/01/2019 01:00","2019-09-30T15:00:00",78.512]
["20071001:0400",26.03,82.63,24,{"v":0,"d":"0.00"},24,409.84,9.58,72,101600,{"$f":"'Honolulu TMY 3'!$D$5","v":2019},"10","01","04","10/01/2019 04:00","2019-09-30T18:00:00",78.85400000000001]
["20071001:0700",26.22,79.73,0,{"v":0,"d":"0.00"},0,409.98,{"v":10,"d":"10.00"},78,101663,{"$f":"'Honolulu TMY 3'!$D$5","v":2019},"10","01","07","10/01/2019 07:00","2019-09-30T21:00:00",79.196]
["20071001:1100",25.98,83.56,0,{"v":0,"d":"0.00"},0,{"v":408,"d":"408.00"},8.95,82,101590,{"$f":"'Honolulu TMY 3'!$D$5","v":2019},"10","01","11","10/01/2019 11:00","2019-10-01T01:00:00",78.76400000000001]
["20071001:1400",25.67,87.87,0,{"v":0,"d":"0.00"},0,{"v":408.2,"d":"408.20"},7.92,76,101540,{"$f":"'Honolulu TMY 3'!$D$5","v":2019},"10","01","14","10/01/2019 14:00","2019-10-01T04:00:00",78.206]
["20071001:1700",25.41,89.41,41,{"v":0,"d":"0.00"},41,405.35,9.28,80,101660,{"$f":"'Honolulu TMY 3'!$D$5","v":2019},"10","01","17","10/01/2019 17:00","2019-10-01T07:00:00",77.738]
["20071001:1800",25.38,89.35,187,99.46,150,405.58,{"v":9.6,"d":"9.60"},82,101686,{"$f":"'Honolulu TMY 3'!$D$5","v":2019},"10","01","18","10/01/2019 18:00","2019-10-01T08:00:00",77.684]
["20071001:2200",25.44,88.97,720,310.93,438,406.25,10.38,85,101666,{"$f":"'Honolulu TMY 3'!$D$5","v":2019},"10","01","22","10/01/2019 22:00","2019-10-01T12:00:00",77.792]
["20071002:0200",25.94,80.89,470,738.94,92,404.45,10.54,76,101570,{"$f":"'Honolulu TMY 3'!$D$5","v":2019},"10","02","02","10/02/2019 02:00","2019-10-01T16:00:00",78.69200000000001]
["20071002:0500",25.89,80.71,0,{"v":0,"d":"0.00"},0,401.85,10.48,80,101670,{"$f":"'Honolulu TMY 3'!$D$5","v":2019},"10","02","05","10/02/2019 05:00","2019-10-01T19:00:00",78.602]
["20071002:0800",{"v":25.7,"d":"25.70"},{"v":80.6,"d":"80.60"},0,{"v":0,"d":"0.00"},0,{"v":402.2,"d":"402.20"},10.04,88,101740,{"$f":"'Honolulu TMY 3'!$D$5","v":2019},"10","02","08","10/02/2019 08:00","2019-10-01T22:00:00",78.25999999999999]
["20071002:1200",25.62,80.77,0,{"v":0,"d":"0.00"},0,398.53,8.84,91,101646,{"$f":"'Honolulu TMY 3'!$D$5","v":2019},"10","02","12","10/02/2019 12:00","2019-10-02T02:00:00",78.116]
["20071002:1500",25.64,80.51,0,{"v":0,"d":"0.00"},0,396.63,8.82,88,101650,{"$f":"'Honolulu TMY 3'!$D$5","v":2019},"10","02","15","10/02/2019 15:00","2019-10-02T05:00:00",78.152]
["20071002:1800",25.61,80.49,312,628.71,79,{"v":392.9,"d":"392.90"},9.41,89,101770,{"$f":"'Honolulu TMY 3'!$D$5","v":2019},"10","02","18","10/02/2019 18:00","2019-10-02T08:00:00",78.098]
["20071002:1900",25.66,80.35,539,766.44,98,{"v":392.1,"d":"392.10"},9.53,89,101790,{"$f":"'Honolulu TMY 3'!$D$5","v":2019},"10","02","19","10/02/2019 19:00","2019-10-02T09:00:00",78.188]
["20071002:2300",26.22,79.54,651,{"v":224.9,"d":"224.90"},450,{"v":392.5,"d":"392.50"},9.26,89,101670,{"$f":"'Honolulu TMY 3'!$D$5","v":2019},"10","02","23","10/02/2019 23:00","2019-10-02T13:00:00",79.196]
["20071003:0300",26.33,{"v":75.9,"d":"75.90"},135,68.39,115,393.72,9.36,83,101660,{"$f":"'Honolulu TMY 3'!$D$5","v":2019},"10","03","03","10/03/2019 03:00","2019-10-02T17:00:00",79.394]
["20071003:0600",26.16,77.16,0,{"v":0,"d":"0.00"},0,393.68,9.81,84,101756,{"$f":"'Honolulu TMY 3'!$D$5","v":2019},"10","03","06","10/03/2019 06:00","2019-10-02T20:00:00",79.088]
["20071003:0900",25.92,77.86,0,{"v":0,"d":"0.00"},0,393.58,9.63,87,101766,{"$f":"'Honolulu TMY 3'!$D$5","v":2019},"10","03","09","10/03/2019 09:00","2019-10-02T23:00:00",78.656]
["20071003:1300",25.85,77.76,0,{"v":0,"d":"0.00"},0,395.18,{"v":8.7,"d":"8.70"},90,101700,{"$f":"'Honolulu TMY 3'!$D$5","v":2019},"10","03","13","10/03/2019 13:00","2019-10-03T03:00:00",78.53]
["20071003:1600",25.77,77.16,0,{"v":0,"d":"0.00"},0,394.62,8.77,94,101776,{"$f":"'Honolulu TMY 3'!$D$5","v":2019},"10","03","16","10/03/2019 16:00","2019-10-03T06:00:00",78.386]
["20071003:2000",25.73,78.59,613,435.31,292,{"v":391.7,"d":"391.70"},8.47,97,101870,{"$f":"'Honolulu TMY 3'!$D$5","v":2019},"10","03","20","10/03/2019 20:00","2019-10-03T10:00:00",78.314]
["20071003:2100",25.91,78.26,670,319.11,399,390.23,{"v":8.3,"d":"8.30"},94,101823,{"$f":"'Honolulu TMY 3'!$D$5","v":2019},"10","03","21","10/03/2019 21:00","2019-10-03T11:00:00",78.638]
["20071004:0000",26.28,77.43,711,487.66,314,389.27,8.18,86,101700,{"$f":"'Honolulu TMY 3'!$D$5","v":2019},"10","04","00","10/04/2019 00:00","2019-10-03T14:00:00",79.304]
["20071004:0400",26.19,77.98,21,{"v":0,"d":"0.00"},21,397.73,9.37,81,101680,{"$f":"'Honolulu TMY 3'!$D$5","v":2019},"10","04","04","10/04/2019 04:00","2019-10-03T18:00:00",79.142]
["20071004:0700",25.98,78.62,0,{"v":0,"d":"0.00"},0,400.97,{"v":9.9,"d":"9.90"},86,101753,{"$f":"'Honolulu TMY 3'!$D$5","v":2019},"10","04","07","10/04/2019 07:00","2019-10-03T21:00:00",78.76400000000001]
["20071004:1000",25.78,79.86,0,{"v":0,"d":"0.00"},0,401.98,9.63,88,101726,{"$f":"'Honolulu TMY 3'!$D$5","v":2019},"10","04","10","10/04/2019 10:00","2019-10-04",78.404]
["20071004:1300",25.63,80.28,0,{"v":0,"d":"0.00"},0,406.28,8.63,89,101646,{"$f":"'Honolulu TMY 3'!$D$5","v":2019},"10","04","13","10/04/2019 13:00","2019-10-04T03:00:00",78.134]
["20071004:1800",25.47,79.68,252,334.56,129,402.72,8.48,90,101816,{"$f":"'Honolulu TMY 3'!$D$5","v":2019},"10","04","18","10/04/2019 18:00","2019-10-04T08:00:00",77.846]
["20071004:1900",25.52,79.33,438,{"v":377.7,"d":"377.70"},222,402.28,8.39,90,101843,{"$f":"'Honolulu TMY 3'!$D$5","v":2019},"10","04","19","10/04/2019 19:00","2019-10-04T09:00:00",77.936]
["20071004:2200",25.93,78.51,791,471.78,367,397.72,8.08,86,101756,{"$f":"'Honolulu TMY 3'!$D$5","v":2019},"10","04","22","10/04/2019 22:00","2019-10-04T12:00:00",78.674]
["20071005:0100",26.01,78.29,666,823.92,106,394.98,9.01,77,101633,{"$f":"'Honolulu TMY 3'!$D$5","v":2019},"10","05","01","10/05/2019 01:00","2019-10-04T15:00:00",78.81800000000001]
["20071005:0500",25.79,79.21,0,{"v":0,"d":"0.00"},0,{"v":391.7,"d":"391.70"},10.22,78,101700,{"$f":"'Honolulu TMY 3'!$D$5","v":2019},"10","05","05","10/05/2019 05:00","2019-10-04T19:00:00",78.422]
["20071005:0800",25.44,80.37,0,{"v":0,"d":"0.00"},0,387.35,10.04,82,101740,{"$f":"'Honolulu TMY 3'!$D$5","v":2019},"10","05","08","10/05/2019 08:00","2019-10-04T22:00:00",77.792]
["20071005:1000",25.36,80.73,0,{"v":0,"d":"0.00"},0,386.68,9.68,82,101666,{"$f":"'Honolulu TMY 3'!$D$5","v":2019},"10","05","10","10/05/2019 10:00","2019-10-05",77.648]
["20071005:1600",25.39,{"v":80.3,"d":"80.30"},0,{"v":0,"d":"0.00"},0,391.03,7.96,88,101680,{"$f":"'Honolulu TMY 3'!$D$5","v":2019},"10","05","16","10/05/2019 16:00","2019-10-05T06:00:00",77.702]
["20071005:1900",25.43,81.64,352,170.15,255,390.85,{"v":8,"d":"8.00"},89,101753,{"$f":"'Honolulu TMY 3'!$D$5","v":2019},"10","05","19","10/05/2019 19:00","2019-10-05T09:00:00",77.774]
["20071005:2000",25.47,82.14,599,402.36,304,{"v":391,"d":"391.00"},7.94,90,101770,{"$f":"'Honolulu TMY 3'!$D$5","v":2019},"10","05","20","10/05/2019 20:00","2019-10-05T10:00:00",77.846]
["20071005:2300",25.91,82.51,808,599.25,278,{"v":388.9,"d":"388.90"},8.06,82,101650,{"$f":"'Honolulu TMY 3'!$D$5","v":2019},"10","05","23","10/05/2019 23:00","2019-10-05T13:00:00",78.638]
["20071006:0200",25.99,81.77,348,289.95,204,387.35,9.43,80,101600,{"$f":"'Honolulu TMY 3'!$D$5","v":2019},"10","06","02","10/06/2019 02:00","2019-10-05T16:00:00",78.782]
["20071006:0600",25.71,83.07,0,{"v":0,"d":"0.00"},0,397.22,10.57,82,101753,{"$f":"'Honolulu TMY 3'!$D$5","v":2019},"10","06","06","10/06/2019 06:00","2019-10-05T20:00:00",78.278]
["20071006:1100",25.41,82.73,0,{"v":0,"d":"0.00"},0,405.15,{"v":9.5,"d":"9.50"},85,101700,{"$f":"'Honolulu TMY 3'!$D$5","v":2019},"10","06","11","10/06/2019 11:00","2019-10-06T01:00:00",77.738]
["20071006:1400",24.85,87.05,0,{"v":0,"d":"0.00"},0,403.35,9.08,82,101690,{"$f":"'Honolulu TMY 3'!$D$5","v":2019},"10","06","14","10/06/2019 14:00","2019-10-06T04:00:00",76.73]
["20071006:1700",24.52,90.03,61,112.08,46,{"v":399.6,"d":"399.60"},9.09,81,101800,{"$f":"'Honolulu TMY 3'!$D$5","v":2019},"10","06","17","10/06/2019 17:00","2019-10-06T07:00:00",76.136]
["20071006:2000",24.66,87.15,517,236.66,344,398.45,9.24,81,101800,{"$f":"'Honolulu TMY 3'!$D$5","v":2019},"10","06","20","10/06/2019 20:00","2019-10-06T10:00:00",76.388]
["20071006:2100",24.95,85.75,422,{"v":59.4,"d":"59.40"},372,396.98,9.12,80,101743,{"$f":"'Honolulu TMY 3'!$D$5","v":2019},"10","06","21","10/06/2019 21:00","2019-10-06T11:00:00",76.91]
["20071007:0000",25.68,81.64,496,123.16,397,394.85,8.96,75,101600,{"$f":"'Honolulu TMY 3'!$D$5","v":2019},"10","07","00","10/07/2019 00:00","2019-10-06T14:00:00",78.224]
["20071007:0300",25.89,79.41,197,392.84,88,{"v":396.7,"d":"396.70"},9.47,71,101583,{"$f":"'Honolulu TMY 3'!$D$5","v":2019},"10","07","03","10/07/2019 03:00","2019-10-06T17:00:00",78.602]
["20071007:0800",25.46,82.27,0,{"v":0,"d":"0.00"},0,{"v":397.2,"d":"397.20"},10.12,80,101730,{"$f":"'Honolulu TMY 3'!$D$5","v":2019},"10","07","08","10/07/2019 08:00","2019-10-06T22:00:00",77.828]
["20071007:1100",25.32,84.01,0,{"v":0,"d":"0.00"},0,393.25,9.32,82,101620,{"$f":"'Honolulu TMY 3'!$D$5","v":2019},"10","07","11","10/07/2019 11:00","2019-10-07T01:00:00",77.576]
["20071007:1500",25.17,81.14,0,{"v":0,"d":"0.00"},0,394.43,8.21,80,101596,{"$f":"'Honolulu TMY 3'!$D$5","v":2019},"10","07","15","10/07/2019 15:00","2019-10-07T05:00:00",77.30600000000001]
["20071007:1800",25.35,78.88,252,{"v":352.7,"d":"352.70"},124,391.08,8.17,78,101723,{"$f":"'Honolulu TMY 3'!$D$5","v":2019},"10","07","18","10/07/2019 18:00","2019-10-07T08:00:00",77.63]
["20071007:2100",25.68,{"v":77.6,"d":"77.60"},718,490.93,306,387.52,8.18,75,101693,{"$f":"'Honolulu TMY 3'!$D$5","v":2019},"10","07","21","10/07/2019 21:00","2019-10-07T11:00:00",78.224]
["20071007:2200",25.89,77.54,806,507.78,354,386.38,8.23,73,101636,{"$f":"'Honolulu TMY 3'!$D$5","v":2019},"10","07","22","10/07/2019 22:00","2019-10-07T12:00:00",78.602]
["20071008:0100",25.96,{"v":78,"d":"78.00"},661,828.28,107,387.65,8.88,67,101520,{"$f":"'Honolulu TMY 3'!$D$5","v":2019},{"$f":"MID(A6739,5,2)","v":"10"},{"$f":"MID(A6739,7,2)","v":"08"},{"$f":"MID(A6739,10,2)","v":"01"},{"$f":"L6739&\"/\"&M6739&\"/\"&K6739&\" \"&N6739&\":00\"","v":"10/08/2019 01:00"},{"$f":"(DATEVALUE(O6739)+TIMEVALUE(O6739))+($P$16/24)","v":"2019-10-07T15:00:00"},{"$f":"((9/5)*B6739)+32","v":78.72800000000001}]
["20071008:0500",25.78,77.82,0,{"v":0,"d":"0.00"},0,391.65,10.01,68,101610,{"$f":"'Honolulu TMY 3'!$D$5","v":2019},"10","08","05","10/08/2019 05:00","2019-10-07T19:00:00",78.404]
["20071008:0900",25.42,80.26,0,{"v":0,"d":"0.00"},0,{"v":392.3,"d":"392.30"},9.45,74,101606,{"$f":"'Honolulu TMY 3'!$D$5","v":2019},"10","08","09","10/08/2019 09:00","2019-10-07T23:00:00",77.756]
["20071008:1200",25.36,81.31,0,{"v":0,"d":"0.00"},0,389.22,8.48,73,101493,{"$f":"'Honolulu TMY 3'!$D$5","v":2019},"10","08","12","10/08/2019 12:00","2019-10-08T02:00:00",77.648]
["20071008:1600",25.35,79.67,0,{"v":0,"d":"0.00"},0,387.95,7.84,69,101513,{"$f":"'Honolulu TMY 3'!$D$5","v":2019},"10","08","16","10/08/2019 16:00","2019-10-08T06:00:00",77.63]
["20071008:1900",25.35,80.05,529,761.94,99,{"v":389.2,"d":"389.20"},7.86,69,101576,{"$f":"'Honolulu TMY 3'!$D$5","v":2019},"10","08","19","10/08/2019 19:00","2019-10-08T09:00:00",77.63]
["20071008:2200",25.69,{"v":80,"d":"80.00"},909,{"v":889.3,"d":"889.30"},120,390.22,7.65,69,101483,{"$f":"'Honolulu TMY 3'!$D$5","v":2019},"10","08","22","10/08/2019 22:00","2019-10-08T12:00:00",78.242]
["20071008:2300",25.85,79.95,894,885.86,119,{"v":390.4,"d":"390.40"},7.54,69,101430,{"$f":"'Honolulu TMY 3'!$D$5","v":2019},"10","08","23","10/08/2019 23:00","2019-10-08T13:00:00",78.53]
["20071009:0200",25.87,77.84,447,{"v":731.1,"d":"731.10"},92,{"v":396.3,"d":"396.30"},7.85,64,101350,{"$f":"'Honolulu TMY 3'!$D$5","v":2019},"10","09","02","10/09/2019 02:00","2019-10-08T16:00:00",78.566]
["20071009:0700",25.53,81.87,0,{"v":0,"d":"0.00"},0,401.93,8.46,79,101556,{"$f":"'Honolulu TMY 3'!$D$5","v":2019},"10","09","07","10/09/2019 07:00","2019-10-08T21:00:00",77.95400000000001]
["20071009:1000",25.39,82.49,0,{"v":0,"d":"0.00"},0,399.32,7.95,91,101563,{"$f":"'Honolulu TMY 3'!$D$5","v":2019},"10","09","10","10/09/2019 10:00","2019-10-09",77.702]
["20071009:1300",25.21,82.86,0,{"v":0,"d":"0.00"},0,395.63,7.42,89,101516,{"$f":"'Honolulu TMY 3'!$D$5","v":2019},"10","09","13","10/09/2019 13:00","2019-10-09T03:00:00",77.378]
["20071009:1700",25.09,82.27,79,293.25,41,{"v":392.6,"d":"392.60"},{"v":7.1,"d":"7.10"},86,101640,{"$f":"'Honolulu TMY 3'!$D$5","v":2019},"10","09","17","10/09/2019 17:00","2019-10-09T07:00:00",77.162]
["20071009:2000",25.31,81.69,626,541.31,234,{"v":382.2,"d":"382.20"},6.74,81,101670,{"$f":"'Honolulu TMY 3'!$D$5","v":2019},"10","09","20","10/09/2019 20:00","2019-10-09T10:00:00",77.55799999999999]
["20071009:2300",25.76,{"v":81.7,"d":"81.70"},895,889.15,120,377.85,6.98,76,101560,{"$f":"'Honolulu TMY 3'!$D$5","v":2019},"10","09","23","10/09/2019 23:00","2019-10-09T13:00:00",78.368]
["20071010:0300",26.07,78.31,215,551.55,68,385.58,7.83,69,101580,{"$f":"'Honolulu TMY 3'!$D$5","v":2019},"10","10","03","10/10/2019 03:00","2019-10-09T17:00:00",78.926]
["20071010:0400",26.04,78.55,17,{"v":0,"d":"0.00"},17,388.67,7.97,73,101640,{"$f":"'Honolulu TMY 3'!$D$5","v":2019},"10","10","04","10/10/2019 04:00","2019-10-09T18:00:00",78.872]
["20071010:0800",25.79,{"v":78.9,"d":"78.90"},0,{"v":0,"d":"0.00"},0,{"v":396,"d":"396.00"},7.35,88,101790,{"$f":"'Honolulu TMY 3'!$D$5","v":2019},"10","10","08","10/10/2019 08:00","2019-10-09T22:00:00",78.422]
["20071010:1100",25.76,{"v":79.4,"d":"79.40"},0,{"v":0,"d":"0.00"},0,395.85,6.28,92,101690,{"$f":"'Honolulu TMY 3'!$D$5","v":2019},"10","10","11","10/10/2019 11:00","2019-10-10T01:00:00",78.368]
["20071010:1400",25.64,79.23,0,{"v":0,"d":"0.00"},0,395.95,{"v":6.1,"d":"6.10"},91,101680,{"$f":"'Honolulu TMY 3'!$D$5","v":2019},"10","10","14","10/10/2019 14:00","2019-10-10T04:00:00",78.152]
["20071010:1800",25.71,79.15,255,382.88,118,394.73,5.99,88,101823,{"$f":"'Honolulu TMY 3'!$D$5","v":2019},"10","10","18","10/10/2019 18:00","2019-10-10T08:00:00",78.278]
["20071010:2100",26.01,79.93,611,271.87,385,{"v":389.8,"d":"389.80"},{"v":6.2,"d":"6.20"},78,101820,{"$f":"'Honolulu TMY 3'!$D$5","v":2019},"10","10","21","10/10/2019 21:00","2019-10-10T11:00:00",78.81800000000001]
["20071011:0000",26.13,81.43,796,862.05,115,{"v":387.5,"d":"387.50"},6.82,68,101710,{"$f":"'Honolulu TMY 3'!$D$5","v":2019},"10","11","00","10/11/2019 00:00","2019-10-10T14:00:00",79.03399999999999]
["20071011:0200",25.78,{"v":81.6,"d":"81.60"},439,{"v":725.5,"d":"725.50"},92,{"v":387.3,"d":"387.30"},7.24,62,101690,{"$f":"'Honolulu TMY 3'!$D$5","v":2019},"10","11","02","10/11/2019 02:00","2019-10-10T16:00:00",78.404]
["20071011:0500",25.59,83.43,0,{"v":0,"d":"0.00"},0,390.65,7.88,63,101830,{"$f":"'Honolulu TMY 3'!$D$5","v":2019},"10","11","05","10/11/2019 05:00","2019-10-10T19:00:00",78.062]
["20071011:0900",25.05,86.13,0,{"v":0,"d":"0.00"},0,393.65,7.87,68,101876,{"$f":"'Honolulu TMY 3'!$D$5","v":2019},"10","11","09","10/11/2019 09:00","2019-10-10T23:00:00",77.09]
["20071011:1200",24.77,86.34,0,{"v":0,"d":"0.00"},0,392.63,7.94,66,101783,{"$f":"'Honolulu TMY 3'!$D$5","v":2019},"10","11","12","10/11/2019 12:00","2019-10-11T02:00:00",76.586]
["20071011:1500",24.61,83.26,0,{"v":0,"d":"0.00"},0,{"v":392.8,"d":"392.80"},8.16,62,101753,{"$f":"'Honolulu TMY 3'!$D$5","v":2019},"10","11","15","10/11/2019 15:00","2019-10-11T05:00:00",76.298]
["20071011:1900",24.65,80.84,523,759.55,99,{"v":404.7,"d":"404.70"},7.39,68,101846,{"$f":"'Honolulu TMY 3'!$D$5","v":2019},"10","11","19","10/11/2019 19:00","2019-10-11T09:00:00",76.37]
["20071011:2100",{"v":24.9,"d":"24.90"},79.58,414,57.93,366,{"v":404.9,"d":"404.90"},6.66,68,101816,{"$f":"'Honolulu TMY 3'!$D$5","v":2019},"10","11","21","10/11/2019 21:00","2019-10-11T11:00:00",76.82]
["20071012:0000",25.45,77.76,795,864.59,115,391.87,6.24,59,101673,{"$f":"'Honolulu TMY 3'!$D$5","v":2019},"10","12","00","10/12/2019 00:00","2019-10-11T14:00:00",77.81]
["20071012:0300",25.74,{"v":76.7,"d":"76.70"},205,532.01,67,380.75,7.24,51,101626,{"$f":"'Honolulu TMY 3'!$D$5","v":2019},"10","12","03","10/12/2019 03:00","2019-10-11T17:00:00",78.332]
["20071012:0600",25.57,79.11,0,{"v":0,"d":"0.00"},0,384.73,8.15,61,101680,{"$f":"'Honolulu TMY 3'!$D$5","v":2019},"10","12","06","10/12/2019 06:00","2019-10-11T20:00:00",78.02600000000001]
["20071012:1000",25.23,81.16,0,{"v":0,"d":"0.00"},0,388.07,7.98,73,101566,{"$f":"'Honolulu TMY 3'!$D$5","v":2019},"10","12","10","10/12/2019 10:00","2019-10-12",77.414]
["20071012:1300",25.16,82.21,0,{"v":0,"d":"0.00"},0,388.88,7.15,71,101463,{"$f":"'Honolulu TMY 3'!$D$5","v":2019},"10","12","13","10/12/2019 13:00","2019-10-12T03:00:00",77.28800000000001]
["20071012:1600",25.11,83.26,0,{"v":0,"d":"0.00"},0,392.33,7.24,71,101513,{"$f":"'Honolulu TMY 3'!$D$5","v":2019},"10","12","16","10/12/2019 16:00","2019-10-12T06:00:00",77.19800000000001]
["20071012:1800",25.12,83.58,297,615.47,79,395.47,7.34,73,101560,{"$f":"'Honolulu TMY 3'!$D$5","v":2019},"10","12","18","10/12/2019 18:00","2019-10-12T08:00:00",77.21600000000001]
["20071013:0000",25.52,82.24,620,{"v":329.5,"d":"329.50"},362,398.27,6.68,66,101430,{"$f":"'Honolulu TMY 3'!$D$5","v":2019},"10","13","00","10/13/2019 00:00","2019-10-12T14:00:00",77.936]
["20071013:0100",25.44,81.55,511,359.51,277,393.58,7.14,61,101430,{"$f":"'Honolulu TMY 3'!$D$5","v":2019},"10","13","01","10/13/2019 01:00","2019-10-12T15:00:00",77.792]
["20071013:0400",25.28,{"v":81.1,"d":"81.10"},12,{"v":0,"d":"0.00"},12,386.27,8.02,59,101523,{"$f":"'Honolulu TMY 3'!$D$5","v":2019},"10","13","04","10/13/2019 04:00","2019-10-12T18:00:00",77.504]
["20071013:0700",25.01,81.05,0,{"v":0,"d":"0.00"},0,386.65,8.08,64,101603,{"$f":"'Honolulu TMY 3'!$D$5","v":2019},"10","13","07","10/13/2019 07:00","2019-10-12T21:00:00",77.018]
["20071013:1100",24.82,81.59,0,{"v":0,"d":"0.00"},0,{"v":386.6,"d":"386.60"},6.91,70,101510,{"$f":"'Honolulu TMY 3'!$D$5","v":2019},"10","13","11","10/13/2019 11:00","2019-10-13T01:00:00",76.676]
["20071013:1400",24.61,82.65,0,{"v":0,"d":"0.00"},0,387.85,6.87,66,101480,{"$f":"'Honolulu TMY 3'!$D$5","v":2019},"10","13","14","10/13/2019 14:00","2019-10-13T04:00:00",76.298]
["20071013:1900",24.68,{"v":81.5,"d":"81.50"},516,752.81,99,380.98,{"v":5.8,"d":"5.80"},76,101596,{"$f":"'Honolulu TMY 3'!$D$5","v":2019},"10","13","19","10/13/2019 19:00","2019-10-13T09:00:00",76.424]
["20071013:2200",25.17,80.52,889,{"v":881.8,"d":"881.80"},120,375.32,5.69,64,101523,{"$f":"'Honolulu TMY 3'!$D$5","v":2019},"10","13","22","10/13/2019 22:00","2019-10-13T12:00:00",77.30600000000001]
["20071014:0100",25.44,77.97,630,809.48,106,373.48,7.13,53,101473,{"$f":"'Honolulu TMY 3'!$D$5","v":2019},"10","14","01","10/14/2019 01:00","2019-10-13T15:00:00",77.792]
["20071014:0200",25.49,{"v":76.8,"d":"76.80"},426,714.36,92,373.45,7.82,50,101470,{"$f":"'Honolulu TMY 3'!$D$5","v":2019},"10","14","02","10/14/2019 02:00","2019-10-13T16:00:00",77.882]
["20071014:0500",25.47,78.26,0,{"v":0,"d":"0.00"},0,{"v":378.3,"d":"378.30"},8.66,64,101610,{"$f":"'Honolulu TMY 3'!$D$5","v":2019},"10","14","05","10/14/2019 05:00","2019-10-13T19:00:00",77.846]
["20071014:0800",25.31,78.46,0,{"v":0,"d":"0.00"},0,382.25,{"v":8.7,"d":"8.70"},78,101670,{"$f":"'Honolulu TMY 3'!$D$5","v":2019},"10","14","08","10/14/2019 08:00","2019-10-13T22:00:00",77.55799999999999]
["20071014:1200",25.35,{"v":79.8,"d":"79.80"},0,{"v":0,"d":"0.00"},0,383.68,7.66,85,101540,{"$f":"'Honolulu TMY 3'!$D$5","v":2019},"10","14","12","10/14/2019 12:00","2019-10-14T02:00:00",77.63]
["20071014:1600",25.25,{"v":81.9,"d":"81.90"},0,{"v":0,"d":"0.00"},0,384.48,7.11,88,101580,{"$f":"'Honolulu TMY 3'!$D$5","v":2019},"10","14","16","10/14/2019 16:00","2019-10-14T06:00:00",77.45]
["20071014:2000",25.36,81.59,366,66.02,319,383.05,{"v":6.8,"d":"6.80"},87,101690,{"$f":"'Honolulu TMY 3'!$D$5","v":2019},"10","14","20","10/14/2019 20:00","2019-10-14T10:00:00",77.648]
["20071014:2300",25.87,81.41,877,885.25,120,380.05,6.92,81,101570,{"$f":"'Honolulu TMY 3'!$D$5","v":2019},"10","14","23","10/14/2019 23:00","2019-10-14T13:00:00",78.566]
["20071015:0200",25.94,79.15,427,721.94,92,{"v":387.7,"d":"387.70"},7.21,74,101560,{"$f":"'Honolulu TMY 3'!$D$5","v":2019},"10","15","02","10/15/2019 02:00","2019-10-14T16:00:00",78.69200000000001]
["20071015:0300",25.93,79.48,197,526.09,66,389.33,7.51,74,101603,{"$f":"'Honolulu TMY 3'!$D$5","v":2019},"10","15","03","10/15/2019 03:00","2019-10-14T17:00:00",78.674]
["20071015:0600",25.86,80.17,0,{"v":0,"d":"0.00"},0,392.52,8.24,76,101706,{"$f":"'Honolulu TMY 3'!$D$5","v":2019},"10","15","06","10/15/2019 06:00","2019-10-14T20:00:00",78.548]
["20071015:1000",{"v":25.7,"d":"25.70"},80.58,0,{"v":0,"d":"0.00"},0,390.25,8.34,82,101686,{"$f":"'Honolulu TMY 3'!$D$5","v":2019},"10","15","10","10/15/2019 10:00","2019-10-15",78.25999999999999]
["20071015:1300",25.47,79.77,0,{"v":0,"d":"0.00"},0,{"v":389.2,"d":"389.20"},7.31,83,101613,{"$f":"'Honolulu TMY 3'!$D$5","v":2019},"10","15","13","10/15/2019 13:00","2019-10-15T03:00:00",77.846]
["20071015:1700",{"v":25.3,"d":"25.30"},78.47,72,{"v":274.7,"d":"274.70"},39,387.55,7.35,82,101710,{"$f":"'Honolulu TMY 3'!$D$5","v":2019},"10","15","17","10/15/2019 17:00","2019-10-15T07:00:00",77.53999999999999]
["20071015:2100",25.62,76.78,719,499.24,311,385.32,7.89,80,101680,{"$f":"'Honolulu TMY 3'!$D$5","v":2019},"10","15","21","10/15/2019 21:00","2019-10-15T11:00:00",78.116]
["20071016:0000",26.01,75.63,687,524.23,282,383.73,7.99,78,101560,{"$f":"'Honolulu TMY 3'!$D$5","v":2019},"10","16","00","10/16/2019 00:00","2019-10-15T14:00:00",78.81800000000001]
["20071016:0300",{"v":26,"d":"26.00"},74.26,193,517.02,66,{"v":384.9,"d":"384.90"},7.97,78,101603,{"$f":"'Honolulu TMY 3'!$D$5","v":2019},"10","16","03","10/16/2019 03:00","2019-10-15T17:00:00",78.80000000000001]
["20071016:0400",26.01,74.63,0,{"v":0,"d":"0.00"},0,{"v":386.1,"d":"386.10"},8.06,79,101646,{"$f":"'Honolulu TMY 3'!$D$5","v":2019},"10","16","04","10/16/2019 04:00","2019-10-15T18:00:00",78.81800000000001]
["20071016:1000",{"v":25.6,"d":"25.60"},77.16,0,{"v":0,"d":"0.00"},0,{"v":387.9,"d":"387.90"},7.79,89,101693,{"$f":"'Honolulu TMY 3'!$D$5","v":2019},"10","16","10","10/16/2019 10:00","2019-10-16",78.08000000000001]
["20071016:1200",25.47,77.64,0,{"v":0,"d":"0.00"},0,389.08,7.52,88,101646,{"$f":"'Honolulu TMY 3'!$D$5","v":2019},"10","16","12","10/16/2019 12:00","2019-10-16T02:00:00",77.846]
["20071016:1500",25.32,77.77,0,{"v":0,"d":"0.00"},0,392.92,7.43,88,101630,{"$f":"'Honolulu TMY 3'!$D$5","v":2019},"10","16","15","10/16/2019 15:00","2019-10-16T05:00:00",77.576]
["20071016:1800",25.28,77.58,289,606.08,79,389.05,7.42,94,101703,{"$f":"'Honolulu TMY 3'!$D$5","v":2019},"10","16","18","10/16/2019 18:00","2019-10-16T08:00:00",77.504]
["20071016:2200",25.74,76.28,770,498.45,340,378.75,6.39,95,101643,{"$f":"'Honolulu TMY 3'!$D$5","v":2019},"10","16","22","10/16/2019 22:00","2019-10-16T12:00:00",78.332]
["20071017:0100",26.02,76.75,588,654.88,171,384.73,{"v":5.9,"d":"5.90"},83,101580,{"$f":"'Honolulu TMY 3'!$D$5","v":2019},"10","17","01","10/17/2019 01:00","2019-10-16T15:00:00",78.836]
["20071017:0400",26.06,77.31,0,{"v":0,"d":"0.00"},0,389.73,6.54,77,101656,{"$f":"'Honolulu TMY 3'!$D$5","v":2019},"10","17","04","10/17/2019 04:00","2019-10-16T18:00:00",78.908]
["20071017:0700",25.87,78.89,0,{"v":0,"d":"0.00"},0,390.68,7.26,80,101726,{"$f":"'Honolulu TMY 3'!$D$5","v":2019},"10","17","07","10/17/2019 07:00","2019-10-16T21:00:00",78.566]
["20071017:0900",25.76,79.77,0,{"v":0,"d":"0.00"},0,392.67,7.35,85,101706,{"$f":"'Honolulu TMY 3'!$D$5","v":2019},"10","17","09","10/17/2019 09:00","2019-10-16T23:00:00",78.368]
["20071017:1300",25.71,80.24,0,{"v":0,"d":"0.00"},0,{"v":398.6,"d":"398.60"},{"v":6.4,"d":"6.40"},92,101606,{"$f":"'Honolulu TMY 3'!$D$5","v":2019},"10","17","13","10/17/2019 13:00","2019-10-17T03:00:00",78.278]
["20071017:1600",25.64,80.65,0,{"v":0,"d":"0.00"},0,400.73,6.26,100,101670,{"$f":"'Honolulu TMY 3'!$D$5","v":2019},"10","17","16","10/17/2019 16:00","2019-10-17T06:00:00",78.152]
["20071017:1900",25.68,81.28,498,736.05,97,{"v":400.9,"d":"400.90"},6.31,107,101743,{"$f":"'Honolulu TMY 3'!$D$5","v":2019},"10","17","19","10/17/2019 19:00","2019-10-17T09:00:00",78.224]
["20071017:2300",26.01,81.85,846,861.48,118,401.95,5.48,107,101600,{"$f":"'Honolulu TMY 3'!$D$5","v":2019},"10","17","23","10/17/2019 23:00","2019-10-17T13:00:00",78.81800000000001]
["20071018:0200",26.17,80.88,405,694.35,90,400.85,6.07,82,101580,{"$f":"'Honolulu TMY 3'!$D$5","v":2019},"10","18","02","10/18/2019 02:00","2019-10-17T16:00:00",79.106]
["20071018:0400",26.15,81.71,0,{"v":0,"d":"0.00"},0,401.62,6.53,80,101666,{"$f":"'Honolulu TMY 3'!$D$5","v":2019},"10","18","04","10/18/2019 04:00","2019-10-17T18:00:00",79.07]
["20071018:0700",25.94,82.97,0,{"v":0,"d":"0.00"},0,{"v":401.3,"d":"401.30"},6.91,79,101763,{"$f":"'Honolulu TMY 3'!$D$5","v":2019},"10","18","07","10/18/2019 07:00","2019-10-17T21:00:00",78.69200000000001]
["20071018:1000",25.71,83.79,0,{"v":0,"d":"0.00"},0,401.28,7.03,80,101710,{"$f":"'Honolulu TMY 3'!$D$5","v":2019},"10","18","10","10/18/2019 10:00","2019-10-18",78.278]
["20071018:1400",25.41,84.17,0,{"v":0,"d":"0.00"},0,399.55,{"v":7.1,"d":"7.10"},80,101630,{"$f":"'Honolulu TMY 3'!$D$5","v":2019},"10","18","14","10/18/2019 14:00","2019-10-18T04:00:00",77.738]
["20071018:1700",25.33,84.05,66,252.35,37,399.55,7.05,91,101780,{"$f":"'Honolulu TMY 3'!$D$5","v":2019},{"$f":"MID(A6995,5,2)","v":"10"},{"$f":"MID(A6995,7,2)","v":"18"},{"$f":"MID(A6995,10,2)","v":"17"},{"$f":"L6995&\"/\"&M6995&\"/\"&K6995&\" \"&N6995&\":00\"","v":"10/18/2019 17:00"},{"$f":"(DATEVALUE(O6995)+TIMEVALUE(O6995))+($P$16/24)","v":"2019-10-18T07:00:00"},{"$f":"((9/5)*B6995)+32","v":77.594}]
["20071018:2000",25.42,82.46,683,816.97,110,{"v":394.5,"d":"394.50"},6.14,96,101840,{"$f":"'Honolulu TMY 3'!$D$5","v":2019},"10","18","20","10/18/2019 20:00","2019-10-18T10:00:00",77.756]
["20071019:0000",25.86,81.45,762,850.22,114,{"v":388.5,"d":"388.50"},6.05,77,101663,{"$f":"'Honolulu TMY 3'!$D$5","v":2019},"10","19","00","10/19/2019 00:00","2019-10-18T14:00:00",78.548]
["20071019:0100",25.93,80.95,608,798.65,105,389.45,{"v":6.5,"d":"6.50"},73,101646,{"$f":"'Honolulu TMY 3'!$D$5","v":2019},"10","19","01","10/19/2019 01:00","2019-10-18T15:00:00",78.674]
["20071019:0500",25.96,81.15,0,{"v":0,"d":"0.00"},0,{"v":392.6,"d":"392.60"},8.39,75,101770,{"$f":"'Honolulu TMY 3'!$D$5","v":2019},"10","19","05","10/19/2019 05:00","2019-10-18T19:00:00",78.72800000000001]
["20071019:0800",25.71,82.11,0,{"v":0,"d":"0.00"},0,395.05,9.03,80,101820,{"$f":"'Honolulu TMY 3'!$D$5","v":2019},"10","19","08","10/19/2019 08:00","2019-10-18T22:00:00",78.278]
["20071019:1100",25.57,81.17,0,{"v":0,"d":"0.00"},0,{"v":393,"d":"393.00"},8.91,84,101710,{"$f":"'Honolulu TMY 3'!$D$5","v":2019},"10","19","11","10/19/2019 11:00","2019-10-19T01:00:00",78.02600000000001]
["20071019:1500",25.14,83.24,0,{"v":0,"d":"0.00"},0,400.45,8.45,82,101743,{"$f":"'Honolulu TMY 3'!$D$5","v":2019},"10","19","15","10/19/2019 15:00","2019-10-19T05:00:00",77.25200000000001]
["20071019:1800",24.87,83.22,285,608.34,78,401.43,8.69,85,101840,{"$f":"'Honolulu TMY 3'!$D$5","v":2019},"10","19","18","10/19/2019 18:00","2019-10-19T08:00:00",76.766]
["20071019:2100",25.22,80.01,820,871.59,118,388.62,8.24,86,101790,{"$f":"'Honolulu TMY 3'!$D$5","v":2019},"10","19","21","10/19/2019 21:00","2019-10-19T11:00:00",77.396]
["20071020:0200",26.12,75.86,408,709.25,91,{"v":380.9,"d":"380.90"},7.12,77,101580,{"$f":"'Honolulu TMY 3'!$D$5","v":2019},"10","20","02","10/20/2019 02:00","2019-10-19T16:00:00",79.016]
["20071020:0500",{"v":26.1,"d":"26.10"},77.12,0,{"v":0,"d":"0.00"},0,385.75,{"v":8.1,"d":"8.10"},81,101670,{"$f":"'Honolulu TMY 3'!$D$5","v":2019},"10","20","05","10/20/2019 05:00","2019-10-19T19:00:00",78.98]
["20071020:0600",26.02,77.47,0,{"v":0,"d":"0.00"},0,387.33,8.23,83,101690,{"$f":"'Honolulu TMY 3'!$D$5","v":2019},"10","20","06","10/20/2019 06:00","2019-10-19T20:00:00",78.836]
["20071020:0900",25.84,78.57,0,{"v":0,"d":"0.00"},0,391.43,{"v":8.3,"d":"8.30"},91,101706,{"$f":"'Honolulu TMY 3'!$D$5","v":2019},"10","20","09","10/20/2019 09:00","2019-10-19T23:00:00",78.512]
["20071020:1200",25.62,{"v":79.3,"d":"79.30"},0,{"v":0,"d":"0.00"},0,{"v":394.8,"d":"394.80"},{"v":7.5,"d":"7.50"},97,101650,{"$f":"'Honolulu TMY 3'!$D$5","v":2019},"10","20","12","10/20/2019 12:00","2019-10-20T02:00:00",78.116]
["20071020:1600",25.23,79.21,0,{"v":0,"d":"0.00"},0,396.07,7.28,105,101703,{"$f":"'Honolulu TMY 3'!$D$5","v":2019},"10","20","16","10/20/2019 16:00","2019-10-20T06:00:00",77.414]
["20071020:1900",25.18,78.85,328,165.57,239,393.87,7.22,113,101753,{"$f":"'Honolulu TMY 3'!$D$5","v":2019},"10","20","19","10/20/2019 19:00","2019-10-20T09:00:00",77.324]
["20071020:2300",25.73,77.24,787,649.16,245,{"v":393.6,"d":"393.60"},5.31,115,101530,{"$f":"'Honolulu TMY 3'!$D$5","v":2019},"10","20","23","10/20/2019 23:00","2019-10-20T13:00:00",78.314]
["20071021:0300",26.08,{"v":71.8,"d":"71.80"},90,26.14,84,386.07,1.85,69,101570,{"$f":"'Honolulu TMY 3'!$D$5","v":2019},"10","21","03","10/21/2019 03:00","2019-10-20T17:00:00",78.94399999999999]
["20071021:0600",25.89,73.23,0,{"v":0,"d":"0.00"},0,{"v":386.6,"d":"386.60"},2.16,67,101630,{"$f":"'Honolulu TMY 3'!$D$5","v":2019},"10","21","06","10/21/2019 06:00","2019-10-20T20:00:00",78.602]
["20071021:0700",{"v":25.8,"d":"25.80"},73.64,0,{"v":0,"d":"0.00"},0,{"v":386.9,"d":"386.90"},2.16,80,101630,{"$f":"'Honolulu TMY 3'!$D$5","v":2019},"10","21","07","10/21/2019 07:00","2019-10-20T21:00:00",78.44]
["20071021:1000",25.68,73.98,0,{"v":0,"d":"0.00"},0,388.27,2.44,128,101543,{"$f":"'Honolulu TMY 3'!$D$5","v":2019},"10","21","10","10/21/2019 10:00","2019-10-21",78.224]
["20071021:1300",25.36,{"v":73.8,"d":"73.80"},0,{"v":0,"d":"0.00"},0,388.43,1.81,158,101407,{"$f":"'Honolulu TMY 3'!$D$5","v":2019},"10","21","13","10/21/2019 13:00","2019-10-21T03:00:00",77.648]
["20071021:1700",25.31,72.86,64,246.85,37,{"v":389.1,"d":"389.10"},2.59,165,101480,{"$f":"'Honolulu TMY 3'!$D$5","v":2019},"10","21","17","10/21/2019 17:00","2019-10-21T07:00:00",77.55799999999999]
["20071021:2000",25.63,71.82,690,{"v":835.4,"d":"835.40"},111,{"v":393,"d":"393.00"},2.84,185,101570,{"$f":"'Honolulu TMY 3'!$D$5","v":2019},"10","21","20","10/21/2019 20:00","2019-10-21T10:00:00",78.134]
["20071022:0100",25.95,69.99,587,724.66,138,382.15,1.64,282,101433,{"$f":"'Honolulu TMY 3'!$D$5","v":2019},"10","22","01","10/22/2019 01:00","2019-10-21T15:00:00",78.71000000000001]
["20071022:0400",25.79,69.81,0,{"v":0,"d":"0.00"},0,381.05,1.78,357,101520,{"$f":"'Honolulu TMY 3'!$D$5","v":2019},"10","22","04","10/22/2019 04:00","2019-10-21T18:00:00",78.422]
["20071022:0700",25.48,71.57,0,{"v":0,"d":"0.00"},0,381.93,2.62,28,101613,{"$f":"'Honolulu TMY 3'!$D$5","v":2019},"10","22","07","10/22/2019 07:00","2019-10-21T21:00:00",77.864]
["20071022:0800",25.37,{"v":72.2,"d":"72.20"},0,{"v":0,"d":"0.00"},0,382.25,2.91,34,101640,{"$f":"'Honolulu TMY 3'!$D$5","v":2019},"10","22","08","10/22/2019 08:00","2019-10-21T22:00:00",77.666]
["20071022:1100",25.27,74.31,0,{"v":0,"d":"0.00"},0,{"v":384.4,"d":"384.40"},3.52,44,101580,{"$f":"'Honolulu TMY 3'!$D$5","v":2019},"10","22","11","10/22/2019 11:00","2019-10-22T01:00:00",77.48599999999999]
["20071022:1500",25.39,{"v":76.2,"d":"76.20"},0,{"v":0,"d":"0.00"},0,386.87,3.94,76,101540,{"$f":"'Honolulu TMY 3'!$D$5","v":2019},"10","22","15","10/22/2019 15:00","2019-10-22T05:00:00",77.702]
["20071022:1700",25.41,76.48,62,241.95,36,{"v":386,"d":"386.00"},4.18,87,101640,{"$f":"'Honolulu TMY 3'!$D$5","v":2019},"10","22","17","10/22/2019 17:00","2019-10-22T07:00:00",77.738]
["20071022:2200",25.94,75.34,735,515.82,300,375.23,{"v":3.1,"d":"3.10"},73,101550,{"$f":"'Honolulu TMY 3'!$D$5","v":2019},"10","22","22","10/22/2019 22:00","2019-10-22T12:00:00",78.69200000000001]
["20071023:0200",26.01,75.75,402,713.63,90,{"v":381.7,"d":"381.70"},3.83,38,101450,{"$f":"'Honolulu TMY 3'!$D$5","v":2019},"10","23","02","10/23/2019 02:00","2019-10-22T16:00:00",78.81800000000001]
["20071023:0500",25.83,78.23,0,{"v":0,"d":"0.00"},0,{"v":380.2,"d":"380.20"},5.79,44,101580,{"$f":"'Honolulu TMY 3'!$D$5","v":2019},"10","23","05","10/23/2019 05:00","2019-10-22T19:00:00",78.494]
["20071023:0800",25.52,79.82,0,{"v":0,"d":"0.00"},0,383.35,6.51,60,101630,{"$f":"'Honolulu TMY 3'!$D$5","v":2019},"10","23","08","10/23/2019 08:00","2019-10-22T22:00:00",77.936]
["20071023:0900",25.49,80.29,0,{"v":0,"d":"0.00"},0,{"v":384.3,"d":"384.30"},6.55,65,101600,{"$f":"'Honolulu TMY 3'!$D$5","v":2019},"10","23","09","10/23/2019 09:00","2019-10-22T23:00:00",77.882]
["20071023:1200",25.48,79.84,0,{"v":0,"d":"0.00"},0,383.57,{"v":6.8,"d":"6.80"},75,101530,{"$f":"'Honolulu TMY 3'!$D$5","v":2019},"10","23","12","10/23/2019 12:00","2019-10-23T02:00:00",77.864]
["20071023:1800",25.53,75.78,279,606.46,78,372.38,7.59,86,101653,{"$f":"'Honolulu TMY 3'!$D$5","v":2019},"10","23","18","10/23/2019 18:00","2019-10-23T08:00:00",77.95400000000001]
["20071023:2000",25.62,73.93,689,840.86,111,369.75,7.39,88,101700,{"$f":"'Honolulu TMY 3'!$D$5","v":2019},"10","23","20","10/23/2019 20:00","2019-10-23T10:00:00",78.116]
["20071023:2300",26.11,72.09,858,894.78,120,{"v":372.4,"d":"372.40"},6.86,82,101550,{"$f":"'Honolulu TMY 3'!$D$5","v":2019},"10","23","23","10/23/2019 23:00","2019-10-23T13:00:00",78.99799999999999]
["20071024:0300",26.68,67.42,171,494.24,62,{"v":377.7,"d":"377.70"},8.18,68,101570,{"$f":"'Honolulu TMY 3'!$D$5","v":2019},"10","24","03","10/24/2019 03:00","2019-10-23T17:00:00",80.024]
["20071024:0600",{"v":26.5,"d":"26.50"},69.72,0,{"v":0,"d":"0.00"},0,391.42,9.16,71,101683,{"$f":"'Honolulu TMY 3'!$D$5","v":2019},"10","24","06","10/24/2019 06:00","2019-10-23T20:00:00",79.7]
["20071024:0900",26.04,72.34,0,{"v":0,"d":"0.00"},0,{"v":398.5,"d":"398.50"},9.41,78,101680,{"$f":"'Honolulu TMY 3'!$D$5","v":2019},"10","24","09","10/24/2019 09:00","2019-10-23T23:00:00",78.872]
["20071024:1000",25.89,73.22,0,{"v":0,"d":"0.00"},0,397.55,9.42,80,101650,{"$f":"'Honolulu TMY 3'!$D$5","v":2019},"10","24","10","10/24/2019 10:00","2019-10-24",78.602]
["20071024:1500",25.54,75.81,0,{"v":0,"d":"0.00"},0,{"v":378.8,"d":"378.80"},8.12,89,101586,{"$f":"'Honolulu TMY 3'!$D$5","v":2019},"10","24","15","10/24/2019 15:00","2019-10-24T05:00:00",77.97200000000001]
["20071024:1800",25.31,75.82,277,604.63,78,370.47,8.44,91,101703,{"$f":"'Honolulu TMY 3'!$D$5","v":2019},"10","24","18","10/24/2019 18:00","2019-10-24T08:00:00",77.55799999999999]
["20071024:2100",25.45,72.95,638,{"v":354.4,"d":"354.40"},358,363.58,8.24,89,101690,{"$f":"'Honolulu TMY 3'!$D$5","v":2019},"10","24","21","10/24/2019 21:00","2019-10-24T11:00:00",77.81]
["20071025:0000",25.95,{"v":70.1,"d":"70.10"},764,873.64,116,363.73,8.46,81,101560,{"$f":"'Honolulu TMY 3'!$D$5","v":2019},"10","25","00","10/25/2019 00:00","2019-10-24T14:00:00",78.71000000000001]
["20071025:0400",26.24,70.53,0,{"v":0,"d":"0.00"},0,378.53,9.69,76,101633,{"$f":"'Honolulu TMY 3'!$D$5","v":2019},"10","25","04","10/25/2019 04:00","2019-10-24T18:00:00",79.232]
["20071025:0700",26.01,71.68,0,{"v":0,"d":"0.00"},0,389.22,10.24,80,101713,{"$f":"'Honolulu TMY 3'!$D$5","v":2019},"10","25","07","10/25/2019 07:00","2019-10-24T21:00:00",78.81800000000001]
["20071025:0800",{"v":25.9,"d":"25.90"},72.12,0,{"v":0,"d":"0.00"},0,392.15,10.36,81,101730,{"$f":"'Honolulu TMY 3'!$D$5","v":2019},"10","25","08","10/25/2019 08:00","2019-10-24T22:00:00",78.62]
["20071025:1200",25.55,75.05,0,{"v":0,"d":"0.00"},0,395.02,10.35,84,101660,{"$f":"'Honolulu TMY 3'!$D$5","v":2019},"10","25","12","10/25/2019 12:00","2019-10-25T02:00:00",77.99000000000001]
["20071025:1500",25.24,77.83,0,{"v":0,"d":"0.00"},0,390.48,10.55,80,101680,{"$f":"'Honolulu TMY 3'!$D$5","v":2019},"10","25","15","10/25/2019 15:00","2019-10-25T05:00:00",77.43199999999999]
["20071025:1900",{"v":25.3,"d":"25.30"},76.79,357,{"v":251.6,"d":"251.60"},225,383.85,10.54,82,101780,{"$f":"'Honolulu TMY 3'!$D$5","v":2019},"10","25","19","10/25/2019 19:00","2019-10-25T09:00:00",77.53999999999999]
["20071025:2200",25.71,76.21,683,358.74,384,{"v":380.5,"d":"380.50"},{"v":10.3,"d":"10.30"},81,101663,{"$f":"'Honolulu TMY 3'!$D$5","v":2019},"10","25","22","10/25/2019 22:00","2019-10-25T12:00:00",78.278]
["20071026:0100",25.79,76.54,446,293.51,268,387.77,10.68,76,101560,{"$f":"'Honolulu TMY 3'!$D$5","v":2019},"10","26","01","10/26/2019 01:00","2019-10-25T15:00:00",78.422]
["20071026:0500",25.64,75.56,0,{"v":0,"d":"0.00"},0,{"v":391.4,"d":"391.40"},11.74,77,101650,{"$f":"'Honolulu TMY 3'!$D$5","v":2019},"10","26","05","10/26/2019 05:00","2019-10-25T19:00:00",78.152]
["20071026:0800",25.39,76.34,0,{"v":0,"d":"0.00"},0,389.15,11.38,79,101700,{"$f":"'Honolulu TMY 3'!$D$5","v":2019},"10","26","08","10/26/2019 08:00","2019-10-25T22:00:00",77.702]
["20071026:0900",25.35,{"v":76.8,"d":"76.80"},0,{"v":0,"d":"0.00"},0,{"v":388.4,"d":"388.40"},11.07,80,101666,{"$f":"'Honolulu TMY 3'!$D$5","v":2019},"10","26","09","10/26/2019 09:00","2019-10-25T23:00:00",77.63]
["20071026:1300",25.32,79.74,0,{"v":0,"d":"0.00"},0,{"v":388.2,"d":"388.20"},{"v":9.7,"d":"9.70"},80,101566,{"$f":"'Honolulu TMY 3'!$D$5","v":2019},"10","26","13","10/26/2019 13:00","2019-10-26T03:00:00",77.576]
["20071026:1600",25.14,81.31,0,{"v":0,"d":"0.00"},0,386.98,9.94,81,101630,{"$f":"'Honolulu TMY 3'!$D$5","v":2019},"10","26","16","10/26/2019 16:00","2019-10-26T06:00:00",77.25200000000001]
["20071026:2000",25.12,79.75,674,831.07,110,381.85,10.33,83,101670,{"$f":"'Honolulu TMY 3'!$D$5","v":2019},"10","26","20","10/26/2019 20:00","2019-10-26T10:00:00",77.21600000000001]
["20071026:2300",25.67,78.99,837,881.31,119,379.65,10.17,81,101480,{"$f":"'Honolulu TMY 3'!$D$5","v":2019},"10","26","23","10/26/2019 23:00","2019-10-26T13:00:00",78.206]
["20071027:0300",{"v":25.9,"d":"25.90"},74.33,161,471.45,61,385.72,9.87,80,101456,{"$f":"'Honolulu TMY 3'!$D$5","v":2019},"10","27","03","10/27/2019 03:00","2019-10-26T17:00:00",78.62]
["20071027:0600",25.69,75.83,0,{"v":0,"d":"0.00"},0,389.23,10.51,81,101580,{"$f":"'Honolulu TMY 3'!$D$5","v":2019},"10","27","06","10/27/2019 06:00","2019-10-26T20:00:00",78.242]
["20071027:1000",25.35,77.91,0,{"v":0,"d":"0.00"},0,388.63,10.49,83,101606,{"$f":"'Honolulu TMY 3'!$D$5","v":2019},"10","27","10","10/27/2019 10:00","2019-10-27",77.63]
["20071027:1100",25.31,78.36,0,{"v":0,"d":"0.00"},0,387.55,{"v":10.4,"d":"10.40"},83,101590,{"$f":"'Honolulu TMY 3'!$D$5","v":2019},"10","27","11","10/27/2019 11:00","2019-10-27T01:00:00",77.55799999999999]
["20071027:1400",25.24,78.61,0,{"v":0,"d":"0.00"},0,387.55,9.97,85,101520,{"$f":"'Honolulu TMY 3'!$D$5","v":2019},"10","27","14","10/27/2019 14:00","2019-10-27T04:00:00",77.43199999999999]
["20071027:1700",25.01,79.28,56,225.99,34,382.35,10.26,86,101640,{"$f":"'Honolulu TMY 3'!$D$5","v":2019},"10","27","17","10/27/2019 17:00","2019-10-27T07:00:00",77.018]
["20071027:2100",25.24,75.43,674,508.58,277,379.07,10.39,83,101660,{"$f":"'Honolulu TMY 3'!$D$5","v":2019},"10","27","21","10/27/2019 21:00","2019-10-27T11:00:00",77.43199999999999]
["20071028:0000",25.76,72.69,576,330.69,334,379.88,10.24,80,101556,{"$f":"'Honolulu TMY 3'!$D$5","v":2019},"10","28","00","10/28/2019 00:00","2019-10-27T14:00:00",78.368]
["20071028:0300",{"v":25.9,"d":"25.90"},73.99,62,{"v":0,"d":"0.00"},62,383.15,10.21,77,101606,{"$f":"'Honolulu TMY 3'!$D$5","v":2019},"10","28","03","10/28/2019 03:00","2019-10-27T17:00:00",78.62]
["20071028:0800",25.46,78.68,0,{"v":0,"d":"0.00"},0,{"v":392.3,"d":"392.30"},{"v":10.4,"d":"10.40"},84,101800,{"$f":"'Honolulu TMY 3'!$D$5","v":2019},"10","28","08","10/28/2019 08:00","2019-10-27T22:00:00",77.828]
["20071028:1100",25.13,80.82,0,{"v":0,"d":"0.00"},0,390.15,10.97,85,101710,{"$f":"'Honolulu TMY 3'!$D$5","v":2019},"10","28","11","10/28/2019 11:00","2019-10-28T01:00:00",77.23400000000001]
["20071028:1200",24.99,80.54,0,{"v":0,"d":"0.00"},0,390.12,{"v":11.1,"d":"11.10"},83,101676,{"$f":"'Honolulu TMY 3'!$D$5","v":2019},"10","28","12","10/28/2019 12:00","2019-10-28T02:00:00",76.982]
["20071028:1500",24.67,78.77,0,{"v":0,"d":"0.00"},0,388.75,11.34,80,101660,{"$f":"'Honolulu TMY 3'!$D$5","v":2019},"10","28","15","10/28/2019 15:00","2019-10-28T05:00:00",76.406]
["20071028:1800",24.71,{"v":75,"d":"75.00"},164,112.66,128,{"v":386.4,"d":"386.40"},11.07,82,101783,{"$f":"'Honolulu TMY 3'!$D$5","v":2019},"10","28","18","10/28/2019 18:00","2019-10-28T08:00:00",76.47800000000001]
["20071028:2200",25.53,{"v":70.3,"d":"70.30"},736,546.39,286,386.13,10.15,83,101703,{"$f":"'Honolulu TMY 3'!$D$5","v":2019},"10","28","22","10/28/2019 22:00","2019-10-28T12:00:00",77.95400000000001]
["20071029:0000",25.81,69.18,590,385.69,309,385.85,9.92,82,101643,{"$f":"'Honolulu TMY 3'!$D$5","v":2019},"10","29","00","10/29/2019 00:00","2019-10-28T14:00:00",78.458]
["20071029:0600",25.73,70.66,0,{"v":0,"d":"0.00"},0,389.97,10.64,86,101810,{"$f":"'Honolulu TMY 3'!$D$5","v":2019},"10","29","06","10/29/2019 06:00","2019-10-28T20:00:00",78.314]
["20071029:0900",25.61,72.06,0,{"v":0,"d":"0.00"},0,391.42,10.31,91,101826,{"$f":"'Honolulu TMY 3'!$D$5","v":2019},{"$f":"MID(A7251,5,2)","v":"10"},{"$f":"MID(A7251,7,2)","v":"29"},{"$f":"MID(A7251,10,2)","v":"09"},{"$f":"L7251&\"/\"&M7251&\"/\"&K7251&\" \"&N7251&\":00\"","v":"10/29/2019 09:00"},{"$f":"(DATEVALUE(O7251)+TIMEVALUE(O7251))+($P$16/24)","v":"2019-10-28T23:00:00"},{"$f":"((9/5)*B7251)+32","v":78.098}]
["20071029:1200",25.45,75.04,0,{"v":0,"d":"0.00"},0,392.77,{"v":9.9,"d":"9.90"},91,101763,{"$f":"'Honolulu TMY 3'!$D$5","v":2019},"10","29","12","10/29/2019 12:00","2019-10-29T02:00:00",77.81]
["20071029:1300",25.29,77.14,0,{"v":0,"d":"0.00"},0,392.68,9.87,91,101746,{"$f":"'Honolulu TMY 3'!$D$5","v":2019},"10","29","13","10/29/2019 13:00","2019-10-29T03:00:00",77.52199999999999]
["20071029:1600",25.01,80.08,0,{"v":0,"d":"0.00"},0,389.27,10.12,90,101843,{"$f":"'Honolulu TMY 3'!$D$5","v":2019},"10","29","16","10/29/2019 16:00","2019-10-29T06:00:00",77.018]
["20071029:2000",25.03,76.86,668,833.24,110,{"v":380.6,"d":"380.60"},9.85,88,101930,{"$f":"'Honolulu TMY 3'!$D$5","v":2019},"10","29","20","10/29/2019 20:00","2019-10-29T10:00:00",77.054]
["20071030:0100",25.73,69.37,583,804.75,105,375.27,8.71,76,101730,{"$f":"'Honolulu TMY 3'!$D$5","v":2019},"10","30","01","10/30/2019 01:00","2019-10-29T15:00:00",78.314]
["20071030:0300",25.71,68.18,154,460.15,60,377.12,8.85,74,101770,{"$f":"'Honolulu TMY 3'!$D$5","v":2019},"10","30","03","10/30/2019 03:00","2019-10-29T17:00:00",78.278]
["20071030:0700",25.42,68.99,0,{"v":0,"d":"0.00"},0,379.15,9.54,79,101896,{"$f":"'Honolulu TMY 3'!$D$5","v":2019},"10","30","07","10/30/2019 07:00","2019-10-29T21:00:00",77.756]
["20071030:1000",25.26,69.86,0,{"v":0,"d":"0.00"},0,381.18,9.48,82,101863,{"$f":"'Honolulu TMY 3'!$D$5","v":2019},"10","30","10","10/30/2019 10:00","2019-10-30",77.468]
["20071030:1300",25.24,{"v":73.6,"d":"73.60"},0,{"v":0,"d":"0.00"},0,384.15,9.39,82,101766,{"$f":"'Honolulu TMY 3'!$D$5","v":2019},"10","30","13","10/30/2019 13:00","2019-10-30T03:00:00",77.43199999999999]
["20071030:1400",25.25,75.33,0,{"v":0,"d":"0.00"},0,{"v":385.2,"d":"385.20"},9.38,83,101730,{"$f":"'Honolulu TMY 3'!$D$5","v":2019},"10","30","14","10/30/2019 14:00","2019-10-30T04:00:00",77.45]
["20071030:1700",25.06,76.57,51,209.06,32,{"v":382.8,"d":"382.80"},9.35,84,101870,{"$f":"'Honolulu TMY 3'!$D$5","v":2019},"10","30","17","10/30/2019 17:00","2019-10-30T07:00:00",77.108]
["20071030:2200",25.46,75.57,322,22.03,304,373.27,9.29,77,101796,{"$f":"'Honolulu TMY 3'!$D$5","v":2019},"10","30","22","10/30/2019 22:00","2019-10-30T12:00:00",77.828]
["20071031:0100",25.58,76.89,575,{"v":797,"d":"797.00"},104,375.62,9.75,71,101733,{"$f":"'Honolulu TMY 3'!$D$5","v":2019},"10","31","01","10/31/2019 01:00","2019-10-30T15:00:00",78.044]
["20071031:0400",25.38,78.11,0,{"v":0,"d":"0.00"},0,380.03,10.54,71,101810,{"$f":"'Honolulu TMY 3'!$D$5","v":2019},"10","31","04","10/31/2019 04:00","2019-10-30T18:00:00",77.684]
["20071031:0800",24.91,78.69,0,{"v":0,"d":"0.00"},0,{"v":382.4,"d":"382.40"},10.54,76,101900,{"$f":"'Honolulu TMY 3'!$D$5","v":2019},"10","31","08","10/31/2019 08:00","2019-10-30T22:00:00",76.838]
["20071031:1100",24.81,79.65,0,{"v":0,"d":"0.00"},0,{"v":381,"d":"381.00"},9.67,78,101790,{"$f":"'Honolulu TMY 3'!$D$5","v":2019},"10","31","11","10/31/2019 11:00","2019-10-31T01:00:00",76.658]
["20071031:1400",24.75,81.42,0,{"v":0,"d":"0.00"},0,379.95,9.17,76,101710,{"$f":"'Honolulu TMY 3'!$D$5","v":2019},"10","31","14","10/31/2019 14:00","2019-10-31T04:00:00",76.55000000000001]
["20071031:1500",24.66,81.55,0,{"v":0,"d":"0.00"},0,378.25,{"v":9.5,"d":"9.50"},76,101746,{"$f":"'Honolulu TMY 3'!$D$5","v":2019},"10","31","15","10/31/2019 15:00","2019-10-31T05:00:00",76.388]
["20071031:1900",24.69,79.93,474,741.93,97,371.65,10.26,73,101813,{"$f":"'Honolulu TMY 3'!$D$5","v":2019},"10","31","19","10/31/2019 19:00","2019-10-31T09:00:00",76.44200000000001]
["20071031:2300",24.85,79.61,816,874.54,118,374.41,10.35,70,101610,{"$f":"'Honolulu TMY 3'!$D$5","v":2019},"10","31","23","10/31/2019 23:00","2019-10-31T13:00:00",76.73]
["20121101:0200",24.97,79.38,269,243.44,169,376.49,10.42,68,101610,{"$f":"'Honolulu TMY 3'!$D$5","v":2019},"11","01","02","11/01/2019 02:00","2019-10-31T16:00:00",76.946]
["20121101:0500",25.09,79.14,0,{"v":0,"d":"0.00"},0,378.56,10.49,67,101710,{"$f":"'Honolulu TMY 3'!$D$5","v":2019},"11","01","05","11/01/2019 05:00","2019-10-31T19:00:00",77.162]
["20121101:0900",24.86,79.89,0,{"v":0,"d":"0.00"},0,383.35,{"v":9.4,"d":"9.40"},68,101683,{"$f":"'Honolulu TMY 3'!$D$5","v":2019},"11","01","09","11/01/2019 09:00","2019-10-31T23:00:00",76.74799999999999]
["20121101:1200",24.92,79.51,0,{"v":0,"d":"0.00"},0,381.83,8.09,67,101523,{"$f":"'Honolulu TMY 3'!$D$5","v":2019},"11","01","12","11/01/2019 12:00","2019-11-01T02:00:00",76.856]
["20121101:1300",24.89,79.51,0,{"v":0,"d":"0.00"},0,380.12,{"v":7.7,"d":"7.70"},65,101476,{"$f":"'Honolulu TMY 3'!$D$5","v":2019},"11","01","13","11/01/2019 13:00","2019-11-01T03:00:00",76.80199999999999]
["20121101:1600",24.87,80.37,0,{"v":0,"d":"0.00"},0,{"v":379.4,"d":"379.40"},7.49,73,101503,{"$f":"'Honolulu TMY 3'!$D$5","v":2019},"11","01","16","11/01/2019 16:00","2019-11-01T06:00:00",76.766]
["20121101:2000",24.93,81.83,644,811.47,108,380.45,7.16,93,101560,{"$f":"'Honolulu TMY 3'!$D$5","v":2019},"11","01","20","11/01/2019 20:00","2019-11-01T10:00:00",76.874]
["20121102:0000",25.37,81.36,364,64.25,318,{"v":381.2,"d":"381.20"},{"v":6.3,"d":"6.30"},92,101397,{"$f":"'Honolulu TMY 3'!$D$5","v":2019},"11","02","00","11/02/2019 00:00","2019-11-01T14:00:00",77.666]
["20121102:0300",25.47,83.34,97,{"v":116.7,"d":"116.70"},74,385.53,7.27,79,101403,{"$f":"'Honolulu TMY 3'!$D$5","v":2019},"11","02","03","11/02/2019 03:00","2019-11-01T17:00:00",77.846]
["20121102:0600",25.33,85.18,0,{"v":0,"d":"0.00"},0,{"v":385.2,"d":"385.20"},7.68,87,101476,{"$f":"'Honolulu TMY 3'!$D$5","v":2019},"11","02","06","11/02/2019 06:00","2019-11-01T20:00:00",77.594]
["20121102:1000",25.25,83.57,0,{"v":0,"d":"0.00"},0,386.87,6.64,105,101390,{"$f":"'Honolulu TMY 3'!$D$5","v":2019},"11","02","10","11/02/2019 10:00","2019-11-02",77.45]
["20121102:1300",24.89,82.43,0,{"v":0,"d":"0.00"},0,{"v":386.9,"d":"386.90"},4.61,117,101287,{"$f":"'Honolulu TMY 3'!$D$5","v":2019},"11","02","13","11/02/2019 13:00","2019-11-02T03:00:00",76.80199999999999]
["20121102:1700",24.78,78.29,45,178.26,30,384.75,4.01,125,101380,{"$f":"'Honolulu TMY 3'!$D$5","v":2019},"11","02","17","11/02/2019 17:00","2019-11-02T07:00:00",76.60400000000001]
["20121102:1800",24.93,77.56,249,570.25,74,{"v":384.5,"d":"384.50"},3.94,128,101397,{"$f":"'Honolulu TMY 3'!$D$5","v":2019},"11","02","18","11/02/2019 18:00","2019-11-02T08:00:00",76.874]
["20121102:2100",25.39,76.43,611,383.51,319,386.03,3.38,143,101373,{"$f":"'Honolulu TMY 3'!$D$5","v":2019},"11","02","21","11/02/2019 21:00","2019-11-02T11:00:00",77.702]
["20121103:0100",25.61,74.09,559,784.88,102,386.73,1.28,58,101247,{"$f":"'Honolulu TMY 3'!$D$5","v":2019},"11","03","01","11/03/2019 01:00","2019-11-02T15:00:00",78.098]
["20121103:0400",25.57,72.98,0,{"v":0,"d":"0.00"},0,388.25,1.21,52,101360,{"$f":"'Honolulu TMY 3'!$D$5","v":2019},"11","03","04","11/03/2019 04:00","2019-11-02T18:00:00",78.02600000000001]
["20121103:0800",25.49,74.23,0,{"v":0,"d":"0.00"},0,{"v":390.5,"d":"390.50"},2.06,117,101500,{"$f":"'Honolulu TMY 3'!$D$5","v":2019},"11","03","08","11/03/2019 08:00","2019-11-02T22:00:00",77.882]
["20121103:1100",25.45,74.53,0,{"v":0,"d":"0.00"},0,{"v":392.2,"d":"392.20"},2.47,152,101430,{"$f":"'Honolulu TMY 3'!$D$5","v":2019},"11","03","11","11/03/2019 11:00","2019-11-03T01:00:00",77.81]
["20121103:1400",{"v":25.3,"d":"25.30"},72.05,0,{"v":0,"d":"0.00"},0,{"v":387.8,"d":"387.80"},1.45,140,101320,{"$f":"'Honolulu TMY 3'!$D$5","v":2019},"11","03","14","11/03/2019 14:00","2019-11-03T04:00:00",77.53999999999999]
["20121103:1600",25.03,{"v":71.9,"d":"71.90"},0,{"v":0,"d":"0.00"},0,{"v":388.8,"d":"388.80"},1.57,134,101407,{"$f":"'Honolulu TMY 3'!$D$5","v":2019},"11","03","16","11/03/2019 16:00","2019-11-03T06:00:00",77.054]
["20121103:1900",25.07,71.46,249,72.07,213,391.27,1.91,135,101450,{"$f":"'Honolulu TMY 3'!$D$5","v":2019},"11","03","19","11/03/2019 19:00","2019-11-03T09:00:00",77.126]
["20121103:2200",25.58,71.73,635,315.95,381,393.15,2.06,139,101290,{"$f":"'Honolulu TMY 3'!$D$5","v":2019},"11","03","22","11/03/2019 22:00","2019-11-03T12:00:00",78.044]
["20121104:0200",25.93,73.04,266,253.06,164,394.45,1.43,180,101200,{"$f":"'Honolulu TMY 3'!$D$5","v":2019},"11","04","02","11/04/2019 02:00","2019-11-03T16:00:00",78.674]
["20121104:0500",25.38,74.95,0,{"v":0,"d":"0.00"},0,400.05,1.34,127,101340,{"$f":"'Honolulu TMY 3'!$D$5","v":2019},"11","04","05","11/04/2019 05:00","2019-11-03T19:00:00",77.684]
["20121104:0900",24.32,78.08,0,{"v":0,"d":"0.00"},0,{"v":402.7,"d":"402.70"},2.61,156,101307,{"$f":"'Honolulu TMY 3'!$D$5","v":2019},"11","04","09","11/04/2019 09:00","2019-11-03T23:00:00",75.77600000000001]
["20121104:1100",23.47,81.57,0,{"v":0,"d":"0.00"},0,{"v":402.8,"d":"402.80"},3.46,188,101220,{"$f":"'Honolulu TMY 3'!$D$5","v":2019},"11","04","11","11/04/2019 11:00","2019-11-04T01:00:00",74.24600000000001]
["20121104:1600",23.93,97.76,0,{"v":0,"d":"0.00"},0,415.92,6.34,185,101097,{"$f":"'Honolulu TMY 3'!$D$5","v":2019},"11","04","16","11/04/2019 16:00","2019-11-04T06:00:00",75.074]
["20121104:1700",24.01,98.66,1,{"v":0,"d":"0.00"},1,415.25,6.72,182,101140,{"$f":"'Honolulu TMY 3'!$D$5","v":2019},"11","04","17","11/04/2019 17:00","2019-11-04T07:00:00",75.218]
["20121104:2000",24.08,96.99,20,{"v":0,"d":"0.00"},20,414.85,7.46,183,101080,{"$f":"'Honolulu TMY 3'!$D$5","v":2019},"11","04","20","11/04/2019 20:00","2019-11-04T10:00:00",75.344]
["20121104:2300",23.91,90.11,373,{"v":43.3,"d":"43.30"},339,{"v":415.3,"d":"415.30"},7.57,199,100790,{"$f":"'Honolulu TMY 3'!$D$5","v":2019},"11","04","23","11/04/2019 23:00","2019-11-04T13:00:00",75.03800000000001]
["20121105:0300",{"v":24.1,"d":"24.10"},96.03,105,188.92,69,421.22,8.07,167,100707,{"$f":"'Honolulu TMY 3'!$D$5","v":2019},"11","05","03","11/05/2019 03:00","2019-11-04T17:00:00",75.38]
["20121105:0600",23.97,94.84,0,{"v":0,"d":"0.00"},0,423.77,7.21,171,100797,{"$f":"'Honolulu TMY 3'!$D$5","v":2019},"11","05","06","11/05/2019 06:00","2019-11-04T20:00:00",75.146]
["20121105:0800",23.58,95.24,0,{"v":0,"d":"0.00"},0,{"v":433,"d":"433.00"},6.18,172,100830,{"$f":"'Honolulu TMY 3'!$D$5","v":2019},"11","05","08","11/05/2019 08:00","2019-11-04T22:00:00",74.44399999999999]
["20121105:1400",24.06,81.17,0,{"v":0,"d":"0.00"},0,{"v":421.6,"d":"421.60"},5.19,168,100690,{"$f":"'Honolulu TMY 3'!$D$5","v":2019},"11","05","14","11/05/2019 14:00","2019-11-05T04:00:00",75.30799999999999]
["20121105:1700",{"v":24.4,"d":"24.40"},{"v":80.8,"d":"80.80"},0,{"v":0,"d":"0.00"},0,{"v":422.7,"d":"422.70"},7.06,156,100860,{"$f":"'Honolulu TMY 3'!$D$5","v":2019},"11","05","17","11/05/2019 17:00","2019-11-05T07:00:00",75.92]
["20121105:1800",24.11,82.67,4,{"v":0,"d":"0.00"},4,419.83,6.61,155,100880,{"$f":"'Honolulu TMY 3'!$D$5","v":2019},"11","05","18","11/05/2019 18:00","2019-11-05T08:00:00",75.398]
["20121105:2100",23.98,85.41,620,385.77,330,407.12,5.15,138,100877,{"$f":"'Honolulu TMY 3'!$D$5","v":2019},"11","05","21","11/05/2019 21:00","2019-11-05T11:00:00",75.164]
["20121106:0100",24.73,82.37,341,132.39,265,397.72,3.25,114,100817,{"$f":"'Honolulu TMY 3'!$D$5","v":2019},"11","06","01","11/06/2019 01:00","2019-11-05T15:00:00",76.51400000000001]
["20121106:0400",{"v":24.9,"d":"24.90"},80.05,0,{"v":0,"d":"0.00"},0,{"v":399.9,"d":"399.90"},4.22,103,100977,{"$f":"'Honolulu TMY 3'!$D$5","v":2019},"11","06","04","11/06/2019 04:00","2019-11-05T18:00:00",76.82]
["20121106:0900",25.38,79.22,0,{"v":0,"d":"0.00"},0,397.22,4.77,98,101037,{"$f":"'Honolulu TMY 3'!$D$5","v":2019},{"$f":"MID(A7443,5,2)","v":"11"},{"$f":"MID(A7443,7,2)","v":"06"},{"$f":"MID(A7443,10,2)","v":"09"},{"$f":"L7443&\"/\"&M7443&\"/\"&K7443&\" \"&N7443&\":00\"","v":"11/06/2019 09:00"},{"$f":"(DATEVALUE(O7443)+TIMEVALUE(O7443))+($P$16/24)","v":"2019-11-05T23:00:00"},{"$f":"((9/5)*B7443)+32","v":77.684}]
["20121106:1200",25.57,79.22,0,{"v":0,"d":"0.00"},0,396.77,{"v":3.6,"d":"3.60"},103,100967,{"$f":"'Honolulu TMY 3'!$D$5","v":2019},"11","06","12","11/06/2019 12:00","2019-11-06T02:00:00",78.02600000000001]
["20121106:1500",25.71,80.26,0,{"v":0,"d":"0.00"},0,398.27,4.05,127,101000,{"$f":"'Honolulu TMY 3'!$D$5","v":2019},"11","06","15","11/06/2019 15:00","2019-11-06T05:00:00",78.278]
["20121106:1800",25.72,80.75,35,{"v":0,"d":"0.00"},35,395.83,3.79,142,101107,{"$f":"'Honolulu TMY 3'!$D$5","v":2019},"11","06","18","11/06/2019 18:00","2019-11-06T08:00:00",78.29599999999999]
["20121106:1900",25.74,80.67,264,99.84,215,393.67,{"v":3.6,"d":"3.60"},144,101133,{"$f":"'Honolulu TMY 3'!$D$5","v":2019},"11","06","19","11/06/2019 19:00","2019-11-06T09:00:00",78.332]
["20121106:2200",25.91,80.59,664,384.01,359,393.77,2.68,151,101100,{"$f":"'Honolulu TMY 3'!$D$5","v":2019},"11","06","22","11/06/2019 22:00","2019-11-06T12:00:00",78.638]
["20121107:0200",25.91,81.34,303,434.38,131,403.05,1.21,130,101140,{"$f":"'Honolulu TMY 3'!$D$5","v":2019},"11","07","02","11/07/2019 02:00","2019-11-06T16:00:00",78.638]
["20121107:0600",25.95,{"v":81.7,"d":"81.70"},0,{"v":0,"d":"0.00"},0,408.53,2.28,105,101377,{"$f":"'Honolulu TMY 3'!$D$5","v":2019},"11","07","06","11/07/2019 06:00","2019-11-06T20:00:00",78.71000000000001]
["20121107:0900",25.89,82.23,0,{"v":0,"d":"0.00"},0,409.05,2.69,102,101427,{"$f":"'Honolulu TMY 3'!$D$5","v":2019},"11","07","09","11/07/2019 09:00","2019-11-06T23:00:00",78.602]
["20121107:1300",25.78,83.25,0,{"v":0,"d":"0.00"},0,410.65,2.45,44,101387,{"$f":"'Honolulu TMY 3'!$D$5","v":2019},"11","07","13","11/07/2019 13:00","2019-11-07T03:00:00",78.404]
["20121107:1600",25.73,83.55,0,{"v":0,"d":"0.00"},0,{"v":410.3,"d":"410.30"},3.01,26,101476,{"$f":"'Honolulu TMY 3'!$D$5","v":2019},"11","07","16","11/07/2019 16:00","2019-11-07T06:00:00",78.314]
["20121107:1700",25.75,83.61,14,{"v":0,"d":"0.00"},14,{"v":410,"d":"410.00"},3.41,31,101530,{"$f":"'Honolulu TMY 3'!$D$5","v":2019},"11","07","17","11/07/2019 17:00","2019-11-07T07:00:00",78.35]
["20121107:2000",25.85,84.89,486,316.24,283,407.45,4.47,59,101580,{"$f":"'Honolulu TMY 3'!$D$5","v":2019},"11","07","20","11/07/2019 20:00","2019-11-07T10:00:00",78.53]
["20121107:2300",26.24,86.27,644,440.75,302,407.85,5.12,78,101410,{"$f":"'Honolulu TMY 3'!$D$5","v":2019},"11","07","23","11/07/2019 23:00","2019-11-07T13:00:00",79.232]
["20121108:0400",{"v":26.4,"d":"26.40"},86.69,0,{"v":0,"d":"0.00"},0,411.23,5.81,75,101540,{"$f":"'Honolulu TMY 3'!$D$5","v":2019},"11","08","04","11/08/2019 04:00","2019-11-07T18:00:00",79.52]
["20121108:0700",26.29,85.23,0,{"v":0,"d":"0.00"},0,413.75,{"v":6.1,"d":"6.10"},87,101603,{"$f":"'Honolulu TMY 3'!$D$5","v":2019},"11","08","07","11/08/2019 07:00","2019-11-07T21:00:00",79.322]
["20121108:1000",26.28,84.59,0,{"v":0,"d":"0.00"},0,411.02,{"v":6.1,"d":"6.10"},92,101550,{"$f":"'Honolulu TMY 3'!$D$5","v":2019},"11","08","10","11/08/2019 10:00","2019-11-08",79.304]
["20121108:1400",25.86,87.61,0,{"v":0,"d":"0.00"},0,{"v":405.1,"d":"405.10"},3.64,65,101500,{"$f":"'Honolulu TMY 3'!$D$5","v":2019},"11","08","14","11/08/2019 14:00","2019-11-08T04:00:00",78.548]
["20121108:1700",25.77,87.74,36,142.92,26,405.25,4.84,76,101570,{"$f":"'Honolulu TMY 3'!$D$5","v":2019},"11","08","17","11/08/2019 17:00","2019-11-08T07:00:00",78.386]
["20121108:1800",{"v":25.8,"d":"25.80"},87.58,231,550.11,71,404.07,5.14,81,101563,{"$f":"'Honolulu TMY 3'!$D$5","v":2019},"11","08","18","11/08/2019 18:00","2019-11-08T08:00:00",78.44]
["20121109:0000",26.17,87.13,450,159.62,339,401.67,5.65,81,101393,{"$f":"'Honolulu TMY 3'!$D$5","v":2019},"11","09","00","11/09/2019 00:00","2019-11-08T14:00:00",79.106]
["20121109:0100",{"v":26.1,"d":"26.10"},86.85,533,{"v":764.5,"d":"764.50"},100,402.78,{"v":5.8,"d":"5.80"},75,101397,{"$f":"'Honolulu TMY 3'!$D$5","v":2019},{"$f":"MID(A7507,5,2)","v":"11"},{"$f":"MID(A7507,7,2)","v":"09"},{"$f":"MID(A7507,10,2)","v":"01"},{"$f":"L7507&\"/\"&M7507&\"/\"&K7507&\" \"&N7507&\":00\"","v":"11/09/2019 01:00"},{"$f":"(DATEVALUE(O7507)+TIMEVALUE(O7507))+($P$16/24)","v":"2019-11-08T15:00:00"},{"$f":"((9/5)*B7507)+32","v":78.98}]
["20121109:0500",26.09,86.57,0,{"v":0,"d":"0.00"},0,{"v":405.8,"d":"405.80"},7.66,79,101560,{"$f":"'Honolulu TMY 3'!$D$5","v":2019},"11","09","05","11/09/2019 05:00","2019-11-08T19:00:00",78.962]
["20121109:0800",{"v":25.9,"d":"25.90"},{"v":88.3,"d":"88.30"},0,{"v":0,"d":"0.00"},0,403.75,8.92,88,101620,{"$f":"'Honolulu TMY 3'!$D$5","v":2019},"11","09","08","11/09/2019 08:00","2019-11-08T22:00:00",78.62]
["20121109:1100",25.45,90.92,0,{"v":0,"d":"0.00"},0,401.45,9.42,93,101550,{"$f":"'Honolulu TMY 3'!$D$5","v":2019},"11","09","11","11/09/2019 11:00","2019-11-09T01:00:00",77.81]
["20121109:1500",24.55,90.66,0,{"v":0,"d":"0.00"},0,407.37,9.09,86,101543,{"$f":"'Honolulu TMY 3'!$D$5","v":2019},"11","09","15","11/09/2019 15:00","2019-11-09T05:00:00",76.19]
["20121109:1800",24.35,87.64,237,569.22,73,409.43,8.94,91,101653,{"$f":"'Honolulu TMY 3'!$D$5","v":2019},"11","09","18","11/09/2019 18:00","2019-11-09T08:00:00",75.83000000000001]
["20121109:2100",24.39,85.44,757,868.76,115,412.43,8.12,91,101656,{"$f":"'Honolulu TMY 3'!$D$5","v":2019},"11","09","21","11/09/2019 21:00","2019-11-09T11:00:00",75.902]
["20121109:2300",24.67,83.34,551,{"v":222.1,"d":"222.10"},380,{"v":410.7,"d":"410.70"},7.57,88,101570,{"$f":"'Honolulu TMY 3'!$D$5","v":2019},"11","09","23","11/09/2019 23:00","2019-11-09T13:00:00",76.406]
["20121110:0200",{"v":25.2,"d":"25.20"},79.43,351,680.35,86,{"v":418.3,"d":"418.30"},7.81,79,101550,{"$f":"'Honolulu TMY 3'!$D$5","v":2019},"11","10","02","11/10/2019 02:00","2019-11-09T16:00:00",77.36]
["20121110:0600",24.97,78.82,0,{"v":0,"d":"0.00"},0,412.73,8.65,84,101710,{"$f":"'Honolulu TMY 3'!$D$5","v":2019},"11","10","06","11/10/2019 06:00","2019-11-09T20:00:00",76.946]
["20121110:0900",24.85,77.19,0,{"v":0,"d":"0.00"},0,401.45,8.74,89,101706,{"$f":"'Honolulu TMY 3'!$D$5","v":2019},"11","10","09","11/10/2019 09:00","2019-11-09T23:00:00",76.73]
["20121110:1300",25.15,73.76,0,{"v":0,"d":"0.00"},0,392.22,8.22,92,101653,{"$f":"'Honolulu TMY 3'!$D$5","v":2019},"11","10","13","11/10/2019 13:00","2019-11-10T03:00:00",77.27]
["20121110:1600",25.23,71.86,0,{"v":0,"d":"0.00"},0,386.82,8.49,94,101710,{"$f":"'Honolulu TMY 3'!$D$5","v":2019},"11","10","16","11/10/2019 16:00","2019-11-10T06:00:00",77.414]
["20121110:1800",{"v":25.3,"d":"25.30"},70.92,234,567.71,72,{"v":385.9,"d":"385.90"},8.81,95,101746,{"$f":"'Honolulu TMY 3'!$D$5","v":2019},"11","10","18","11/10/2019 18:00","2019-11-10T08:00:00",77.53999999999999]
["20121110:2100",25.63,69.64,588,347.91,332,382.77,8.69,95,101683,{"$f":"'Honolulu TMY 3'!$D$5","v":2019},"11","10","21","11/10/2019 21:00","2019-11-10T11:00:00",78.134]
["20121111:0000",25.92,69.96,700,852.14,112,377.68,8.14,90,101533,{"$f":"'Honolulu TMY 3'!$D$5","v":2019},"11","11","00","11/11/2019 00:00","2019-11-10T14:00:00",78.656]
["20121111:0300",25.75,71.74,130,417.59,55,380.03,8.26,81,101590,{"$f":"'Honolulu TMY 3'!$D$5","v":2019},"11","11","03","11/11/2019 03:00","2019-11-10T17:00:00",78.35]
["20121111:0700",{"v":25.5,"d":"25.50"},{"v":73.6,"d":"73.60"},0,{"v":0,"d":"0.00"},0,384.93,8.71,85,101736,{"$f":"'Honolulu TMY 3'!$D$5","v":2019},"11","11","07","11/11/2019 07:00","2019-11-10T21:00:00",77.9]
["20121111:1000",25.36,73.35,0,{"v":0,"d":"0.00"},0,390.87,8.04,92,101653,{"$f":"'Honolulu TMY 3'!$D$5","v":2019},"11","11","10","11/11/2019 10:00","2019-11-11",77.648]
["20121111:1400",25.21,74.73,0,{"v":0,"d":"0.00"},0,394.45,6.36,96,101520,{"$f":"'Honolulu TMY 3'!$D$5","v":2019},"11","11","14","11/11/2019 14:00","2019-11-11T04:00:00",77.378]
["20121111:1500",25.25,74.49,0,{"v":0,"d":"0.00"},0,392.15,6.22,99,101543,{"$f":"'Honolulu TMY 3'!$D$5","v":2019},"11","11","15","11/11/2019 15:00","2019-11-11T05:00:00",77.45]
["20121111:2100",25.56,74.96,740,854.39,114,379.32,4.65,115,101530,{"$f":"'Honolulu TMY 3'!$D$5","v":2019},"11","11","21","11/11/2019 21:00","2019-11-11T11:00:00",78.008]
["20121111:2200",25.65,75.27,795,870.81,117,377.03,4.19,115,101460,{"$f":"'Honolulu TMY 3'!$D$5","v":2019},"11","11","22","11/11/2019 22:00","2019-11-11T12:00:00",78.17]
["20121112:0100",25.45,75.43,539,783.12,101,375.02,4.37,90,101337,{"$f":"'Honolulu TMY 3'!$D$5","v":2019},"11","12","01","11/12/2019 01:00","2019-11-11T15:00:00",77.81]
["20121112:0400",{"v":25.3,"d":"25.30"},76.69,0,{"v":0,"d":"0.00"},0,375.65,5.58,81,101370,{"$f":"'Honolulu TMY 3'!$D$5","v":2019},"11","12","04","11/12/2019 04:00","2019-11-11T18:00:00",77.53999999999999]
["20121112:0800",25.32,{"v":77.2,"d":"77.20"},0,{"v":0,"d":"0.00"},0,379.65,5.82,98,101450,{"$f":"'Honolulu TMY 3'!$D$5","v":2019},"11","12","08","11/12/2019 08:00","2019-11-11T22:00:00",77.576]
["20121112:1100",25.33,78.27,0,{"v":0,"d":"0.00"},0,{"v":385,"d":"385.00"},4.17,114,101340,{"$f":"'Honolulu TMY 3'!$D$5","v":2019},"11","12","11","11/12/2019 11:00","2019-11-12T01:00:00",77.594]
["20121112:1600",24.77,{"v":77.4,"d":"77.40"},0,{"v":0,"d":"0.00"},0,386.97,1.21,102,101387,{"$f":"'Honolulu TMY 3'!$D$5","v":2019},"11","12","16","11/12/2019 16:00","2019-11-12T06:00:00",76.586]
["20121112:1900",24.88,77.04,439,729.45,94,385.75,1.63,107,101463,{"$f":"'Honolulu TMY 3'!$D$5","v":2019},"11","12","19","11/12/2019 19:00","2019-11-12T09:00:00",76.78399999999999]
["20121112:2200",25.17,77.46,794,872.93,117,383.02,1.36,108,101387,{"$f":"'Honolulu TMY 3'!$D$5","v":2019},"11","12","22","11/12/2019 22:00","2019-11-12T12:00:00",77.30600000000001]
["20121112:2300",25.28,77.75,777,{"v":868.4,"d":"868.40"},116,{"v":381.9,"d":"381.90"},1.14,107,101340,{"$f":"'Honolulu TMY 3'!$D$5","v":2019},"11","12","23","11/12/2019 23:00","2019-11-12T13:00:00",77.504]
["20121113:0200",25.46,77.86,341,667.16,85,376.65,1.48,52,101320,{"$f":"'Honolulu TMY 3'!$D$5","v":2019},"11","13","02","11/13/2019 02:00","2019-11-12T16:00:00",77.828]
["20121113:0600",25.37,79.71,0,{"v":0,"d":"0.00"},0,379.65,3.65,37,101516,{"$f":"'Honolulu TMY 3'!$D$5","v":2019},"11","13","06","11/13/2019 06:00","2019-11-12T20:00:00",77.666]
["20121113:0900",25.28,80.76,0,{"v":0,"d":"0.00"},0,385.22,4.34,64,101540,{"$f":"'Honolulu TMY 3'!$D$5","v":2019},"11","13","09","11/13/2019 09:00","2019-11-12T23:00:00",77.504]
["20121113:1300",25.16,{"v":81.8,"d":"81.80"},0,{"v":0,"d":"0.00"},0,384.75,4.56,67,101407,{"$f":"'Honolulu TMY 3'!$D$5","v":2019},"11","13","13","11/13/2019 13:00","2019-11-13T03:00:00",77.28800000000001]
["20121113:1700",{"v":25,"d":"25.00"},83.11,23,{"v":0,"d":"0.00"},23,384.35,5.75,80,101460,{"$f":"'Honolulu TMY 3'!$D$5","v":2019},"11","13","17","11/13/2019 17:00","2019-11-13T07:00:00",77]
["20121113:2000",25.06,84.45,612,811.86,106,{"v":390.2,"d":"390.20"},6.43,88,101550,{"$f":"'Honolulu TMY 3'!$D$5","v":2019},"11","13","20","11/13/2019 20:00","2019-11-13T10:00:00",77.108]
["20121113:2300",25.16,85.61,772,865.04,116,406.55,6.46,82,101410,{"$f":"'Honolulu TMY 3'!$D$5","v":2019},"11","13","23","11/13/2019 23:00","2019-11-13T13:00:00",77.28800000000001]
["20121114:0000",25.23,84.85,684,841.19,110,404.02,6.55,79,101393,{"$f":"'Honolulu TMY 3'!$D$5","v":2019},"11","14","00","11/14/2019 00:00","2019-11-13T14:00:00",77.414]
["20121114:0300",25.36,83.13,124,405.24,53,397.28,7.03,73,101397,{"$f":"'Honolulu TMY 3'!$D$5","v":2019},"11","14","03","11/14/2019 03:00","2019-11-13T17:00:00",77.648]
["20121114:0700",{"v":25.4,"d":"25.40"},81.73,0,{"v":0,"d":"0.00"},0,391.32,7.83,82,101510,{"$f":"'Honolulu TMY 3'!$D$5","v":2019},"11","14","07","11/14/2019 07:00","2019-11-13T21:00:00",77.72]
["20121114:1000",{"v":25.5,"d":"25.50"},81.07,0,{"v":0,"d":"0.00"},0,{"v":391.9,"d":"391.90"},7.68,87,101456,{"$f":"'Honolulu TMY 3'!$D$5","v":2019},"11","14","10","11/14/2019 10:00","2019-11-14",77.9]
["20121114:1400",25.44,82.05,0,{"v":0,"d":"0.00"},0,390.95,7.05,84,101340,{"$f":"'Honolulu TMY 3'!$D$5","v":2019},"11","14","14","11/14/2019 14:00","2019-11-14T04:00:00",77.792]
["20121114:1800",25.39,82.12,221,550.61,70,390.77,7.56,92,101437,{"$f":"'Honolulu TMY 3'!$D$5","v":2019},"11","14","18","11/14/2019 18:00","2019-11-14T08:00:00",77.702]
["20121114:2100",25.53,81.92,729,851.55,113,385.88,7.61,93,101393,{"$f":"'Honolulu TMY 3'!$D$5","v":2019},"11","14","21","11/14/2019 21:00","2019-11-14T11:00:00",77.95400000000001]
["20121114:2200",25.65,81.75,784,868.02,116,384.07,7.54,91,101337,{"$f":"'Honolulu TMY 3'!$D$5","v":2019},"11","14","22","11/14/2019 22:00","2019-11-14T12:00:00",78.17]
["20121115:0100",25.75,80.88,531,{"v":779.6,"d":"779.60"},100,380.98,7.07,79,101247,{"$f":"'Honolulu TMY 3'!$D$5","v":2019},"11","15","01","11/15/2019 01:00","2019-11-14T15:00:00",78.35]
["20121115:0400",25.68,81.67,0,{"v":0,"d":"0.00"},0,380.25,7.84,74,101323,{"$f":"'Honolulu TMY 3'!$D$5","v":2019},"11","15","04","11/15/2019 04:00","2019-11-14T18:00:00",78.224]
["20121115:0700",25.48,82.89,0,{"v":0,"d":"0.00"},0,382.83,{"v":8.5,"d":"8.50"},80,101390,{"$f":"'Honolulu TMY 3'!$D$5","v":2019},"11","15","07","11/15/2019 07:00","2019-11-14T21:00:00",77.864]
["20121115:1200",25.21,83.91,0,{"v":0,"d":"0.00"},0,388.55,7.89,90,101307,{"$f":"'Honolulu TMY 3'!$D$5","v":2019},"11","15","12","11/15/2019 12:00","2019-11-15T02:00:00",77.378]
["20121115:1500",{"v":25,"d":"25.00"},84.04,0,{"v":0,"d":"0.00"},0,389.12,7.67,94,101267,{"$f":"'Honolulu TMY 3'!$D$5","v":2019},"11","15","15","11/15/2019 15:00","2019-11-15T05:00:00",77]
["20121115:1900",24.92,83.08,433,732.75,93,379.88,{"v":7.5,"d":"7.50"},99,101340,{"$f":"'Honolulu TMY 3'!$D$5","v":2019},"11","15","19","11/15/2019 19:00","2019-11-15T09:00:00",76.856]
["20121115:2200",{"v":25.2,"d":"25.20"},{"v":80.9,"d":"80.90"},791,879.17,117,375.17,6.47,96,101243,{"$f":"'Honolulu TMY 3'!$D$5","v":2019},"11","15","22","11/15/2019 22:00","2019-11-15T12:00:00",77.36]
["20121115:2300",25.34,80.09,773,872.68,116,374.25,6.07,95,101190,{"$f":"'Honolulu TMY 3'!$D$5","v":2019},"11","15","23","11/15/2019 23:00","2019-11-15T13:00:00",77.612]
["20121116:0200",25.24,{"v":82.5,"d":"82.50"},224,174.31,158,385.65,5.78,75,101170,{"$f":"'Honolulu TMY 3'!$D$5","v":2019},"11","16","02","11/16/2019 02:00","2019-11-15T16:00:00",77.43199999999999]
["20121116:0800",24.91,83.11,0,{"v":0,"d":"0.00"},0,391.65,7.45,93,101290,{"$f":"'Honolulu TMY 3'!$D$5","v":2019},"11","16","08","11/16/2019 08:00","2019-11-15T22:00:00",76.838]
["20121116:1000",24.96,{"v":83.3,"d":"83.30"},0,{"v":0,"d":"0.00"},0,388.08,7.59,95,101263,{"$f":"'Honolulu TMY 3'!$D$5","v":2019},"11","16","10","11/16/2019 10:00","2019-11-16",76.928]
["20121116:1300",24.95,{"v":82.4,"d":"82.40"},0,{"v":0,"d":"0.00"},0,392.57,6.34,94,101237,{"$f":"'Honolulu TMY 3'!$D$5","v":2019},"11","16","13","11/16/2019 13:00","2019-11-16T03:00:00",76.91]
["20121116:1600",24.84,82.82,0,{"v":0,"d":"0.00"},0,396.67,{"v":6.4,"d":"6.40"},100,101323,{"$f":"'Honolulu TMY 3'!$D$5","v":2019},"11","16","16","11/16/2019 16:00","2019-11-16T06:00:00",76.712]
["20121116:2000",{"v":24.8,"d":"24.80"},82.91,432,244.27,282,397.15,6.28,108,101430,{"$f":"'Honolulu TMY 3'!$D$5","v":2019},"11","16","20","11/16/2019 20:00","2019-11-16T10:00:00",76.64]
["20121116:2300",24.99,82.99,765,866.45,115,{"v":389.7,"d":"389.70"},5.16,99,101260,{"$f":"'Honolulu TMY 3'!$D$5","v":2019},"11","16","23","11/16/2019 23:00","2019-11-16T13:00:00",76.982]
["20121117:0000",25.09,{"v":82.8,"d":"82.80"},678,841.15,110,388.22,5.39,93,101253,{"$f":"'Honolulu TMY 3'!$D$5","v":2019},"11","17","00","11/17/2019 00:00","2019-11-16T14:00:00",77.162]
["20121117:0500",24.71,85.57,0,{"v":0,"d":"0.00"},0,{"v":395.3,"d":"395.30"},7.34,79,101420,{"$f":"'Honolulu TMY 3'!$D$5","v":2019},"11","17","05","11/17/2019 05:00","2019-11-16T19:00:00",76.47800000000001]
["20121117:0700",24.46,85.83,0,{"v":0,"d":"0.00"},0,394.67,7.66,82,101486,{"$f":"'Honolulu TMY 3'!$D$5","v":2019},"11","17","07","11/17/2019 07:00","2019-11-16T21:00:00",76.028]
["20121117:1100",24.32,84.58,0,{"v":0,"d":"0.00"},0,393.15,7.57,87,101420,{"$f":"'Honolulu TMY 3'!$D$5","v":2019},"11","17","11","11/17/2019 11:00","2019-11-17T01:00:00",75.77600000000001]
["20121117:1400",24.34,83.66,0,{"v":0,"d":"0.00"},0,{"v":392.2,"d":"392.20"},7.13,79,101320,{"$f":"'Honolulu TMY 3'!$D$5","v":2019},"11","17","14","11/17/2019 14:00","2019-11-17T04:00:00",75.812]
["20121117:1800",24.04,83.18,215,545.44,70,392.42,6.57,80,101486,{"$f":"'Honolulu TMY 3'!$D$5","v":2019},"11","17","18","11/17/2019 18:00","2019-11-17T08:00:00",75.27199999999999]
["20121117:2100",24.13,82.08,609,449.38,288,384.95,5.98,74,101466,{"$f":"'Honolulu TMY 3'!$D$5","v":2019},"11","17","21","11/17/2019 21:00","2019-11-17T11:00:00",75.434]
["20121118:0000",24.58,80.91,675,839.48,110,377.47,6.18,57,101360,{"$f":"'Honolulu TMY 3'!$D$5","v":2019},"11","18","00","11/18/2019 00:00","2019-11-17T14:00:00",76.244]
["20121118:0200",24.99,80.48,331,660.21,83,{"v":374.5,"d":"374.50"},7.05,44,101360,{"$f":"'Honolulu TMY 3'!$D$5","v":2019},"11","18","02","11/18/2019 02:00","2019-11-17T16:00:00",76.982]
["20121118:0500",24.89,79.96,0,{"v":0,"d":"0.00"},0,375.55,{"v":8.5,"d":"8.50"},52,101480,{"$f":"'Honolulu TMY 3'!$D$5","v":2019},"11","18","05","11/18/2019 05:00","2019-11-17T19:00:00",76.80199999999999]
["20121118:0800",24.77,79.11,0,{"v":0,"d":"0.00"},0,377.55,8.74,58,101510,{"$f":"'Honolulu TMY 3'!$D$5","v":2019},"11","18","08","11/18/2019 08:00","2019-11-17T22:00:00",76.586]
["20121118:1200",24.85,78.25,0,{"v":0,"d":"0.00"},0,383.95,8.48,59,101413,{"$f":"'Honolulu TMY 3'!$D$5","v":2019},"11","18","12","11/18/2019 12:00","2019-11-18T02:00:00",76.73]
["20121118:1500",24.96,76.85,0,{"v":0,"d":"0.00"},0,385.68,8.18,59,101377,{"$f":"'Honolulu TMY 3'!$D$5","v":2019},"11","18","15","11/18/2019 15:00","2019-11-18T05:00:00",76.928]
["20121118:1900",24.93,78.13,337,355.96,175,381.72,8.24,65,101470,{"$f":"'Honolulu TMY 3'!$D$5","v":2019},"11","18","19","11/18/2019 19:00","2019-11-18T09:00:00",76.874]
["20121118:2300",25.24,{"v":81.8,"d":"81.80"},760,865.75,115,377.05,8.39,65,101300,{"$f":"'Honolulu TMY 3'!$D$5","v":2019},"11","18","23","11/18/2019 23:00","2019-11-18T13:00:00",77.43199999999999]
["20121119:0200",24.78,82.19,220,{"v":171,"d":"171.00"},156,{"v":377.5,"d":"377.50"},9.02,54,101290,{"$f":"'Honolulu TMY 3'!$D$5","v":2019},"11","19","02","11/19/2019 02:00","2019-11-18T16:00:00",76.60400000000001]
["20121119:0300",24.65,82.88,42,{"v":0,"d":"0.00"},42,379.85,9.12,55,101327,{"$f":"'Honolulu TMY 3'!$D$5","v":2019},"11","19","03","11/19/2019 03:00","2019-11-18T17:00:00",76.37]
["20121119:0600",24.36,83.44,0,{"v":0,"d":"0.00"},0,{"v":385.8,"d":"385.80"},9.05,59,101407,{"$f":"'Honolulu TMY 3'!$D$5","v":2019},"11","19","06","11/19/2019 06:00","2019-11-18T20:00:00",75.848]
["20121119:0900",24.35,81.71,0,{"v":0,"d":"0.00"},0,387.58,8.18,64,101383,{"$f":"'Honolulu TMY 3'!$D$5","v":2019},"11","19","09","11/19/2019 09:00","2019-11-18T23:00:00",75.83000000000001]
["20121119:1300",24.27,81.83,0,{"v":0,"d":"0.00"},0,382.08,7.24,65,101237,{"$f":"'Honolulu TMY 3'!$D$5","v":2019},"11","19","13","11/19/2019 13:00","2019-11-19T03:00:00",75.686]
["20121119:1600",24.25,81.85,0,{"v":0,"d":"0.00"},0,379.68,6.68,69,101260,{"$f":"'Honolulu TMY 3'!$D$5","v":2019},"11","19","16","11/19/2019 16:00","2019-11-19T06:00:00",75.65]
["20121119:2000",24.42,{"v":82.2,"d":"82.20"},591,804.91,104,374.05,5.88,69,101350,{"$f":"'Honolulu TMY 3'!$D$5","v":2019},"11","19","20","11/19/2019 20:00","2019-11-19T10:00:00",75.956]
["20121120:0000",24.61,83.68,484,251.21,316,374.77,6.22,51,101217,{"$f":"'Honolulu TMY 3'!$D$5","v":2019},"11","20","00","11/20/2019 00:00","2019-11-19T14:00:00",76.298]
["20121120:0300",24.19,83.75,7,{"v":0,"d":"0.00"},7,380.52,{"v":7.4,"d":"7.40"},48,101243,{"$f":"'Honolulu TMY 3'!$D$5","v":2019},"11","20","03","11/20/2019 03:00","2019-11-19T17:00:00",75.542]
["20121120:0400",23.99,84.64,0,{"v":0,"d":"0.00"},0,380.83,7.83,50,101277,{"$f":"'Honolulu TMY 3'!$D$5","v":2019},"11","20","04","11/20/2019 04:00","2019-11-19T18:00:00",75.18199999999999]
["20121120:0700",23.77,85.97,0,{"v":0,"d":"0.00"},0,384.22,8.53,55,101317,{"$f":"'Honolulu TMY 3'!$D$5","v":2019},"11","20","07","11/20/2019 07:00","2019-11-19T21:00:00",74.786]
["20121120:1100",23.74,86.52,0,{"v":0,"d":"0.00"},0,386.55,8.41,58,101170,{"$f":"'Honolulu TMY 3'!$D$5","v":2019},"11","20","11","11/20/2019 11:00","2019-11-20T01:00:00",74.732]
["20121120:1400",23.71,80.59,0,{"v":0,"d":"0.00"},0,386.45,8.88,52,101050,{"$f":"'Honolulu TMY 3'!$D$5","v":2019},"11","20","14","11/20/2019 14:00","2019-11-20T04:00:00",74.678]
["20121120:1700",23.53,78.45,21,{"v":0,"d":"0.00"},21,{"v":392.8,"d":"392.80"},8.97,50,101190,{"$f":"'Honolulu TMY 3'!$D$5","v":2019},"11","20","17","11/20/2019 17:00","2019-11-20T07:00:00",74.35400000000001]
["20121120:2200",24.15,70.25,774,{"v":875.6,"d":"875.60"},115,381.08,7.36,43,101070,{"$f":"'Honolulu TMY 3'!$D$5","v":2019},"11","20","22","11/20/2019 22:00","2019-11-20T12:00:00",75.47]
["20121121:0100",24.44,66.16,526,786.07,100,{"v":377.1,"d":"377.10"},5.88,37,100993,{"$f":"'Honolulu TMY 3'!$D$5","v":2019},"11","21","01","11/21/2019 01:00","2019-11-20T15:00:00",75.992]
["20121121:0400",24.54,63.56,0,{"v":0,"d":"0.00"},0,375.12,5.13,30,101103,{"$f":"'Honolulu TMY 3'!$D$5","v":2019},"11","21","04","11/21/2019 04:00","2019-11-20T18:00:00",76.172]
["20121121:0500",24.57,62.89,0,{"v":0,"d":"0.00"},0,{"v":374.5,"d":"374.50"},5.02,28,101160,{"$f":"'Honolulu TMY 3'!$D$5","v":2019},"11","21","05","11/21/2019 05:00","2019-11-20T19:00:00",76.226]
["20121121:0800",24.54,62.35,0,{"v":0,"d":"0.00"},0,{"v":378.8,"d":"378.80"},4.77,22,101290,{"$f":"'Honolulu TMY 3'!$D$5","v":2019},"11","21","08","11/21/2019 08:00","2019-11-20T22:00:00",76.172]
["20121121:1200",24.51,65.05,0,{"v":0,"d":"0.00"},0,380.45,4.52,18,101220,{"$f":"'Honolulu TMY 3'!$D$5","v":2019},"11","21","12","11/21/2019 12:00","2019-11-21T02:00:00",76.118]
["20121121:1400",24.55,69.24,0,{"v":0,"d":"0.00"},0,378.15,4.92,16,101200,{"$f":"'Honolulu TMY 3'!$D$5","v":2019},"11","21","14","11/21/2019 14:00","2019-11-21T04:00:00",76.19]
["20121121:1900",{"v":24.8,"d":"24.80"},69.86,418,730.42,92,386.72,{"v":5.1,"d":"5.10"},41,101420,{"$f":"'Honolulu TMY 3'!$D$5","v":2019},"11","21","19","11/21/2019 19:00","2019-11-21T09:00:00",76.64]
["20121121:2300",25.24,72.74,596,355.15,334,386.05,4.98,38,101350,{"$f":"'Honolulu TMY 3'!$D$5","v":2019},"11","21","23","11/21/2019 23:00","2019-11-21T13:00:00",77.43199999999999]
["20121122:0200",24.92,76.62,195,107.92,155,385.05,7.26,23,101400,{"$f":"'Honolulu TMY 3'!$D$5","v":2019},"11","22","02","11/22/2019 02:00","2019-11-21T16:00:00",76.856]
["20121122:0300",24.67,76.47,65,29.92,60,387.83,7.98,26,101460,{"$f":"'Honolulu TMY 3'!$D$5","v":2019},"11","22","03","11/22/2019 03:00","2019-11-21T17:00:00",76.406]
["20121122:0600",24.19,74.74,0,{"v":0,"d":"0.00"},0,395.15,9.94,33,101633,{"$f":"'Honolulu TMY 3'!$D$5","v":2019},"11","22","06","11/22/2019 06:00","2019-11-21T20:00:00",75.542]
["20121122:0900",{"v":24.3,"d":"24.30"},71.26,0,{"v":0,"d":"0.00"},0,397.35,10.92,38,101726,{"$f":"'Honolulu TMY 3'!$D$5","v":2019},{"$f":"MID(A7827,5,2)","v":"11"},{"$f":"MID(A7827,7,2)","v":"22"},{"$f":"MID(A7827,10,2)","v":"09"},{"$f":"L7827&\"/\"&M7827&\"/\"&K7827&\" \"&N7827&\":00\"","v":"11/22/2019 09:00"},{"$f":"(DATEVALUE(O7827)+TIMEVALUE(O7827))+($P$16/24)","v":"2019-11-21T23:00:00"},{"$f":"((9/5)*B7827)+32","v":75.74000000000001}]
["20121122:1500",24.57,65.94,0,{"v":0,"d":"0.00"},0,377.02,9.43,50,101673,{"$f":"'Honolulu TMY 3'!$D$5","v":2019},"11","22","15","11/22/2019 15:00","2019-11-22T05:00:00",76.226]
["20121122:1700",24.53,65.72,17,{"v":0,"d":"0.00"},17,373.85,9.14,54,101780,{"$f":"'Honolulu TMY 3'!$D$5","v":2019},"11","22","17","11/22/2019 17:00","2019-11-22T07:00:00",76.154]
["20121122:2000",24.75,64.69,602,831.89,106,{"v":370.8,"d":"370.80"},8.81,58,101820,{"$f":"'Honolulu TMY 3'!$D$5","v":2019},"11","22","20","11/22/2019 20:00","2019-11-22T10:00:00",76.55000000000001]
["20121123:0000",25.27,65.15,679,858.32,110,372.32,8.67,52,101700,{"$f":"'Honolulu TMY 3'!$D$5","v":2019},"11","23","00","11/23/2019 00:00","2019-11-22T14:00:00",77.48599999999999]
["20121123:0300",25.15,67.97,118,396.43,52,{"v":379,"d":"379.00"},8.76,52,101793,{"$f":"'Honolulu TMY 3'!$D$5","v":2019},"11","23","03","11/23/2019 03:00","2019-11-22T17:00:00",77.27]
["20121123:0400",25.18,68.29,0,{"v":0,"d":"0.00"},0,381.35,9.02,55,101846,{"$f":"'Honolulu TMY 3'!$D$5","v":2019},"11","23","04","11/23/2019 04:00","2019-11-22T18:00:00",77.324]
["20121123:0700",25.16,68.45,0,{"v":0,"d":"0.00"},0,{"v":382.1,"d":"382.10"},9.27,63,101953,{"$f":"'Honolulu TMY 3'!$D$5","v":2019},"11","23","07","11/23/2019 07:00","2019-11-22T21:00:00",77.28800000000001]
["20121123:1200",25.08,69.52,0,{"v":0,"d":"0.00"},0,387.83,9.25,59,101906,{"$f":"'Honolulu TMY 3'!$D$5","v":2019},"11","23","12","11/23/2019 12:00","2019-11-23T02:00:00",77.144]
["20121123:1500",24.89,71.07,0,{"v":0,"d":"0.00"},0,383.88,9.35,58,101870,{"$f":"'Honolulu TMY 3'!$D$5","v":2019},"11","23","15","11/23/2019 15:00","2019-11-23T05:00:00",76.80199999999999]
["20121123:1800",24.93,70.79,201,537.91,67,377.68,9.55,62,101946,{"$f":"'Honolulu TMY 3'!$D$5","v":2019},"11","23","18","11/23/2019 18:00","2019-11-23T08:00:00",76.874]
["20121123:2100",25.25,70.12,221,7.17,216,374.57,9.47,62,101916,{"$f":"'Honolulu TMY 3'!$D$5","v":2019},"11","23","21","11/23/2019 21:00","2019-11-23T11:00:00",77.45]
["20121124:0100",25.37,70.72,520,781.34,100,372.37,9.33,59,101750,{"$f":"'Honolulu TMY 3'!$D$5","v":2019},"11","24","01","11/24/2019 01:00","2019-11-23T15:00:00",77.666]
["20121124:0400",25.14,72.42,0,{"v":0,"d":"0.00"},0,374.58,9.54,57,101843,{"$f":"'Honolulu TMY 3'!$D$5","v":2019},"11","24","04","11/24/2019 04:00","2019-11-23T18:00:00",77.25200000000001]
["20121124:0500",25.06,{"v":73.2,"d":"73.20"},0,{"v":0,"d":"0.00"},0,375.85,9.67,58,101900,{"$f":"'Honolulu TMY 3'!$D$5","v":2019},"11","24","05","11/24/2019 05:00","2019-11-23T19:00:00",77.108]
["20121124:0900",24.53,76.17,0,{"v":0,"d":"0.00"},0,375.07,9.87,60,101913,{"$f":"'Honolulu TMY 3'!$D$5","v":2019},"11","24","09","11/24/2019 09:00","2019-11-23T23:00:00",76.154]
["20121124:1200",24.27,77.69,0,{"v":0,"d":"0.00"},0,376.93,9.76,64,101800,{"$f":"'Honolulu TMY 3'!$D$5","v":2019},"11","24","12","11/24/2019 12:00","2019-11-24T02:00:00",75.686]
["20121124:1600",24.04,78.64,0,{"v":0,"d":"0.00"},0,375.83,9.44,64,101740,{"$f":"'Honolulu TMY 3'!$D$5","v":2019},"11","24","16","11/24/2019 16:00","2019-11-24T06:00:00",75.27199999999999]
["20121124:1900",24.17,76.83,140,{"v":0,"d":"0.00"},140,380.82,9.29,68,101750,{"$f":"'Honolulu TMY 3'!$D$5","v":2019},"11","24","19","11/24/2019 19:00","2019-11-24T09:00:00",75.506]
["20121124:2300",24.73,75.58,747,865.96,114,{"v":390.6,"d":"390.60"},9.08,70,101510,{"$f":"'Honolulu TMY 3'!$D$5","v":2019},"11","24","23","11/24/2019 23:00","2019-11-24T13:00:00",76.51400000000001]
["20121125:0200",{"v":24.6,"d":"24.60"},77.34,157,35.35,144,382.15,{"v":8.9,"d":"8.90"},65,101490,{"$f":"'Honolulu TMY 3'!$D$5","v":2019},"11","25","02","11/25/2019 02:00","2019-11-24T16:00:00",76.28]
["20121125:0500",24.44,79.32,0,{"v":0,"d":"0.00"},0,372.25,{"v":9.2,"d":"9.20"},69,101620,{"$f":"'Honolulu TMY 3'!$D$5","v":2019},"11","25","05","11/25/2019 05:00","2019-11-24T19:00:00",75.992]
["20121125:0600",24.36,{"v":79.5,"d":"79.50"},0,{"v":0,"d":"0.00"},0,373.23,9.06,70,101623,{"$f":"'Honolulu TMY 3'!$D$5","v":2019},"11","25","06","11/25/2019 06:00","2019-11-24T20:00:00",75.848]
["20121125:1000",24.05,80.83,0,{"v":0,"d":"0.00"},0,{"v":382,"d":"382.00"},8.51,71,101536,{"$f":"'Honolulu TMY 3'!$D$5","v":2019},"11","25","10","11/25/2019 10:00","2019-11-25",75.28999999999999]
["20121125:1300",24.13,80.09,0,{"v":0,"d":"0.00"},0,378.27,8.23,70,101430,{"$f":"'Honolulu TMY 3'!$D$5","v":2019},"11","25","13","11/25/2019 13:00","2019-11-25T03:00:00",75.434]
["20121125:1700",24.19,{"v":78.5,"d":"78.50"},15,{"v":0,"d":"0.00"},15,{"v":372.9,"d":"372.90"},8.46,79,101450,{"$f":"'Honolulu TMY 3'!$D$5","v":2019},"11","25","17","11/25/2019 17:00","2019-11-25T07:00:00",75.542]
["20121125:2000",24.44,76.61,584,816.71,104,370.25,8.41,88,101460,{"$f":"'Honolulu TMY 3'!$D$5","v":2019},"11","25","20","11/25/2019 20:00","2019-11-25T10:00:00",75.992]
["20121126:0000",25.11,73.43,666,846.81,109,372.68,7.17,92,101250,{"$f":"'Honolulu TMY 3'!$D$5","v":2019},"11","26","00","11/26/2019 00:00","2019-11-25T14:00:00",77.19800000000001]
["20121126:0300",25.25,71.95,36,{"v":0,"d":"0.00"},36,376.28,6.46,92,101250,{"$f":"'Honolulu TMY 3'!$D$5","v":2019},"11","26","03","11/26/2019 03:00","2019-11-25T17:00:00",77.45]
["20121126:0700",25.37,74.42,0,{"v":0,"d":"0.00"},0,380.25,6.25,103,101410,{"$f":"'Honolulu TMY 3'!$D$5","v":2019},"11","26","07","11/26/2019 07:00","2019-11-25T21:00:00",77.666]
["20121126:0800",25.36,{"v":75.4,"d":"75.40"},0,{"v":0,"d":"0.00"},0,{"v":381.3,"d":"381.30"},6.07,106,101450,{"$f":"'Honolulu TMY 3'!$D$5","v":2019},"11","26","08","11/26/2019 08:00","2019-11-25T22:00:00",77.648]
["20121126:1100",25.38,74.85,0,{"v":0,"d":"0.00"},0,{"v":376.8,"d":"376.80"},5.39,115,101410,{"$f":"'Honolulu TMY 3'!$D$5","v":2019},"11","26","11","11/26/2019 11:00","2019-11-26T01:00:00",77.684]
["20121126:1500",24.95,73.84,0,{"v":0,"d":"0.00"},0,377.92,4.65,94,101427,{"$f":"'Honolulu TMY 3'!$D$5","v":2019},"11","26","15","11/26/2019 15:00","2019-11-26T05:00:00",76.91]
["20121126:1800",25.01,73.87,192,523.06,66,{"v":375.2,"d":"375.20"},{"v":5.3,"d":"5.30"},94,101546,{"$f":"'Honolulu TMY 3'!$D$5","v":2019},"11","26","18","11/26/2019 18:00","2019-11-26T08:00:00",77.018]
["20121126:2100",{"v":25.3,"d":"25.30"},73.78,698,851.76,111,{"v":375.7,"d":"375.70"},5.49,93,101556,{"$f":"'Honolulu TMY 3'!$D$5","v":2019},"11","26","21","11/26/2019 21:00","2019-11-26T11:00:00",77.53999999999999]
["20121127:0100",25.62,77.39,509,769.83,98,381.53,4.43,84,101463,{"$f":"'Honolulu TMY 3'!$D$5","v":2019},"11","27","01","11/27/2019 01:00","2019-11-26T15:00:00",78.116]
["20121127:0400",25.55,79.36,0,{"v":0,"d":"0.00"},0,386.95,4.69,87,101553,{"$f":"'Honolulu TMY 3'!$D$5","v":2019},"11","27","04","11/27/2019 04:00","2019-11-26T18:00:00",77.99000000000001]
["20121127:0800",25.45,78.63,0,{"v":0,"d":"0.00"},0,396.95,5.39,109,101630,{"$f":"'Honolulu TMY 3'!$D$5","v":2019},"11","27","08","11/27/2019 08:00","2019-11-26T22:00:00",77.81]
["20121127:0900",25.48,78.79,0,{"v":0,"d":"0.00"},0,399.83,5.39,114,101603,{"$f":"'Honolulu TMY 3'!$D$5","v":2019},"11","27","09","11/27/2019 09:00","2019-11-26T23:00:00",77.864]
["20121127:1200",25.45,79.58,0,{"v":0,"d":"0.00"},0,{"v":403.3,"d":"403.30"},4.91,120,101516,{"$f":"'Honolulu TMY 3'!$D$5","v":2019},"11","27","12","11/27/2019 12:00","2019-11-27T02:00:00",77.81]
["20121127:1600",25.16,{"v":81.6,"d":"81.60"},0,{"v":0,"d":"0.00"},0,398.63,4.85,113,101550,{"$f":"'Honolulu TMY 3'!$D$5","v":2019},"11","27","16","11/27/2019 16:00","2019-11-27T06:00:00",77.28800000000001]
["20121127:1900",25.23,81.29,384,689.49,88,397.33,5.22,110,101680,{"$f":"'Honolulu TMY 3'!$D$5","v":2019},"11","27","19","11/27/2019 19:00","2019-11-27T09:00:00",77.414]
["20121127:2200",25.45,81.09,551,267.94,354,{"v":397.9,"d":"397.90"},4.67,109,101633,{"$f":"'Honolulu TMY 3'!$D$5","v":2019},"11","27","22","11/27/2019 22:00","2019-11-27T12:00:00",77.81]
["20121128:0100",25.46,80.69,329,{"v":161.4,"d":"161.40"},243,403.27,3.58,83,101576,{"$f":"'Honolulu TMY 3'!$D$5","v":2019},"11","28","01","11/28/2019 01:00","2019-11-27T15:00:00",77.828]
["20121128:0600",24.95,83.55,0,{"v":0,"d":"0.00"},0,410.65,4.94,106,101736,{"$f":"'Honolulu TMY 3'!$D$5","v":2019},"11","28","06","11/28/2019 06:00","2019-11-27T20:00:00",76.91]
["20121128:0900",24.27,84.78,0,{"v":0,"d":"0.00"},0,408.18,4.69,121,101756,{"$f":"'Honolulu TMY 3'!$D$5","v":2019},"11","28","09","11/28/2019 09:00","2019-11-27T23:00:00",75.686]
["20121128:1000",24.26,84.85,0,{"v":0,"d":"0.00"},0,407.12,{"v":4.1,"d":"4.10"},120,101743,{"$f":"'Honolulu TMY 3'!$D$5","v":2019},"11","28","10","11/28/2019 10:00","2019-11-28",75.668]
["20121128:1300",23.72,85.18,0,{"v":0,"d":"0.00"},0,405.42,3.03,173,101636,{"$f":"'Honolulu TMY 3'!$D$5","v":2019},"11","28","13","11/28/2019 13:00","2019-11-28T03:00:00",74.696]
["20121128:1700",23.28,{"v":86.5,"d":"86.50"},1,{"v":0,"d":"0.00"},1,406.45,2.61,180,101710,{"$f":"'Honolulu TMY 3'!$D$5","v":2019},"11","28","17","11/28/2019 17:00","2019-11-28T07:00:00",73.904]
["20121128:2000",{"v":23.5,"d":"23.50"},87.27,67,{"v":0,"d":"0.00"},67,404.85,2.95,158,101780,{"$f":"'Honolulu TMY 3'!$D$5","v":2019},"11","28","20","11/28/2019 20:00","2019-11-28T10:00:00",74.30000000000001]
["20121128:2200",23.95,85.19,376,58.66,333,402.15,3.11,151,101666,{"$f":"'Honolulu TMY 3'!$D$5","v":2019},"11","28","22","11/28/2019 22:00","2019-11-28T12:00:00",75.11]
["20121129:0400",24.14,{"v":82.7,"d":"82.70"},0,{"v":0,"d":"0.00"},0,405.63,3.24,98,101633,{"$f":"'Honolulu TMY 3'!$D$5","v":2019},"11","29","04","11/29/2019 04:00","2019-11-28T18:00:00",75.452]
["20121129:0700",24.21,80.84,0,{"v":0,"d":"0.00"},0,402.18,3.27,96,101696,{"$f":"'Honolulu TMY 3'!$D$5","v":2019},"11","29","07","11/29/2019 07:00","2019-11-28T21:00:00",75.578]
["20121129:0800",{"v":24.2,"d":"24.20"},80.39,0,{"v":0,"d":"0.00"},0,{"v":402,"d":"402.00"},3.31,97,101710,{"$f":"'Honolulu TMY 3'!$D$5","v":2019},"11","29","08","11/29/2019 08:00","2019-11-28T22:00:00",75.56]
["20121129:1100",24.53,79.95,0,{"v":0,"d":"0.00"},0,399.25,{"v":3.5,"d":"3.50"},101,101620,{"$f":"'Honolulu TMY 3'!$D$5","v":2019},"11","29","11","11/29/2019 11:00","2019-11-29T01:00:00",76.154]
["20121129:1400",23.62,{"v":85.7,"d":"85.70"},0,{"v":0,"d":"0.00"},0,396.55,3.34,86,101500,{"$f":"'Honolulu TMY 3'!$D$5","v":2019},"11","29","14","11/29/2019 14:00","2019-11-29T04:00:00",74.516]
["20121129:1800",24.05,83.19,179,{"v":498.2,"d":"498.20"},63,395.02,{"v":4.4,"d":"4.40"},115,101560,{"$f":"'Honolulu TMY 3'!$D$5","v":2019},"11","29","18","11/29/2019 18:00","2019-11-29T08:00:00",75.28999999999999]
["20121129:2300",25.14,80.03,726,851.38,112,391.35,3.94,145,101330,{"$f":"'Honolulu TMY 3'!$D$5","v":2019},"11","29","23","11/29/2019 23:00","2019-11-29T13:00:00",77.25200000000001]
["20121130:0100",25.06,81.84,502,762.73,97,393.75,2.29,161,101310,{"$f":"'Honolulu TMY 3'!$D$5","v":2019},"11","30","01","11/30/2019 01:00","2019-11-29T15:00:00",77.108]
["20121130:0500",25.12,81.98,0,{"v":0,"d":"0.00"},0,{"v":395.3,"d":"395.30"},1.37,159,101400,{"$f":"'Honolulu TMY 3'!$D$5","v":2019},"11","30","05","11/30/2019 05:00","2019-11-29T19:00:00",77.21600000000001]
["20121130:0800",25.06,81.46,0,{"v":0,"d":"0.00"},0,{"v":396.7,"d":"396.70"},{"v":2.1,"d":"2.10"},170,101400,{"$f":"'Honolulu TMY 3'!$D$5","v":2019},"11","30","08","11/30/2019 08:00","2019-11-29T22:00:00",77.108]
["20121130:0900",25.05,81.59,0,{"v":0,"d":"0.00"},0,{"v":398.1,"d":"398.10"},{"v":2.5,"d":"2.50"},173,101353,{"$f":"'Honolulu TMY 3'!$D$5","v":2019},{"$f":"MID(A8019,5,2)","v":"11"},{"$f":"MID(A8019,7,2)","v":"30"},{"$f":"MID(A8019,10,2)","v":"09"},{"$f":"L8019&\"/\"&M8019&\"/\"&K8019&\" \"&N8019&\":00\"","v":"11/30/2019 09:00"},{"$f":"(DATEVALUE(O8019)+TIMEVALUE(O8019))+($P$16/24)","v":"2019-11-29T23:00:00"},{"$f":"((9/5)*B8019)+32","v":77.09}]
["20121130:1200",25.07,81.45,0,{"v":0,"d":"0.00"},0,399.68,3.51,184,101230,{"$f":"'Honolulu TMY 3'!$D$5","v":2019},"11","30","12","11/30/2019 12:00","2019-11-30T02:00:00",77.126]
["20121130:1600",25.14,83.55,0,{"v":0,"d":"0.00"},0,406.32,{"v":4.6,"d":"4.60"},192,101237,{"$f":"'Honolulu TMY 3'!$D$5","v":2019},"11","30","16","11/30/2019 16:00","2019-11-30T06:00:00",77.25200000000001]
["20121130:2000",24.78,82.73,333,116.65,266,396.47,5.47,195,101340,{"$f":"'Honolulu TMY 3'!$D$5","v":2019},"11","30","20","11/30/2019 20:00","2019-11-30T10:00:00",76.60400000000001]
["20121130:2300",{"v":24.5,"d":"24.50"},82.11,166,1.39,165,389.08,6.13,202,101150,{"$f":"'Honolulu TMY 3'!$D$5","v":2019},"11","30","23","11/30/2019 23:00","2019-11-30T13:00:00",76.1]
["20121201:0200",24.23,{"v":81.5,"d":"81.50"},106,{"v":0,"d":"0.00"},106,381.69,6.79,42,101270,{"$f":"'Honolulu TMY 3'!$D$5","v":2019},"12","01","02","12/01/2019 02:00","2019-11-30T16:00:00",75.614]
["20121201:0600",23.87,80.67,0,{"v":0,"d":"0.00"},0,371.84,7.66,51,101400,{"$f":"'Honolulu TMY 3'!$D$5","v":2019},"12","01","06","12/01/2019 06:00","2019-11-30T20:00:00",74.96600000000001]
["20121201:0900",23.85,80.35,0,{"v":0,"d":"0.00"},0,382.65,{"v":6.3,"d":"6.30"},61,101417,{"$f":"'Honolulu TMY 3'!$D$5","v":2019},"12","01","09","12/01/2019 09:00","2019-11-30T23:00:00",74.93]
["20121201:1000",{"v":23.9,"d":"23.90"},{"v":80.2,"d":"80.20"},0,{"v":0,"d":"0.00"},0,383.55,5.66,63,101393,{"$f":"'Honolulu TMY 3'!$D$5","v":2019},"12","01","10","12/01/2019 10:00","2019-12-01",75.02]
["20121201:1300",23.82,78.87,0,{"v":0,"d":"0.00"},0,380.75,4.48,47,101317,{"$f":"'Honolulu TMY 3'!$D$5","v":2019},"12","01","13","12/01/2019 13:00","2019-12-01T03:00:00",74.876]
["20121201:1700",23.95,78.47,0,{"v":0,"d":"0.00"},0,382.15,5.72,39,101430,{"$f":"'Honolulu TMY 3'!$D$5","v":2019},"12","01","17","12/01/2019 17:00","2019-12-01T07:00:00",75.11]
["20121201:2100",24.24,79.92,461,196.47,328,372.32,6.71,39,101466,{"$f":"'Honolulu TMY 3'!$D$5","v":2019},"12","01","21","12/01/2019 21:00","2019-12-01T11:00:00",75.632]
["20121202:0000",24.39,82.17,400,135.47,312,{"v":368.9,"d":"368.90"},8.06,34,101380,{"$f":"'Honolulu TMY 3'!$D$5","v":2019},"12","02","00","12/02/2019 00:00","2019-12-01T14:00:00",75.902]
["20121202:0400",24.16,82.12,0,{"v":0,"d":"0.00"},0,369.07,9.38,45,101486,{"$f":"'Honolulu TMY 3'!$D$5","v":2019},"12","02","04","12/02/2019 04:00","2019-12-01T18:00:00",75.488]
["20121202:0700",23.99,81.43,0,{"v":0,"d":"0.00"},0,369.97,9.03,58,101586,{"$f":"'Honolulu TMY 3'!$D$5","v":2019},"12","02","07","12/02/2019 07:00","2019-12-01T21:00:00",75.18199999999999]
["20121202:1000",{"v":23.8,"d":"23.80"},82.54,0,{"v":0,"d":"0.00"},0,367.05,6.24,61,101570,{"$f":"'Honolulu TMY 3'!$D$5","v":2019},"12","02","10","12/02/2019 10:00","2019-12-02",74.84]
["20121202:1400",23.55,81.25,0,{"v":0,"d":"0.00"},0,364.15,4.08,64,101490,{"$f":"'Honolulu TMY 3'!$D$5","v":2019},"12","02","14","12/02/2019 14:00","2019-12-02T04:00:00",74.39]
["20121202:1500",23.52,81.04,0,{"v":0,"d":"0.00"},0,366.93,4.14,65,101540,{"$f":"'Honolulu TMY 3'!$D$5","v":2019},"12","02","15","12/02/2019 15:00","2019-12-02T05:00:00",74.336]
["20121202:1800",23.53,79.97,175,497.75,63,374.03,4.73,68,101663,{"$f":"'Honolulu TMY 3'!$D$5","v":2019},"12","02","18","12/02/2019 18:00","2019-12-02T08:00:00",74.35400000000001]
["20121202:2200",{"v":24,"d":"24.00"},76.55,653,{"v":579.5,"d":"579.50"},233,375.87,6.58,64,101610,{"$f":"'Honolulu TMY 3'!$D$5","v":2019},"12","02","22","12/02/2019 22:00","2019-12-02T12:00:00",75.2]
["20121203:0100",24.46,76.26,434,457.58,192,375.92,7.82,61,101553,{"$f":"'Honolulu TMY 3'!$D$5","v":2019},{"$f":"MID(A8083,5,2)","v":"12"},{"$f":"MID(A8083,7,2)","v":"03"},{"$f":"MID(A8083,10,2)","v":"01"},{"$f":"L8083&\"/\"&M8083&\"/\"&K8083&\" \"&N8083&\":00\"","v":"12/03/2019 01:00"},{"$f":"(DATEVALUE(O8083)+TIMEVALUE(O8083))+($P$16/24)","v":"2019-12-02T15:00:00"},{"$f":"((9/5)*B8083)+32","v":76.028}]
["20121203:0500",24.62,80.22,0,{"v":0,"d":"0.00"},0,384.45,{"v":7.7,"d":"7.70"},79,101660,{"$f":"'Honolulu TMY 3'!$D$5","v":2019},"12","03","05","12/03/2019 05:00","2019-12-02T19:00:00",76.316]
["20121203:0800",24.57,82.15,0,{"v":0,"d":"0.00"},0,{"v":393.3,"d":"393.30"},7.32,95,101680,{"$f":"'Honolulu TMY 3'!$D$5","v":2019},"12","03","08","12/03/2019 08:00","2019-12-02T22:00:00",76.226]
["20121203:1100",24.79,82.91,0,{"v":0,"d":"0.00"},0,{"v":394.6,"d":"394.60"},{"v":6,"d":"6.00"},100,101590,{"$f":"'Honolulu TMY 3'!$D$5","v":2019},"12","03","11","12/03/2019 11:00","2019-12-03T01:00:00",76.622]
["20121203:1300",24.49,85.87,0,{"v":0,"d":"0.00"},0,394.73,6.29,100,101550,{"$f":"'Honolulu TMY 3'!$D$5","v":2019},"12","03","13","12/03/2019 13:00","2019-12-03T03:00:00",76.082]
["20121203:1600",24.27,88.37,0,{"v":0,"d":"0.00"},0,{"v":394,"d":"394.00"},{"v":6.8,"d":"6.80"},101,101603,{"$f":"'Honolulu TMY 3'!$D$5","v":2019},"12","03","16","12/03/2019 16:00","2019-12-03T06:00:00",75.686]
["20121203:2000",24.12,87.94,405,268.11,253,{"v":394.6,"d":"394.60"},7.09,99,101710,{"$f":"'Honolulu TMY 3'!$D$5","v":2019},"12","03","20","12/03/2019 20:00","2019-12-03T10:00:00",75.416]
["20121203:2300",24.51,86.28,520,243.45,346,396.05,6.54,88,101590,{"$f":"'Honolulu TMY 3'!$D$5","v":2019},"12","03","23","12/03/2019 23:00","2019-12-03T13:00:00",76.118]
["20121204:0200",24.73,82.78,221,197.95,149,{"v":394.7,"d":"394.70"},9.05,83,101640,{"$f":"'Honolulu TMY 3'!$D$5","v":2019},"12","04","02","12/04/2019 02:00","2019-12-03T16:00:00",76.51400000000001]
["20121204:0600",24.51,85.61,0,{"v":0,"d":"0.00"},0,398.02,9.73,88,101813,{"$f":"'Honolulu TMY 3'!$D$5","v":2019},"12","04","06","12/04/2019 06:00","2019-12-03T20:00:00",76.118]
["20121204:0800",{"v":24.3,"d":"24.30"},86.89,0,{"v":0,"d":"0.00"},0,398.65,9.17,92,101840,{"$f":"'Honolulu TMY 3'!$D$5","v":2019},"12","04","08","12/04/2019 08:00","2019-12-03T22:00:00",75.74000000000001]
["20121204:1300",24.06,{"v":85.2,"d":"85.20"},0,{"v":0,"d":"0.00"},0,403.35,9.37,91,101760,{"$f":"'Honolulu TMY 3'!$D$5","v":2019},"12","04","13","12/04/2019 13:00","2019-12-04T03:00:00",75.30799999999999]
["20121204:1400",24.03,83.97,0,{"v":0,"d":"0.00"},0,{"v":405.8,"d":"405.80"},{"v":9.3,"d":"9.30"},90,101750,{"$f":"'Honolulu TMY 3'!$D$5","v":2019},"12","04","14","12/04/2019 14:00","2019-12-04T04:00:00",75.254]
["20121204:1700",23.88,82.53,0,{"v":0,"d":"0.00"},0,{"v":403.6,"d":"403.60"},7.92,89,101860,{"$f":"'Honolulu TMY 3'!$D$5","v":2019},"12","04","17","12/04/2019 17:00","2019-12-04T07:00:00",74.98400000000001]
["20121204:2100",24.01,80.37,615,607.16,208,398.22,7.87,90,101823,{"$f":"'Honolulu TMY 3'!$D$5","v":2019},"12","04","21","12/04/2019 21:00","2019-12-04T11:00:00",75.218]
["20121205:0000",24.26,77.95,566,522.67,228,{"v":392.5,"d":"392.50"},7.93,89,101666,{"$f":"'Honolulu TMY 3'!$D$5","v":2019},"12","05","00","12/05/2019 00:00","2019-12-04T14:00:00",75.668]
["20121205:0300",24.26,75.69,118,{"v":423.4,"d":"423.40"},48,388.07,7.01,88,101676,{"$f":"'Honolulu TMY 3'!$D$5","v":2019},"12","05","03","12/05/2019 03:00","2019-12-04T17:00:00",75.668]
["20121205:0500",24.35,75.82,0,{"v":0,"d":"0.00"},0,{"v":393,"d":"393.00"},4.51,85,101790,{"$f":"'Honolulu TMY 3'!$D$5","v":2019},"12","05","05","12/05/2019 05:00","2019-12-04T19:00:00",75.83000000000001]
["20121205:1100",24.28,78.51,0,{"v":0,"d":"0.00"},0,{"v":393.7,"d":"393.70"},4.14,99,101730,{"$f":"'Honolulu TMY 3'!$D$5","v":2019},"12","05","11","12/05/2019 11:00","2019-12-05T01:00:00",75.70400000000001]
["20121205:1400",24.01,79.35,0,{"v":0,"d":"0.00"},0,{"v":383.7,"d":"383.70"},5.66,97,101580,{"$f":"'Honolulu TMY 3'!$D$5","v":2019},"12","05","14","12/05/2019 14:00","2019-12-05T04:00:00",75.218]
["20121205:1500",23.98,80.55,0,{"v":0,"d":"0.00"},0,381.87,6.34,96,101623,{"$f":"'Honolulu TMY 3'!$D$5","v":2019},"12","05","15","12/05/2019 15:00","2019-12-05T05:00:00",75.164]
["20121205:1800",23.91,83.66,115,147.15,83,378.35,7.84,92,101710,{"$f":"'Honolulu TMY 3'!$D$5","v":2019},"12","05","18","12/05/2019 18:00","2019-12-05T08:00:00",75.03800000000001]
["20121205:2200",24.05,84.46,456,151.53,347,379.45,8.36,89,101583,{"$f":"'Honolulu TMY 3'!$D$5","v":2019},"12","05","22","12/05/2019 22:00","2019-12-05T12:00:00",75.28999999999999]
["20121206:0100",23.96,83.18,508,792.37,90,380.62,{"v":9.1,"d":"9.10"},80,101493,{"$f":"'Honolulu TMY 3'!$D$5","v":2019},"12","06","01","12/06/2019 01:00","2019-12-05T15:00:00",75.128]
["20121206:0600",23.83,80.28,0,{"v":0,"d":"0.00"},0,378.67,9.28,82,101606,{"$f":"'Honolulu TMY 3'!$D$5","v":2019},"12","06","06","12/06/2019 06:00","2019-12-05T20:00:00",74.894]
["20121206:0900",23.68,79.15,0,{"v":0,"d":"0.00"},0,379.75,8.26,87,101596,{"$f":"'Honolulu TMY 3'!$D$5","v":2019},"12","06","09","12/06/2019 09:00","2019-12-05T23:00:00",74.624]
["20121206:1200",23.58,80.74,0,{"v":0,"d":"0.00"},0,386.85,{"v":7.7,"d":"7.70"},85,101520,{"$f":"'Honolulu TMY 3'!$D$5","v":2019},"12","06","12","12/06/2019 12:00","2019-12-06T02:00:00",74.44399999999999]
["20121206:1300",23.57,81.95,0,{"v":0,"d":"0.00"},0,385.65,7.59,82,101490,{"$f":"'Honolulu TMY 3'!$D$5","v":2019},"12","06","13","12/06/2019 13:00","2019-12-06T03:00:00",74.426]
["20121206:1600",23.56,81.58,0,{"v":0,"d":"0.00"},0,382.98,8.29,84,101526,{"$f":"'Honolulu TMY 3'!$D$5","v":2019},"12","06","16","12/06/2019 16:00","2019-12-06T06:00:00",74.408]
["20121206:1900",23.73,78.86,191,56.64,168,380.85,8.96,88,101573,{"$f":"'Honolulu TMY 3'!$D$5","v":2019},"12","06","19","12/06/2019 19:00","2019-12-06T09:00:00",74.714]
["20121206:2300",24.22,77.02,635,537.47,253,{"v":380,"d":"380.00"},8.37,83,101400,{"$f":"'Honolulu TMY 3'!$D$5","v":2019},"12","06","23","12/06/2019 23:00","2019-12-06T13:00:00",75.596]
["20121207:0300",23.81,80.09,118,427.01,47,389.93,9.83,79,101433,{"$f":"'Honolulu TMY 3'!$D$5","v":2019},"12","07","03","12/07/2019 03:00","2019-12-06T17:00:00",74.858]
["20121207:0600",23.79,80.42,0,{"v":0,"d":"0.00"},0,{"v":388,"d":"388.00"},9.88,85,101543,{"$f":"'Honolulu TMY 3'!$D$5","v":2019},"12","07","06","12/07/2019 06:00","2019-12-06T20:00:00",74.822]
["20121207:1000",23.84,79.87,0,{"v":0,"d":"0.00"},0,380.77,8.24,91,101536,{"$f":"'Honolulu TMY 3'!$D$5","v":2019},"12","07","10","12/07/2019 10:00","2019-12-07",74.912]
["20121207:1300",23.76,79.15,0,{"v":0,"d":"0.00"},0,379.42,7.93,84,101470,{"$f":"'Honolulu TMY 3'!$D$5","v":2019},"12","07","13","12/07/2019 13:00","2019-12-07T03:00:00",74.768]
["20121207:1400",{"v":23.7,"d":"23.70"},78.86,0,{"v":0,"d":"0.00"},0,{"v":379.7,"d":"379.70"},8.07,81,101450,{"$f":"'Honolulu TMY 3'!$D$5","v":2019},"12","07","14","12/07/2019 14:00","2019-12-07T04:00:00",74.66]
["20121207:1700",23.66,79.42,0,{"v":0,"d":"0.00"},0,376.35,8.28,81,101600,{"$f":"'Honolulu TMY 3'!$D$5","v":2019},"12","07","17","12/07/2019 17:00","2019-12-07T07:00:00",74.588]
["20121207:2000",23.65,79.09,550,821.09,92,{"v":372.4,"d":"372.40"},8.77,80,101670,{"$f":"'Honolulu TMY 3'!$D$5","v":2019},"12","07","20","12/07/2019 20:00","2019-12-07T10:00:00",74.57]
["20121208:0000",23.96,79.72,653,861.09,98,372.63,9.94,75,101493,{"$f":"'Honolulu TMY 3'!$D$5","v":2019},"12","08","00","12/08/2019 00:00","2019-12-07T14:00:00",75.128]
["20121208:0400",23.88,80.48,0,{"v":0,"d":"0.00"},0,378.67,10.44,74,101613,{"$f":"'Honolulu TMY 3'!$D$5","v":2019},"12","08","04","12/08/2019 04:00","2019-12-07T18:00:00",74.98400000000001]
["20121208:0800",23.61,80.57,0,{"v":0,"d":"0.00"},0,383.65,9.72,75,101790,{"$f":"'Honolulu TMY 3'!$D$5","v":2019},"12","08","08","12/08/2019 08:00","2019-12-07T22:00:00",74.49799999999999]
["20121208:1100",23.51,80.35,0,{"v":0,"d":"0.00"},0,{"v":379.9,"d":"379.90"},{"v":8.9,"d":"8.90"},74,101720,{"$f":"'Honolulu TMY 3'!$D$5","v":2019},"12","08","11","12/08/2019 11:00","2019-12-08T01:00:00",74.31800000000001]
["20121208:1400",{"v":23.5,"d":"23.50"},{"v":80.1,"d":"80.10"},0,{"v":0,"d":"0.00"},0,377.85,{"v":8.4,"d":"8.40"},77,101600,{"$f":"'Honolulu TMY 3'!$D$5","v":2019},"12","08","14","12/08/2019 14:00","2019-12-08T04:00:00",74.30000000000001]
["20121208:1500",23.45,{"v":80.3,"d":"80.30"},0,{"v":0,"d":"0.00"},0,376.63,8.58,78,101650,{"$f":"'Honolulu TMY 3'!$D$5","v":2019},"12","08","15","12/08/2019 15:00","2019-12-08T05:00:00",74.21000000000001]
["20121208:1800",23.37,80.19,164,{"v":513.7,"d":"513.70"},56,372.95,9.11,80,101773,{"$f":"'Honolulu TMY 3'!$D$5","v":2019},"12","08","18","12/08/2019 18:00","2019-12-08T08:00:00",74.066]
["20121208:2100",23.52,78.85,546,403.02,279,369.57,9.53,78,101750,{"$f":"'Honolulu TMY 3'!$D$5","v":2019},"12","08","21","12/08/2019 21:00","2019-12-08T11:00:00",74.336]
["20121209:0200",23.72,{"v":77.1,"d":"77.10"},329,696.88,75,{"v":369.8,"d":"369.80"},10.37,64,101620,{"$f":"'Honolulu TMY 3'!$D$5","v":2019},"12","09","02","12/09/2019 02:00","2019-12-08T16:00:00",74.696]
["20121209:0500",23.55,78.09,0,{"v":0,"d":"0.00"},0,374.05,11.17,65,101780,{"$f":"'Honolulu TMY 3'!$D$5","v":2019},"12","09","05","12/09/2019 05:00","2019-12-08T19:00:00",74.39]
["20121209:0900",23.28,78.79,0,{"v":0,"d":"0.00"},0,375.67,10.19,69,101816,{"$f":"'Honolulu TMY 3'!$D$5","v":2019},"12","09","09","12/09/2019 09:00","2019-12-08T23:00:00",73.904]
["20121209:1200",23.18,79.07,0,{"v":0,"d":"0.00"},0,{"v":371.8,"d":"371.80"},9.14,70,101726,{"$f":"'Honolulu TMY 3'!$D$5","v":2019},"12","09","12","12/09/2019 12:00","2019-12-09T02:00:00",73.724]
["20121209:1500",23.09,78.54,0,{"v":0,"d":"0.00"},0,369.17,9.52,68,101706,{"$f":"'Honolulu TMY 3'!$D$5","v":2019},"12","09","15","12/09/2019 15:00","2019-12-09T05:00:00",73.562]
["20121209:1600",23.08,78.14,0,{"v":0,"d":"0.00"},0,368.33,{"v":9.8,"d":"9.80"},68,101733,{"$f":"'Honolulu TMY 3'!$D$5","v":2019},"12","09","16","12/09/2019 16:00","2019-12-09T06:00:00",73.544]
["20121209:2200",23.49,77.06,459,150.02,352,365.53,9.81,73,101680,{"$f":"'Honolulu TMY 3'!$D$5","v":2019},"12","09","22","12/09/2019 22:00","2019-12-09T12:00:00",74.282]
["20121209:2300",23.62,77.09,731,889.02,102,365.15,9.48,73,101620,{"$f":"'Honolulu TMY 3'!$D$5","v":2019},"12","09","23","12/09/2019 23:00","2019-12-09T13:00:00",74.516]
["20121210:0300",23.49,76.62,122,439.76,48,366.17,11.08,68,101630,{"$f":"'Honolulu TMY 3'!$D$5","v":2019},"12","10","03","12/10/2019 03:00","2019-12-09T17:00:00",74.282]
["20121210:0600",{"v":23.4,"d":"23.40"},76.08,0,{"v":0,"d":"0.00"},0,365.75,11.67,67,101710,{"$f":"'Honolulu TMY 3'!$D$5","v":2019},"12","10","06","12/10/2019 06:00","2019-12-09T20:00:00",74.12]
["20121210:1000",23.24,75.82,0,{"v":0,"d":"0.00"},0,360.72,11.37,65,101736,{"$f":"'Honolulu TMY 3'!$D$5","v":2019},"12","10","10","12/10/2019 10:00","2019-12-10",73.832]
["20121210:1300",23.11,{"v":76.8,"d":"76.80"},0,{"v":0,"d":"0.00"},0,364.98,{"v":11.2,"d":"11.20"},61,101690,{"$f":"'Honolulu TMY 3'!$D$5","v":2019},"12","10","13","12/10/2019 13:00","2019-12-10T03:00:00",73.598]
["20121210:1600",23.15,76.33,0,{"v":0,"d":"0.00"},0,365.02,11.28,58,101716,{"$f":"'Honolulu TMY 3'!$D$5","v":2019},"12","10","16","12/10/2019 16:00","2019-12-10T06:00:00",73.67]
["20121210:1900",{"v":23.4,"d":"23.40"},74.75,218,120.92,170,368.25,11.71,58,101753,{"$f":"'Honolulu TMY 3'!$D$5","v":2019},"12","10","19","12/10/2019 19:00","2019-12-10T09:00:00",74.12]
["20121210:2100",{"v":23.7,"d":"23.70"},74.25,669,866.43,98,373.05,11.61,59,101690,{"$f":"'Honolulu TMY 3'!$D$5","v":2019},"12","10","21","12/10/2019 21:00","2019-12-10T11:00:00",74.66]
["20121211:0100",23.86,75.58,508,796.84,88,384.15,11.03,63,101563,{"$f":"'Honolulu TMY 3'!$D$5","v":2019},{"$f":"MID(A8275,5,2)","v":"12"},{"$f":"MID(A8275,7,2)","v":"11"},{"$f":"MID(A8275,10,2)","v":"01"},{"$f":"L8275&\"/\"&M8275&\"/\"&K8275&\" \"&N8275&\":00\"","v":"12/11/2019 01:00"},{"$f":"(DATEVALUE(O8275)+TIMEVALUE(O8275))+($P$16/24)","v":"2019-12-10T15:00:00"},{"$f":"((9/5)*B8275)+32","v":74.94800000000001}]
["20121211:0400",23.53,80.34,0,{"v":0,"d":"0.00"},0,389.45,{"v":12,"d":"12.00"},67,101663,{"$f":"'Honolulu TMY 3'!$D$5","v":2019},"12","11","04","12/11/2019 04:00","2019-12-10T18:00:00",74.35400000000001]
["20121211:0700",{"v":23.5,"d":"23.50"},81.35,0,{"v":0,"d":"0.00"},0,{"v":393.1,"d":"393.10"},11.85,71,101743,{"$f":"'Honolulu TMY 3'!$D$5","v":2019},"12","11","07","12/11/2019 07:00","2019-12-10T21:00:00",74.30000000000001]
["20121211:1100",23.34,85.57,0,{"v":0,"d":"0.00"},0,393.55,12.12,75,101700,{"$f":"'Honolulu TMY 3'!$D$5","v":2019},"12","11","11","12/11/2019 11:00","2019-12-11T01:00:00",74.012]
["20121211:1200",22.71,86.94,0,{"v":0,"d":"0.00"},0,394.65,12.03,72,101656,{"$f":"'Honolulu TMY 3'!$D$5","v":2019},"12","11","12","12/11/2019 12:00","2019-12-11T02:00:00",72.878]
["20121211:1600",{"v":21.6,"d":"21.60"},85.36,0,{"v":0,"d":"0.00"},0,396.45,11.88,72,101650,{"$f":"'Honolulu TMY 3'!$D$5","v":2019},"12","11","16","12/11/2019 16:00","2019-12-11T06:00:00",70.88]
["20121211:1700",21.67,{"v":83.2,"d":"83.20"},0,{"v":0,"d":"0.00"},0,396.25,11.89,74,101690,{"$f":"'Honolulu TMY 3'!$D$5","v":2019},"12","11","17","12/11/2019 17:00","2019-12-11T07:00:00",71.006]
["20121211:1800",21.86,82.25,96,{"v":88.5,"d":"88.50"},78,396.83,11.79,76,101696,{"$f":"'Honolulu TMY 3'!$D$5","v":2019},"12","11","18","12/11/2019 18:00","2019-12-11T08:00:00",71.348]
["20121211:1900",22.05,81.29,185,58.25,162,397.42,11.69,78,101703,{"$f":"'Honolulu TMY 3'!$D$5","v":2019},"12","11","19","12/11/2019 19:00","2019-12-11T09:00:00",71.69]
["20121211:2000",22.24,80.34,280,69.13,242,{"v":398,"d":"398.00"},11.59,81,101710,{"$f":"'Honolulu TMY 3'!$D$5","v":2019},"12","11","20","12/11/2019 20:00","2019-12-11T10:00:00",72.032]
["20121211:2100",22.37,80.43,526,363.55,287,397.37,11.82,82,101646,{"$f":"'Honolulu TMY 3'!$D$5","v":2019},"12","11","21","12/11/2019 21:00","2019-12-11T11:00:00",72.266]
["20121211:2200",{"v":22.5,"d":"22.50"},80.52,720,872.43,100,396.73,12.05,84,101583,{"$f":"'Honolulu TMY 3'!$D$5","v":2019},"12","11","22","12/11/2019 22:00","2019-12-11T12:00:00",72.5]
["20121211:2300",22.63,80.61,714,869.92,100,{"v":396.1,"d":"396.10"},12.28,86,101520,{"$f":"'Honolulu TMY 3'!$D$5","v":2019},"12","11","23","12/11/2019 23:00","2019-12-11T13:00:00",72.73400000000001]
["20121212:0000",23.03,{"v":79.9,"d":"79.90"},586,605.04,197,{"v":395.8,"d":"395.80"},11.83,83,101523,{"$f":"'Honolulu TMY 3'!$D$5","v":2019},"12","12","00","12/12/2019 00:00","2019-12-11T14:00:00",73.45400000000001]
["20121212:0100",23.42,79.18,411,381.22,210,{"v":395.5,"d":"395.50"},11.38,80,101526,{"$f":"'Honolulu TMY 3'!$D$5","v":2019},"12","12","01","12/12/2019 01:00","2019-12-11T15:00:00",74.156]
["20121212:0200",23.82,78.47,258,333.39,136,{"v":395.2,"d":"395.20"},10.94,77,101530,{"$f":"'Honolulu TMY 3'!$D$5","v":2019},"12","12","02","12/12/2019 02:00","2019-12-11T16:00:00",74.876]
["20121212:0300",23.74,79.26,59,{"v":0,"d":"0.00"},59,396.23,10.66,78,101573,{"$f":"'Honolulu TMY 3'!$D$5","v":2019},"12","12","03","12/12/2019 03:00","2019-12-11T17:00:00",74.732]
["20121212:0400",23.65,80.06,0,{"v":0,"d":"0.00"},0,397.27,10.38,79,101616,{"$f":"'Honolulu TMY 3'!$D$5","v":2019},"12","12","04","12/12/2019 04:00","2019-12-11T18:00:00",74.57]
["20121212:0500",23.57,80.85,0,{"v":0,"d":"0.00"},0,{"v":398.3,"d":"398.30"},{"v":10.1,"d":"10.10"},80,101660,{"$f":"'Honolulu TMY 3'!$D$5","v":2019},"12","12","05","12/12/2019 05:00","2019-12-11T19:00:00",74.426]
["20121212:0600",23.42,83.62,0,{"v":0,"d":"0.00"},0,397.55,{"v":10.2,"d":"10.20"},81,101690,{"$f":"'Honolulu TMY 3'!$D$5","v":2019},"12","12","06","12/12/2019 06:00","2019-12-11T20:00:00",74.156]
["20121212:0700",23.27,86.38,0,{"v":0,"d":"0.00"},0,{"v":396.8,"d":"396.80"},{"v":10.3,"d":"10.30"},82,101720,{"$f":"'Honolulu TMY 3'!$D$5","v":2019},"12","12","07","12/12/2019 07:00","2019-12-11T21:00:00",73.886]
["20121212:0800",23.12,89.15,0,{"v":0,"d":"0.00"},0,396.05,{"v":10.4,"d":"10.40"},83,101750,{"$f":"'Honolulu TMY 3'!$D$5","v":2019},"12","12","08","12/12/2019 08:00","2019-12-11T22:00:00",73.616]
["20121212:0900",22.98,{"v":91.5,"d":"91.50"},0,{"v":0,"d":"0.00"},0,397.93,9.93,84,101720,{"$f":"'Honolulu TMY 3'!$D$5","v":2019},"12","12","09","12/12/2019 09:00","2019-12-11T23:00:00",73.364]
["20121212:1000",22.84,93.86,0,{"v":0,"d":"0.00"},0,399.82,9.45,84,101690,{"$f":"'Honolulu TMY 3'!$D$5","v":2019},"12","12","10","12/12/2019 10:00","2019-12-12",73.112]
["20121212:1100",{"v":22.7,"d":"22.70"},96.21,0,{"v":0,"d":"0.00"},0,{"v":401.7,"d":"401.70"},8.98,84,101660,{"$f":"'Honolulu TMY 3'!$D$5","v":2019},"12","12","11","12/12/2019 11:00","2019-12-12T01:00:00",72.86]
["20121212:1200",22.54,94.46,0,{"v":0,"d":"0.00"},0,402.33,9.87,77,101610,{"$f":"'Honolulu TMY 3'!$D$5","v":2019},"12","12","12","12/12/2019 12:00","2019-12-12T02:00:00",72.572]
["20121212:1300",22.38,{"v":92.7,"d":"92.70"},0,{"v":0,"d":"0.00"},0,402.97,10.76,69,101560,{"$f":"'Honolulu TMY 3'!$D$5","v":2019},"12","12","13","12/12/2019 13:00","2019-12-12T03:00:00",72.28399999999999]
["20121212:1400",22.22,90.95,0,{"v":0,"d":"0.00"},0,{"v":403.6,"d":"403.60"},11.66,62,101510,{"$f":"'Honolulu TMY 3'!$D$5","v":2019},"12","12","14","12/12/2019 14:00","2019-12-12T04:00:00",71.99600000000001]
["20121212:1500",22.48,90.45,0,{"v":0,"d":"0.00"},0,{"v":400.5,"d":"400.50"},11.69,68,101523,{"$f":"'Honolulu TMY 3'!$D$5","v":2019},"12","12","15","12/12/2019 15:00","2019-12-12T05:00:00",72.464]
["20121212:1600",22.75,89.94,0,{"v":0,"d":"0.00"},0,{"v":397.4,"d":"397.40"},11.73,74,101536,{"$f":"'Honolulu TMY 3'!$D$5","v":2019},"12","12","16","12/12/2019 16:00","2019-12-12T06:00:00",72.95]
["20121212:1700",23.01,89.44,0,{"v":0,"d":"0.00"},0,{"v":394.3,"d":"394.30"},11.77,80,101550,{"$f":"'Honolulu TMY 3'!$D$5","v":2019},"12","12","17","12/12/2019 17:00","2019-12-12T07:00:00",73.418]
["20121212:1800",23.18,{"v":88.9,"d":"88.90"},51,{"v":0,"d":"0.00"},51,{"v":393.5,"d":"393.50"},11.78,87,101560,{"$f":"'Honolulu TMY 3'!$D$5","v":2019},"12","12","18","12/12/2019 18:00","2019-12-12T08:00:00",73.724]
["20121212:1900",23.36,88.37,354,705.29,77,{"v":392.7,"d":"392.70"},11.79,95,101570,{"$f":"'Honolulu TMY 3'!$D$5","v":2019},"12","12","19","12/12/2019 19:00","2019-12-12T09:00:00",74.048]
["20121212:2000",23.53,87.83,531,805.01,90,{"v":391.9,"d":"391.90"},11.81,102,101580,{"$f":"'Honolulu TMY 3'!$D$5","v":2019},"12","12","20","12/12/2019 20:00","2019-12-12T10:00:00",74.35400000000001]
["20121212:2100",{"v":23.8,"d":"23.80"},86.91,547,422.34,270,393.95,11.13,109,101526,{"$f":"'Honolulu TMY 3'!$D$5","v":2019},"12","12","21","12/12/2019 21:00","2019-12-12T11:00:00",74.84]
["20121212:2200",24.06,85.98,720,873.85,100,{"v":396,"d":"396.00"},10.46,116,101473,{"$f":"'Honolulu TMY 3'!$D$5","v":2019},"12","12","22","12/12/2019 22:00","2019-12-12T12:00:00",75.30799999999999]
["20121212:2300",24.33,85.06,714,{"v":870.8,"d":"870.80"},100,398.05,9.78,123,101420,{"$f":"'Honolulu TMY 3'!$D$5","v":2019},"12","12","23","12/12/2019 23:00","2019-12-12T13:00:00",75.794]
["20121213:0000",24.18,86.29,364,96.46,302,396.25,9.24,105,101430,{"$f":"'Honolulu TMY 3'!$D$5","v":2019},"12","13","00","12/13/2019 00:00","2019-12-12T14:00:00",75.524]
["20121213:0100",24.02,87.52,375,274.87,230,394.45,8.69,88,101440,{"$f":"'Honolulu TMY 3'!$D$5","v":2019},"12","13","01","12/13/2019 01:00","2019-12-12T15:00:00",75.23599999999999]
["20121213:0200",23.87,88.75,322,679.22,73,392.65,8.15,70,101450,{"$f":"'Honolulu TMY 3'!$D$5","v":2019},"12","13","02","12/13/2019 02:00","2019-12-12T16:00:00",74.96600000000001]
["20121213:0300",23.75,88.85,120,{"v":427,"d":"427.00"},47,{"v":394.8,"d":"394.80"},7.44,74,101493,{"$f":"'Honolulu TMY 3'!$D$5","v":2019},"12","13","03","12/13/2019 03:00","2019-12-12T17:00:00",74.75]
["20121213:0400",23.64,88.95,0,{"v":0,"d":"0.00"},0,396.95,6.74,78,101536,{"$f":"'Honolulu TMY 3'!$D$5","v":2019},"12","13","04","12/13/2019 04:00","2019-12-12T18:00:00",74.55199999999999]
["20121213:0500",23.52,89.05,0,{"v":0,"d":"0.00"},0,{"v":399.1,"d":"399.10"},6.03,82,101580,{"$f":"'Honolulu TMY 3'!$D$5","v":2019},"12","13","05","12/13/2019 05:00","2019-12-12T19:00:00",74.336]
["20121213:0600",23.48,{"v":89.4,"d":"89.40"},0,{"v":0,"d":"0.00"},0,399.18,6.28,87,101603,{"$f":"'Honolulu TMY 3'!$D$5","v":2019},"12","13","06","12/13/2019 06:00","2019-12-12T20:00:00",74.26400000000001]
["20121213:0700",23.44,89.74,0,{"v":0,"d":"0.00"},0,399.27,6.52,91,101626,{"$f":"'Honolulu TMY 3'!$D$5","v":2019},"12","13","07","12/13/2019 07:00","2019-12-12T21:00:00",74.19200000000001]
["20121213:0800",{"v":23.4,"d":"23.40"},90.09,0,{"v":0,"d":"0.00"},0,399.35,6.77,96,101650,{"$f":"'Honolulu TMY 3'!$D$5","v":2019},"12","13","08","12/13/2019 08:00","2019-12-12T22:00:00",74.12]
["20121213:0900",23.41,90.96,0,{"v":0,"d":"0.00"},0,399.07,5.83,95,101620,{"$f":"'Honolulu TMY 3'!$D$5","v":2019},"12","13","09","12/13/2019 09:00","2019-12-12T23:00:00",74.138]
["20121213:1000",23.42,91.82,0,{"v":0,"d":"0.00"},0,398.78,4.89,94,101590,{"$f":"'Honolulu TMY 3'!$D$5","v":2019},"12","13","10","12/13/2019 10:00","2019-12-13",74.156]
["20121213:1100",23.42,92.69,0,{"v":0,"d":"0.00"},0,{"v":398.5,"d":"398.50"},3.94,92,101560,{"$f":"'Honolulu TMY 3'!$D$5","v":2019},"12","13","11","12/13/2019 11:00","2019-12-13T01:00:00",74.156]
["20121213:1200",23.05,93.45,0,{"v":0,"d":"0.00"},0,401.77,4.35,79,101533,{"$f":"'Honolulu TMY 3'!$D$5","v":2019},"12","13","12","12/13/2019 12:00","2019-12-13T02:00:00",73.49000000000001]
["20121213:1300",22.68,94.21,0,{"v":0,"d":"0.00"},0,405.03,4.75,66,101506,{"$f":"'Honolulu TMY 3'!$D$5","v":2019},"12","13","13","12/13/2019 13:00","2019-12-13T03:00:00",72.824]
["20121213:1400",22.32,94.97,0,{"v":0,"d":"0.00"},0,{"v":408.3,"d":"408.30"},5.16,53,101480,{"$f":"'Honolulu TMY 3'!$D$5","v":2019},"12","13","14","12/13/2019 14:00","2019-12-13T04:00:00",72.176]
["20121213:1500",22.44,94.08,0,{"v":0,"d":"0.00"},0,405.37,5.62,60,101516,{"$f":"'Honolulu TMY 3'!$D$5","v":2019},"12","13","15","12/13/2019 15:00","2019-12-13T05:00:00",72.392]
["20121213:1600",22.57,93.19,0,{"v":0,"d":"0.00"},0,402.43,6.09,66,101553,{"$f":"'Honolulu TMY 3'!$D$5","v":2019},"12","13","16","12/13/2019 16:00","2019-12-13T06:00:00",72.626]
["20121213:1700",{"v":22.7,"d":"22.70"},{"v":92.3,"d":"92.30"},0,{"v":0,"d":"0.00"},0,{"v":399.5,"d":"399.50"},6.55,73,101590,{"$f":"'Honolulu TMY 3'!$D$5","v":2019},{"$f":"MID(A8339,5,2)","v":"12"},{"$f":"MID(A8339,7,2)","v":"13"},{"$f":"MID(A8339,10,2)","v":"17"},{"$f":"L8339&\"/\"&M8339&\"/\"&K8339&\" \"&N8339&\":00\"","v":"12/13/2019 17:00"},{"$f":"(DATEVALUE(O8339)+TIMEVALUE(O8339))+($P$16/24)","v":"2019-12-13T07:00:00"},{"$f":"((9/5)*B8339)+32","v":72.86}]
["20121213:1800",22.89,91.39,125,286.35,68,398.97,5.96,78,101606,{"$f":"'Honolulu TMY 3'!$D$5","v":2019},"12","13","18","12/13/2019 18:00","2019-12-13T08:00:00",73.202]
["20121213:1900",23.09,90.48,351,703.82,76,398.43,5.37,84,101623,{"$f":"'Honolulu TMY 3'!$D$5","v":2019},"12","13","19","12/13/2019 19:00","2019-12-13T09:00:00",73.562]
["20121213:2000",23.28,89.57,528,803.98,89,{"v":397.9,"d":"397.90"},4.79,89,101640,{"$f":"'Honolulu TMY 3'!$D$5","v":2019},"12","13","20","12/13/2019 20:00","2019-12-13T10:00:00",73.904]
["20121213:2100",23.47,89.41,560,463.02,257,{"v":393.5,"d":"393.50"},4.82,91,101583,{"$f":"'Honolulu TMY 3'!$D$5","v":2019},"12","13","21","12/13/2019 21:00","2019-12-13T11:00:00",74.24600000000001]
["20121213:2200",23.65,89.25,720,875.16,100,{"v":389.1,"d":"389.10"},4.85,93,101526,{"$f":"'Honolulu TMY 3'!$D$5","v":2019},"12","13","22","12/13/2019 22:00","2019-12-13T12:00:00",74.57]
["20121213:2300",23.84,89.09,452,149.05,347,{"v":384.7,"d":"384.70"},4.88,95,101470,{"$f":"'Honolulu TMY 3'!$D$5","v":2019},"12","13","23","12/13/2019 23:00","2019-12-13T13:00:00",74.912]
["20121214:0000",23.69,{"v":88.1,"d":"88.10"},364,96.47,302,384.35,5.23,90,101466,{"$f":"'Honolulu TMY 3'!$D$5","v":2019},"12","14","00","12/14/2019 00:00","2019-12-13T14:00:00",74.642]
["20121214:0100",23.53,{"v":87.1,"d":"87.10"},315,140.19,241,{"v":384,"d":"384.00"},5.57,85,101463,{"$f":"'Honolulu TMY 3'!$D$5","v":2019},"12","14","01","12/14/2019 01:00","2019-12-13T15:00:00",74.35400000000001]
["20121214:0200",23.38,86.11,325,{"v":683.3,"d":"683.30"},74,383.65,5.92,81,101460,{"$f":"'Honolulu TMY 3'!$D$5","v":2019},"12","14","02","12/14/2019 02:00","2019-12-13T16:00:00",74.084]
["20121214:0300",23.43,86.04,123,436.03,48,383.52,5.85,84,101493,{"$f":"'Honolulu TMY 3'!$D$5","v":2019},"12","14","03","12/14/2019 03:00","2019-12-13T17:00:00",74.174]
["20121214:0400",23.49,85.96,0,{"v":0,"d":"0.00"},0,383.38,5.78,88,101526,{"$f":"'Honolulu TMY 3'!$D$5","v":2019},"12","14","04","12/14/2019 04:00","2019-12-13T18:00:00",74.282]
["20121214:0500",23.54,85.89,0,{"v":0,"d":"0.00"},0,383.25,5.71,91,101560,{"$f":"'Honolulu TMY 3'!$D$5","v":2019},"12","14","05","12/14/2019 05:00","2019-12-13T19:00:00",74.372]
["20121214:0600",23.64,85.87,0,{"v":0,"d":"0.00"},0,383.17,{"v":5.2,"d":"5.20"},97,101580,{"$f":"'Honolulu TMY 3'!$D$5","v":2019},"12","14","06","12/14/2019 06:00","2019-12-13T20:00:00",74.55199999999999]
["20121214:0700",23.75,85.86,0,{"v":0,"d":"0.00"},0,383.08,{"v":4.7,"d":"4.70"},103,101600,{"$f":"'Honolulu TMY 3'!$D$5","v":2019},"12","14","07","12/14/2019 07:00","2019-12-13T21:00:00",74.75]
["20121214:0800",23.85,85.84,0,{"v":0,"d":"0.00"},0,{"v":383,"d":"383.00"},4.19,108,101620,{"$f":"'Honolulu TMY 3'!$D$5","v":2019},"12","14","08","12/14/2019 08:00","2019-12-13T22:00:00",74.93]
["20121214:0900",23.83,85.91,0,{"v":0,"d":"0.00"},0,{"v":383.3,"d":"383.30"},4.21,112,101610,{"$f":"'Honolulu TMY 3'!$D$5","v":2019},"12","14","09","12/14/2019 09:00","2019-12-13T23:00:00",74.894]
["20121214:1000",23.81,85.99,0,{"v":0,"d":"0.00"},0,{"v":383.6,"d":"383.60"},4.23,116,101600,{"$f":"'Honolulu TMY 3'!$D$5","v":2019},"12","14","10","12/14/2019 10:00","2019-12-14",74.858]
["20121214:1100",23.78,86.06,0,{"v":0,"d":"0.00"},0,{"v":383.9,"d":"383.90"},4.25,119,101590,{"$f":"'Honolulu TMY 3'!$D$5","v":2019},"12","14","11","12/14/2019 11:00","2019-12-14T01:00:00",74.804]
["20121214:1200",{"v":23.6,"d":"23.60"},87.43,0,{"v":0,"d":"0.00"},0,{"v":384.4,"d":"384.40"},4.77,114,101576,{"$f":"'Honolulu TMY 3'!$D$5","v":2019},"12","14","12","12/14/2019 12:00","2019-12-14T02:00:00",74.48]
["20121214:1300",23.41,{"v":88.8,"d":"88.80"},0,{"v":0,"d":"0.00"},0,{"v":384.9,"d":"384.90"},{"v":5.3,"d":"5.30"},109,101563,{"$f":"'Honolulu TMY 3'!$D$5","v":2019},"12","14","13","12/14/2019 13:00","2019-12-14T03:00:00",74.138]
["20121214:1400",23.23,90.17,0,{"v":0,"d":"0.00"},0,{"v":385.4,"d":"385.40"},5.82,104,101550,{"$f":"'Honolulu TMY 3'!$D$5","v":2019},"12","14","14","12/14/2019 14:00","2019-12-14T04:00:00",73.814]
["20121214:1500",23.33,88.94,0,{"v":0,"d":"0.00"},0,385.85,5.63,107,101593,{"$f":"'Honolulu TMY 3'!$D$5","v":2019},"12","14","15","12/14/2019 15:00","2019-12-14T05:00:00",73.994]
["20121214:1600",23.44,{"v":87.7,"d":"87.70"},0,{"v":0,"d":"0.00"},0,{"v":386.3,"d":"386.30"},5.43,109,101636,{"$f":"'Honolulu TMY 3'!$D$5","v":2019},"12","14","16","12/14/2019 16:00","2019-12-14T06:00:00",74.19200000000001]
["20121214:1700",23.55,86.47,0,{"v":0,"d":"0.00"},0,386.75,5.24,112,101680,{"$f":"'Honolulu TMY 3'!$D$5","v":2019},"12","14","17","12/14/2019 17:00","2019-12-14T07:00:00",74.39]
["20121214:1800",23.65,86.48,148,487.39,52,387.62,4.57,114,101710,{"$f":"'Honolulu TMY 3'!$D$5","v":2019},"12","14","18","12/14/2019 18:00","2019-12-14T08:00:00",74.57]
["20121214:1900",23.75,86.48,349,702.22,76,388.48,{"v":3.9,"d":"3.90"},116,101740,{"$f":"'Honolulu TMY 3'!$D$5","v":2019},"12","14","19","12/14/2019 19:00","2019-12-14T09:00:00",74.75]
["20121214:2000",23.85,86.49,526,802.84,89,389.35,3.23,118,101770,{"$f":"'Honolulu TMY 3'!$D$5","v":2019},"12","14","20","12/14/2019 20:00","2019-12-14T10:00:00",74.93]
["20121214:2100",23.97,86.52,653,851.43,97,388.32,4.71,115,101720,{"$f":"'Honolulu TMY 3'!$D$5","v":2019},"12","14","21","12/14/2019 21:00","2019-12-14T11:00:00",75.146]
["20121214:2200",24.09,86.56,616,{"v":482,"d":"482.00"},275,387.28,6.19,113,101670,{"$f":"'Honolulu TMY 3'!$D$5","v":2019},"12","14","22","12/14/2019 22:00","2019-12-14T12:00:00",75.362]
["20121214:2300",24.21,86.59,713,870.82,100,386.25,7.67,110,101620,{"$f":"'Honolulu TMY 3'!$D$5","v":2019},"12","14","23","12/14/2019 23:00","2019-12-14T13:00:00",75.578]
["20121215:0000",{"v":24.1,"d":"24.10"},86.36,641,{"v":848,"d":"848.00"},96,386.17,8.28,102,101620,{"$f":"'Honolulu TMY 3'!$D$5","v":2019},"12","15","00","12/15/2019 00:00","2019-12-14T14:00:00",75.38]
["20121215:0100",23.99,86.13,164,{"v":0,"d":"0.00"},164,386.08,8.88,94,101620,{"$f":"'Honolulu TMY 3'!$D$5","v":2019},"12","15","01","12/15/2019 01:00","2019-12-14T15:00:00",75.18199999999999]
["20121215:0200",23.88,{"v":85.9,"d":"85.90"},64,{"v":0,"d":"0.00"},64,{"v":386,"d":"386.00"},9.49,86,101620,{"$f":"'Honolulu TMY 3'!$D$5","v":2019},"12","15","02","12/15/2019 02:00","2019-12-14T16:00:00",74.98400000000001]
["20121215:0300",23.85,86.53,83,109.75,64,387.65,9.28,89,101650,{"$f":"'Honolulu TMY 3'!$D$5","v":2019},"12","15","03","12/15/2019 03:00","2019-12-14T17:00:00",74.93]
["20121215:0400",23.81,87.17,0,{"v":0,"d":"0.00"},0,{"v":389.3,"d":"389.30"},9.07,92,101680,{"$f":"'Honolulu TMY 3'!$D$5","v":2019},"12","15","04","12/15/2019 04:00","2019-12-14T18:00:00",74.858]
["20121215:0500",23.78,{"v":87.8,"d":"87.80"},0,{"v":0,"d":"0.00"},0,390.95,8.86,94,101710,{"$f":"'Honolulu TMY 3'!$D$5","v":2019},"12","15","05","12/15/2019 05:00","2019-12-14T19:00:00",74.804]
["20121215:0600",{"v":23.7,"d":"23.70"},87.75,0,{"v":0,"d":"0.00"},0,392.12,8.17,97,101736,{"$f":"'Honolulu TMY 3'!$D$5","v":2019},"12","15","06","12/15/2019 06:00","2019-12-14T20:00:00",74.66]
["20121215:0700",23.63,87.69,0,{"v":0,"d":"0.00"},0,393.28,7.48,100,101763,{"$f":"'Honolulu TMY 3'!$D$5","v":2019},"12","15","07","12/15/2019 07:00","2019-12-14T21:00:00",74.53399999999999]
["20121215:0800",23.55,87.64,0,{"v":0,"d":"0.00"},0,394.45,6.79,104,101790,{"$f":"'Honolulu TMY 3'!$D$5","v":2019},"12","15","08","12/15/2019 08:00","2019-12-14T22:00:00",74.39]
["20121215:0900",23.57,87.34,0,{"v":0,"d":"0.00"},0,392.95,6.49,105,101770,{"$f":"'Honolulu TMY 3'!$D$5","v":2019},"12","15","09","12/15/2019 09:00","2019-12-14T23:00:00",74.426]
["20121215:1000",23.58,87.03,0,{"v":0,"d":"0.00"},0,391.45,{"v":6.2,"d":"6.20"},107,101750,{"$f":"'Honolulu TMY 3'!$D$5","v":2019},"12","15","10","12/15/2019 10:00","2019-12-15",74.44399999999999]
["20121215:1100",23.59,86.73,0,{"v":0,"d":"0.00"},0,389.95,{"v":5.9,"d":"5.90"},109,101730,{"$f":"'Honolulu TMY 3'!$D$5","v":2019},"12","15","11","12/15/2019 11:00","2019-12-15T01:00:00",74.462]
["20121215:1200",23.57,86.67,0,{"v":0,"d":"0.00"},0,391.08,6.36,107,101683,{"$f":"'Honolulu TMY 3'!$D$5","v":2019},"12","15","12","12/15/2019 12:00","2019-12-15T02:00:00",74.426]
["20121215:1300",23.54,86.62,0,{"v":0,"d":"0.00"},0,392.22,6.81,106,101636,{"$f":"'Honolulu TMY 3'!$D$5","v":2019},"12","15","13","12/15/2019 13:00","2019-12-15T03:00:00",74.372]
["20121215:1400",23.52,86.56,0,{"v":0,"d":"0.00"},0,393.35,7.27,104,101590,{"$f":"'Honolulu TMY 3'!$D$5","v":2019},"12","15","14","12/15/2019 14:00","2019-12-15T04:00:00",74.336]
["20121215:1500",23.51,{"v":86.8,"d":"86.80"},0,{"v":0,"d":"0.00"},0,398.25,7.11,106,101640,{"$f":"'Honolulu TMY 3'!$D$5","v":2019},"12","15","15","12/15/2019 15:00","2019-12-15T05:00:00",74.31800000000001]
["20121215:1600",{"v":23.5,"d":"23.50"},87.05,0,{"v":0,"d":"0.00"},0,403.15,6.96,108,101690,{"$f":"'Honolulu TMY 3'!$D$5","v":2019},"12","15","16","12/15/2019 16:00","2019-12-15T06:00:00",74.30000000000001]
["20121215:1700",23.49,87.29,0,{"v":0,"d":"0.00"},0,408.05,{"v":6.8,"d":"6.80"},110,101740,{"$f":"'Honolulu TMY 3'!$D$5","v":2019},"12","15","17","12/15/2019 17:00","2019-12-15T07:00:00",74.282]
["20121215:1800",23.46,87.24,148,492.49,52,{"v":406.9,"d":"406.90"},6.49,110,101786,{"$f":"'Honolulu TMY 3'!$D$5","v":2019},"12","15","18","12/15/2019 18:00","2019-12-15T08:00:00",74.22800000000001]
["20121215:1900",23.42,{"v":87.2,"d":"87.20"},352,713.41,76,405.75,6.17,111,101833,{"$f":"'Honolulu TMY 3'!$D$5","v":2019},"12","15","19","12/15/2019 19:00","2019-12-15T09:00:00",74.156]
["20121215:2000",23.39,87.15,531,814.48,89,{"v":404.6,"d":"404.60"},5.86,112,101880,{"$f":"'Honolulu TMY 3'!$D$5","v":2019},"12","15","20","12/15/2019 20:00","2019-12-15T10:00:00",74.102]
["20121215:2100",{"v":23.5,"d":"23.50"},86.59,230,10.74,223,{"v":397.8,"d":"397.80"},5.78,111,101826,{"$f":"'Honolulu TMY 3'!$D$5","v":2019},"12","15","21","12/15/2019 21:00","2019-12-15T11:00:00",74.30000000000001]
["20121215:2200",23.61,86.04,460,158.51,348,{"v":391,"d":"391.00"},5.71,110,101773,{"$f":"'Honolulu TMY 3'!$D$5","v":2019},"12","15","22","12/15/2019 22:00","2019-12-15T12:00:00",74.49799999999999]
["20121215:2300",23.72,85.48,570,{"v":363.9,"d":"363.90"},314,{"v":384.2,"d":"384.20"},5.63,108,101720,{"$f":"'Honolulu TMY 3'!$D$5","v":2019},"12","15","23","12/15/2019 23:00","2019-12-15T13:00:00",74.696]
["20121216:0000",23.76,85.42,650,861.86,96,382.78,6.55,97,101716,{"$f":"'Honolulu TMY 3'!$D$5","v":2019},"12","16","00","12/16/2019 00:00","2019-12-15T14:00:00",74.768]
["20121216:0100",23.81,85.35,515,807.43,88,381.37,7.48,85,101713,{"$f":"'Honolulu TMY 3'!$D$5","v":2019},"12","16","01","12/16/2019 01:00","2019-12-15T15:00:00",74.858]
["20121216:0200",23.85,85.29,332,699.09,74,379.95,{"v":8.4,"d":"8.40"},73,101710,{"$f":"'Honolulu TMY 3'!$D$5","v":2019},"12","16","02","12/16/2019 02:00","2019-12-15T16:00:00",74.93]
["20121216:0300",23.83,85.13,127,447.46,49,379.23,8.19,73,101756,{"$f":"'Honolulu TMY 3'!$D$5","v":2019},"12","16","03","12/16/2019 03:00","2019-12-15T17:00:00",74.894]
["20121216:0400",23.82,84.97,0,{"v":0,"d":"0.00"},0,378.52,7.99,74,101803,{"$f":"'Honolulu TMY 3'!$D$5","v":2019},"12","16","04","12/16/2019 04:00","2019-12-15T18:00:00",74.876]
["20121216:0500",{"v":23.8,"d":"23.80"},84.81,0,{"v":0,"d":"0.00"},0,{"v":377.8,"d":"377.80"},7.78,74,101850,{"$f":"'Honolulu TMY 3'!$D$5","v":2019},"12","16","05","12/16/2019 05:00","2019-12-15T19:00:00",74.84]
["20121216:0600",23.76,84.61,0,{"v":0,"d":"0.00"},0,377.62,{"v":7.6,"d":"7.60"},76,101873,{"$f":"'Honolulu TMY 3'!$D$5","v":2019},"12","16","06","12/16/2019 06:00","2019-12-15T20:00:00",74.768]
["20121216:0700",23.73,84.42,0,{"v":0,"d":"0.00"},0,377.43,7.42,77,101896,{"$f":"'Honolulu TMY 3'!$D$5","v":2019},"12","16","07","12/16/2019 07:00","2019-12-15T21:00:00",74.714]
["20121216:0800",23.69,84.22,0,{"v":0,"d":"0.00"},0,377.25,7.24,79,101920,{"$f":"'Honolulu TMY 3'!$D$5","v":2019},"12","16","08","12/16/2019 08:00","2019-12-15T22:00:00",74.642]
["20121216:0900",{"v":23.7,"d":"23.70"},84.26,0,{"v":0,"d":"0.00"},0,377.38,6.34,80,101893,{"$f":"'Honolulu TMY 3'!$D$5","v":2019},{"$f":"MID(A8403,5,2)","v":"12"},{"$f":"MID(A8403,7,2)","v":"16"},{"$f":"MID(A8403,10,2)","v":"09"},{"$f":"L8403&\"/\"&M8403&\"/\"&K8403&\" \"&N8403&\":00\"","v":"12/16/2019 09:00"},{"$f":"(DATEVALUE(O8403)+TIMEVALUE(O8403))+($P$16/24)","v":"2019-12-15T23:00:00"},{"$f":"((9/5)*B8403)+32","v":74.66}]
["20121216:1000",{"v":23.7,"d":"23.70"},{"v":84.3,"d":"84.30"},0,{"v":0,"d":"0.00"},0,377.52,5.43,81,101866,{"$f":"'Honolulu TMY 3'!$D$5","v":2019},"12","16","10","12/16/2019 10:00","2019-12-16",74.66]
["20121216:1100",{"v":23.7,"d":"23.70"},84.34,0,{"v":0,"d":"0.00"},0,377.65,4.52,82,101840,{"$f":"'Honolulu TMY 3'!$D$5","v":2019},"12","16","11","12/16/2019 11:00","2019-12-16T01:00:00",74.66]
["20121216:1200",23.65,83.95,0,{"v":0,"d":"0.00"},0,375.68,5.22,76,101806,{"$f":"'Honolulu TMY 3'!$D$5","v":2019},"12","16","12","12/16/2019 12:00","2019-12-16T02:00:00",74.57]
["20121216:1300",{"v":23.6,"d":"23.60"},83.57,0,{"v":0,"d":"0.00"},0,373.72,5.91,70,101773,{"$f":"'Honolulu TMY 3'!$D$5","v":2019},"12","16","13","12/16/2019 13:00","2019-12-16T03:00:00",74.48]
["20121216:1400",23.56,83.18,0,{"v":0,"d":"0.00"},0,371.75,6.61,65,101740,{"$f":"'Honolulu TMY 3'!$D$5","v":2019},"12","16","14","12/16/2019 14:00","2019-12-16T04:00:00",74.408]
["20121216:1500",23.57,82.94,0,{"v":0,"d":"0.00"},0,371.47,7.19,69,101770,{"$f":"'Honolulu TMY 3'!$D$5","v":2019},"12","16","15","12/16/2019 15:00","2019-12-16T05:00:00",74.426]
["20121216:1600",23.58,82.69,0,{"v":0,"d":"0.00"},0,371.18,7.77,73,101800,{"$f":"'Honolulu TMY 3'!$D$5","v":2019},"12","16","16","12/16/2019 16:00","2019-12-16T06:00:00",74.44399999999999]
["20121216:1700",23.59,82.45,0,{"v":0,"d":"0.00"},0,{"v":370.9,"d":"370.90"},8.36,77,101830,{"$f":"'Honolulu TMY 3'!$D$5","v":2019},"12","16","17","12/16/2019 17:00","2019-12-16T07:00:00",74.462]
["20121216:1800",23.67,82.14,147,492.37,52,{"v":371.5,"d":"371.50"},8.69,79,101843,{"$f":"'Honolulu TMY 3'!$D$5","v":2019},"12","16","18","12/16/2019 18:00","2019-12-16T08:00:00",74.606]
["20121216:1900",23.74,81.82,353,719.39,76,{"v":372.1,"d":"372.10"},9.03,82,101856,{"$f":"'Honolulu TMY 3'!$D$5","v":2019},"12","16","19","12/16/2019 19:00","2019-12-16T09:00:00",74.732]
["20121216:2000",23.82,81.51,533,818.68,90,{"v":372.7,"d":"372.70"},9.37,85,101870,{"$f":"'Honolulu TMY 3'!$D$5","v":2019},"12","16","20","12/16/2019 20:00","2019-12-16T10:00:00",74.876]
["20121216:2100",23.96,81.31,664,871.63,97,372.47,8.95,83,101803,{"$f":"'Honolulu TMY 3'!$D$5","v":2019},"12","16","21","12/16/2019 21:00","2019-12-16T11:00:00",75.128]
["20121216:2200",24.09,81.12,732,894.06,101,372.23,8.53,82,101736,{"$f":"'Honolulu TMY 3'!$D$5","v":2019},"12","16","22","12/16/2019 22:00","2019-12-16T12:00:00",75.362]
["20121216:2300",24.23,80.92,729,893.14,101,{"v":372,"d":"372.00"},8.11,81,101670,{"$f":"'Honolulu TMY 3'!$D$5","v":2019},"12","16","23","12/16/2019 23:00","2019-12-16T13:00:00",75.614]
["20121217:0000",24.14,{"v":81.3,"d":"81.30"},656,869.38,97,371.47,8.58,76,101670,{"$f":"'Honolulu TMY 3'!$D$5","v":2019},"12","17","00","12/17/2019 00:00","2019-12-16T14:00:00",75.452]
["20121217:0100",24.05,81.68,521,815.93,89,370.93,9.06,71,101670,{"$f":"'Honolulu TMY 3'!$D$5","v":2019},"12","17","01","12/17/2019 01:00","2019-12-16T15:00:00",75.28999999999999]
["20121217:0200",23.96,82.06,336,705.34,75,{"v":370.4,"d":"370.40"},9.53,67,101670,{"$f":"'Honolulu TMY 3'!$D$5","v":2019},"12","17","02","12/17/2019 02:00","2019-12-16T16:00:00",75.128]
["20121217:0300",23.89,82.26,130,461.33,49,370.83,9.63,67,101710,{"$f":"'Honolulu TMY 3'!$D$5","v":2019},"12","17","03","12/17/2019 03:00","2019-12-16T17:00:00",75.00200000000001]
["20121217:0400",23.82,82.45,0,{"v":0,"d":"0.00"},0,371.27,9.72,68,101750,{"$f":"'Honolulu TMY 3'!$D$5","v":2019},"12","17","04","12/17/2019 04:00","2019-12-16T18:00:00",74.876]
["20121217:0500",23.75,82.65,0,{"v":0,"d":"0.00"},0,{"v":371.7,"d":"371.70"},9.82,68,101790,{"$f":"'Honolulu TMY 3'!$D$5","v":2019},"12","17","05","12/17/2019 05:00","2019-12-16T19:00:00",74.75]
["20121217:0600",23.65,82.62,0,{"v":0,"d":"0.00"},0,373.37,9.89,68,101810,{"$f":"'Honolulu TMY 3'!$D$5","v":2019},"12","17","06","12/17/2019 06:00","2019-12-16T20:00:00",74.57]
["20121217:0700",23.55,82.59,0,{"v":0,"d":"0.00"},0,375.03,9.97,68,101830,{"$f":"'Honolulu TMY 3'!$D$5","v":2019},"12","17","07","12/17/2019 07:00","2019-12-16T21:00:00",74.39]
["20121217:0800",23.45,82.56,0,{"v":0,"d":"0.00"},0,{"v":376.7,"d":"376.70"},10.04,67,101850,{"$f":"'Honolulu TMY 3'!$D$5","v":2019},"12","17","08","12/17/2019 08:00","2019-12-16T22:00:00",74.21000000000001]
["20121217:0900",23.41,82.75,0,{"v":0,"d":"0.00"},0,380.03,9.81,68,101826,{"$f":"'Honolulu TMY 3'!$D$5","v":2019},"12","17","09","12/17/2019 09:00","2019-12-16T23:00:00",74.138]
["20121217:1000",23.37,82.93,0,{"v":0,"d":"0.00"},0,383.37,9.57,68,101803,{"$f":"'Honolulu TMY 3'!$D$5","v":2019},"12","17","10","12/17/2019 10:00","2019-12-17",74.066]
["20121217:1100",23.33,83.12,0,{"v":0,"d":"0.00"},0,{"v":386.7,"d":"386.70"},9.34,68,101780,{"$f":"'Honolulu TMY 3'!$D$5","v":2019},"12","17","11","12/17/2019 11:00","2019-12-17T01:00:00",73.994]
["20121217:1200",23.25,84.74,0,{"v":0,"d":"0.00"},0,382.75,10.16,67,101760,{"$f":"'Honolulu TMY 3'!$D$5","v":2019},"12","17","12","12/17/2019 12:00","2019-12-17T02:00:00",73.85]
["20121217:1300",23.16,86.37,0,{"v":0,"d":"0.00"},0,{"v":378.8,"d":"378.80"},10.97,66,101740,{"$f":"'Honolulu TMY 3'!$D$5","v":2019},"12","17","13","12/17/2019 13:00","2019-12-17T03:00:00",73.688]
["20121217:1400",23.08,87.99,0,{"v":0,"d":"0.00"},0,374.85,11.79,65,101720,{"$f":"'Honolulu TMY 3'!$D$5","v":2019},"12","17","14","12/17/2019 14:00","2019-12-17T04:00:00",73.544]
["20121217:1500",22.98,86.19,0,{"v":0,"d":"0.00"},0,375.27,11.74,65,101750,{"$f":"'Honolulu TMY 3'!$D$5","v":2019},"12","17","15","12/17/2019 15:00","2019-12-17T05:00:00",73.364]
["20121217:1600",22.89,{"v":84.4,"d":"84.40"},0,{"v":0,"d":"0.00"},0,375.68,11.68,66,101780,{"$f":"'Honolulu TMY 3'!$D$5","v":2019},"12","17","16","12/17/2019 16:00","2019-12-17T06:00:00",73.202]
["20121217:1700",22.79,{"v":82.6,"d":"82.60"},0,{"v":0,"d":"0.00"},0,{"v":376.1,"d":"376.10"},11.63,67,101810,{"$f":"'Honolulu TMY 3'!$D$5","v":2019},"12","17","17","12/17/2019 17:00","2019-12-17T07:00:00",73.02199999999999]
["20121217:1800",22.79,82.23,144,481.65,52,{"v":374.5,"d":"374.50"},11.55,68,101813,{"$f":"'Honolulu TMY 3'!$D$5","v":2019},"12","17","18","12/17/2019 18:00","2019-12-17T08:00:00",73.02199999999999]
["20121217:1900",22.78,81.87,281,367.87,140,{"v":372.9,"d":"372.90"},11.47,69,101816,{"$f":"'Honolulu TMY 3'!$D$5","v":2019},"12","17","19","12/17/2019 19:00","2019-12-17T09:00:00",73.004]
["20121217:2000",22.78,{"v":81.5,"d":"81.50"},185,5.56,182,{"v":371.3,"d":"371.30"},11.39,70,101820,{"$f":"'Honolulu TMY 3'!$D$5","v":2019},"12","17","20","12/17/2019 20:00","2019-12-17T10:00:00",73.004]
["20121217:2100",{"v":23,"d":"23.00"},81.27,660,866.98,97,{"v":370,"d":"370.00"},10.98,70,101766,{"$f":"'Honolulu TMY 3'!$D$5","v":2019},"12","17","21","12/17/2019 21:00","2019-12-17T11:00:00",73.4]
["20121217:2200",23.22,81.03,728,{"v":890.7,"d":"890.70"},100,{"v":368.7,"d":"368.70"},10.57,71,101713,{"$f":"'Honolulu TMY 3'!$D$5","v":2019},"12","17","22","12/17/2019 22:00","2019-12-17T12:00:00",73.79599999999999]
["20121217:2300",23.44,{"v":80.8,"d":"80.80"},726,890.62,100,{"v":367.4,"d":"367.40"},10.17,71,101660,{"$f":"'Honolulu TMY 3'!$D$5","v":2019},"12","17","23","12/17/2019 23:00","2019-12-17T13:00:00",74.19200000000001]
["20121218:0000",23.51,79.53,535,421.28,264,368.68,10.43,66,101670,{"$f":"'Honolulu TMY 3'!$D$5","v":2019},"12","18","00","12/18/2019 00:00","2019-12-17T14:00:00",74.31800000000001]
["20121218:0100",23.59,78.27,400,339.52,220,369.97,10.69,62,101680,{"$f":"'Honolulu TMY 3'!$D$5","v":2019},"12","18","01","12/18/2019 01:00","2019-12-17T15:00:00",74.462]
["20121218:0200",23.66,{"v":77,"d":"77.00"},228,199.41,154,371.25,10.95,57,101690,{"$f":"'Honolulu TMY 3'!$D$5","v":2019},"12","18","02","12/18/2019 02:00","2019-12-17T16:00:00",74.588]
["20121218:0300",{"v":23.6,"d":"23.60"},77.22,95,169.58,65,371.08,11.01,59,101713,{"$f":"'Honolulu TMY 3'!$D$5","v":2019},"12","18","03","12/18/2019 03:00","2019-12-17T17:00:00",74.48]
["20121218:0400",23.54,77.44,0,{"v":0,"d":"0.00"},0,370.92,11.06,60,101736,{"$f":"'Honolulu TMY 3'!$D$5","v":2019},"12","18","04","12/18/2019 04:00","2019-12-17T18:00:00",74.372]
["20121218:0500",23.48,77.66,0,{"v":0,"d":"0.00"},0,370.75,11.12,62,101760,{"$f":"'Honolulu TMY 3'!$D$5","v":2019},"12","18","05","12/18/2019 05:00","2019-12-17T19:00:00",74.26400000000001]
["20121218:0600",23.42,77.74,0,{"v":0,"d":"0.00"},0,{"v":370.6,"d":"370.60"},11.12,64,101773,{"$f":"'Honolulu TMY 3'!$D$5","v":2019},"12","18","06","12/18/2019 06:00","2019-12-17T20:00:00",74.156]
["20121218:0700",23.35,77.82,0,{"v":0,"d":"0.00"},0,370.45,11.12,67,101786,{"$f":"'Honolulu TMY 3'!$D$5","v":2019},"12","18","07","12/18/2019 07:00","2019-12-17T21:00:00",74.03]
["20121218:0800",23.29,{"v":77.9,"d":"77.90"},0,{"v":0,"d":"0.00"},0,{"v":370.3,"d":"370.30"},11.12,69,101800,{"$f":"'Honolulu TMY 3'!$D$5","v":2019},"12","18","08","12/18/2019 08:00","2019-12-17T22:00:00",73.922]
["20121218:0900",23.32,77.84,0,{"v":0,"d":"0.00"},0,369.48,10.87,71,101776,{"$f":"'Honolulu TMY 3'!$D$5","v":2019},"12","18","09","12/18/2019 09:00","2019-12-17T23:00:00",73.976]
["20121218:1000",23.35,77.77,0,{"v":0,"d":"0.00"},0,368.67,10.63,74,101753,{"$f":"'Honolulu TMY 3'!$D$5","v":2019},"12","18","10","12/18/2019 10:00","2019-12-18",74.03]
["20121218:1100",23.38,77.71,0,{"v":0,"d":"0.00"},0,367.85,10.39,76,101730,{"$f":"'Honolulu TMY 3'!$D$5","v":2019},"12","18","11","12/18/2019 11:00","2019-12-18T01:00:00",74.084]
["20121218:1200",23.34,77.76,0,{"v":0,"d":"0.00"},0,368.05,10.48,76,101683,{"$f":"'Honolulu TMY 3'!$D$5","v":2019},"12","18","12","12/18/2019 12:00","2019-12-18T02:00:00",74.012]
["20121218:1300",{"v":23.3,"d":"23.30"},77.82,0,{"v":0,"d":"0.00"},0,368.25,10.57,77,101636,{"$f":"'Honolulu TMY 3'!$D$5","v":2019},"12","18","13","12/18/2019 13:00","2019-12-18T03:00:00",73.94]
["20121218:1400",23.27,77.87,0,{"v":0,"d":"0.00"},0,368.45,10.66,77,101590,{"$f":"'Honolulu TMY 3'!$D$5","v":2019},"12","18","14","12/18/2019 14:00","2019-12-18T04:00:00",73.886]
["20121218:1500",23.29,77.38,0,{"v":0,"d":"0.00"},0,369.25,10.91,78,101650,{"$f":"'Honolulu TMY 3'!$D$5","v":2019},"12","18","15","12/18/2019 15:00","2019-12-18T05:00:00",73.922]
["20121218:1600",23.31,76.88,0,{"v":0,"d":"0.00"},0,370.05,11.17,79,101710,{"$f":"'Honolulu TMY 3'!$D$5","v":2019},"12","18","16","12/18/2019 16:00","2019-12-18T06:00:00",73.958]
["20121218:1700",23.33,76.39,0,{"v":0,"d":"0.00"},0,370.85,11.42,80,101770,{"$f":"'Honolulu TMY 3'!$D$5","v":2019},"12","18","17","12/18/2019 17:00","2019-12-18T07:00:00",73.994]
["20121218:1800",23.34,76.41,143,486.42,51,369.73,11.31,80,101790,{"$f":"'Honolulu TMY 3'!$D$5","v":2019},"12","18","18","12/18/2019 18:00","2019-12-18T08:00:00",74.012]
["20121218:1900",23.34,76.42,348,{"v":712.8,"d":"712.80"},76,368.62,11.19,80,101810,{"$f":"'Honolulu TMY 3'!$D$5","v":2019},"12","18","19","12/18/2019 19:00","2019-12-18T09:00:00",74.012]
["20121218:2000",23.35,76.44,431,410.61,210,{"v":367.5,"d":"367.50"},11.08,80,101830,{"$f":"'Honolulu TMY 3'!$D$5","v":2019},"12","18","20","12/18/2019 20:00","2019-12-18T10:00:00",74.03]
["20121218:2100",23.55,76.22,659,866.84,97,{"v":366.6,"d":"366.60"},10.87,78,101766,{"$f":"'Honolulu TMY 3'!$D$5","v":2019},"12","18","21","12/18/2019 21:00","2019-12-18T11:00:00",74.39]
["20121218:2200",23.76,75.99,726,888.65,100,{"v":365.7,"d":"365.70"},10.66,76,101703,{"$f":"'Honolulu TMY 3'!$D$5","v":2019},"12","18","22","12/18/2019 22:00","2019-12-18T12:00:00",74.768]
["20121218:2300",23.96,75.77,724,887.99,100,{"v":364.8,"d":"364.80"},10.46,74,101640,{"$f":"'Honolulu TMY 3'!$D$5","v":2019},"12","18","23","12/18/2019 23:00","2019-12-18T13:00:00",75.128]
["20121219:0000",23.85,76.79,652,863.83,96,365.97,10.72,73,101623,{"$f":"'Honolulu TMY 3'!$D$5","v":2019},"12","19","00","12/19/2019 00:00","2019-12-18T14:00:00",74.93]
["20121219:0100",23.74,77.81,518,809.87,88,367.13,10.98,72,101606,{"$f":"'Honolulu TMY 3'!$D$5","v":2019},{"$f":"MID(A8467,5,2)","v":"12"},{"$f":"MID(A8467,7,2)","v":"19"},{"$f":"MID(A8467,10,2)","v":"01"},{"$f":"L8467&\"/\"&M8467&\"/\"&K8467&\" \"&N8467&\":00\"","v":"12/19/2019 01:00"},{"$f":"(DATEVALUE(O8467)+TIMEVALUE(O8467))+($P$16/24)","v":"2019-12-18T15:00:00"},{"$f":"((9/5)*B8467)+32","v":74.732}]
["20121219:0200",23.63,78.83,335,698.49,75,{"v":368.3,"d":"368.30"},11.24,71,101590,{"$f":"'Honolulu TMY 3'!$D$5","v":2019},"12","19","02","12/19/2019 02:00","2019-12-18T16:00:00",74.53399999999999]
["20121219:0300",23.65,79.17,131,459.87,49,{"v":368.3,"d":"368.30"},11.77,72,101643,{"$f":"'Honolulu TMY 3'!$D$5","v":2019},"12","19","03","12/19/2019 03:00","2019-12-18T17:00:00",74.57]
["20121219:0400",23.67,79.52,0,{"v":0,"d":"0.00"},0,{"v":368.3,"d":"368.30"},12.29,72,101696,{"$f":"'Honolulu TMY 3'!$D$5","v":2019},"12","19","04","12/19/2019 04:00","2019-12-18T18:00:00",74.606]
["20121219:0500",23.69,79.86,0,{"v":0,"d":"0.00"},0,{"v":368.3,"d":"368.30"},12.81,72,101750,{"$f":"'Honolulu TMY 3'!$D$5","v":2019},"12","19","05","12/19/2019 05:00","2019-12-18T19:00:00",74.642]
["20121219:0600",23.66,79.91,0,{"v":0,"d":"0.00"},0,371.38,12.89,74,101760,{"$f":"'Honolulu TMY 3'!$D$5","v":2019},"12","19","06","12/19/2019 06:00","2019-12-18T20:00:00",74.588]
["20121219:0700",23.62,79.95,0,{"v":0,"d":"0.00"},0,374.47,12.96,76,101770,{"$f":"'Honolulu TMY 3'!$D$5","v":2019},"12","19","07","12/19/2019 07:00","2019-12-18T21:00:00",74.516]
["20121219:0800",23.59,{"v":80,"d":"80.00"},0,{"v":0,"d":"0.00"},0,377.55,13.03,77,101780,{"$f":"'Honolulu TMY 3'!$D$5","v":2019},"12","19","08","12/19/2019 08:00","2019-12-18T22:00:00",74.462]
["20121219:0900",23.59,80.14,0,{"v":0,"d":"0.00"},0,{"v":379.1,"d":"379.10"},12.49,78,101743,{"$f":"'Honolulu TMY 3'!$D$5","v":2019},"12","19","09","12/19/2019 09:00","2019-12-18T23:00:00",74.462]
["20121219:1000",23.59,80.28,0,{"v":0,"d":"0.00"},0,380.65,11.94,80,101706,{"$f":"'Honolulu TMY 3'!$D$5","v":2019},"12","19","10","12/19/2019 10:00","2019-12-19",74.462]
["20121219:1100",23.58,80.42,0,{"v":0,"d":"0.00"},0,{"v":382.2,"d":"382.20"},11.39,81,101670,{"$f":"'Honolulu TMY 3'!$D$5","v":2019},"12","19","11","12/19/2019 11:00","2019-12-19T01:00:00",74.44399999999999]
["20121219:1200",{"v":23.5,"d":"23.50"},81.77,0,{"v":0,"d":"0.00"},0,382.22,11.71,80,101630,{"$f":"'Honolulu TMY 3'!$D$5","v":2019},"12","19","12","12/19/2019 12:00","2019-12-19T02:00:00",74.30000000000001]
["20121219:1300",23.42,83.13,0,{"v":0,"d":"0.00"},0,382.23,12.03,80,101590,{"$f":"'Honolulu TMY 3'!$D$5","v":2019},"12","19","13","12/19/2019 13:00","2019-12-19T03:00:00",74.156]
["20121219:1400",23.35,84.48,0,{"v":0,"d":"0.00"},0,382.25,12.34,79,101550,{"$f":"'Honolulu TMY 3'!$D$5","v":2019},"12","19","14","12/19/2019 14:00","2019-12-19T04:00:00",74.03]
["20121219:1500",23.25,84.85,0,{"v":0,"d":"0.00"},0,383.53,{"v":12.3,"d":"12.30"},79,101600,{"$f":"'Honolulu TMY 3'!$D$5","v":2019},"12","19","15","12/19/2019 15:00","2019-12-19T05:00:00",73.85]
["20121219:1600",23.15,85.21,0,{"v":0,"d":"0.00"},0,384.82,12.25,79,101650,{"$f":"'Honolulu TMY 3'!$D$5","v":2019},"12","19","16","12/19/2019 16:00","2019-12-19T06:00:00",73.67]
["20121219:1700",23.05,85.58,0,{"v":0,"d":"0.00"},0,{"v":386.1,"d":"386.10"},12.21,79,101700,{"$f":"'Honolulu TMY 3'!$D$5","v":2019},"12","19","17","12/19/2019 17:00","2019-12-19T07:00:00",73.49000000000001]
["20121219:1800",23.14,84.35,140,475.12,51,385.62,12.24,79,101726,{"$f":"'Honolulu TMY 3'!$D$5","v":2019},"12","19","18","12/19/2019 18:00","2019-12-19T08:00:00",73.652]
["20121219:1900",23.24,83.12,342,702.69,75,385.13,12.28,78,101753,{"$f":"'Honolulu TMY 3'!$D$5","v":2019},"12","19","19","12/19/2019 19:00","2019-12-19T09:00:00",73.832]
["20121219:2000",23.33,81.89,522,{"v":806.5,"d":"806.50"},89,384.65,12.32,78,101780,{"$f":"'Honolulu TMY 3'!$D$5","v":2019},"12","19","20","12/19/2019 20:00","2019-12-19T10:00:00",73.994]
["20121219:2100",23.56,81.29,653,860.39,96,385.72,11.91,77,101706,{"$f":"'Honolulu TMY 3'!$D$5","v":2019},"12","19","21","12/19/2019 21:00","2019-12-19T11:00:00",74.408]
["20121219:2200",23.79,80.69,722,883.63,100,386.78,11.51,75,101633,{"$f":"'Honolulu TMY 3'!$D$5","v":2019},"12","19","22","12/19/2019 22:00","2019-12-19T12:00:00",74.822]
["20121219:2300",24.02,80.09,721,883.81,100,387.85,{"v":11.1,"d":"11.10"},74,101560,{"$f":"'Honolulu TMY 3'!$D$5","v":2019},"12","19","23","12/19/2019 23:00","2019-12-19T13:00:00",75.23599999999999]
["20121220:0000",23.92,80.82,651,861.65,96,388.45,11.63,71,101580,{"$f":"'Honolulu TMY 3'!$D$5","v":2019},"12","20","00","12/20/2019 00:00","2019-12-19T14:00:00",75.05600000000001]
["20121220:0100",23.81,81.55,519,810.42,88,389.05,12.15,68,101600,{"$f":"'Honolulu TMY 3'!$D$5","v":2019},"12","20","01","12/20/2019 01:00","2019-12-19T15:00:00",74.858]
["20121220:0200",23.71,82.28,337,701.57,75,389.65,12.68,65,101620,{"$f":"'Honolulu TMY 3'!$D$5","v":2019},"12","20","02","12/20/2019 02:00","2019-12-19T16:00:00",74.678]
["20121220:0300",23.66,82.39,133,461.68,50,391.52,12.96,66,101683,{"$f":"'Honolulu TMY 3'!$D$5","v":2019},"12","20","03","12/20/2019 03:00","2019-12-19T17:00:00",74.588]
["20121220:0400",{"v":23.6,"d":"23.60"},82.49,0,{"v":0,"d":"0.00"},0,393.38,13.25,67,101746,{"$f":"'Honolulu TMY 3'!$D$5","v":2019},"12","20","04","12/20/2019 04:00","2019-12-19T18:00:00",74.48]
["20121220:0500",23.55,{"v":82.6,"d":"82.60"},0,{"v":0,"d":"0.00"},0,395.25,13.53,68,101810,{"$f":"'Honolulu TMY 3'!$D$5","v":2019},"12","20","05","12/20/2019 05:00","2019-12-19T19:00:00",74.39]
["20121220:0600",23.41,82.82,0,{"v":0,"d":"0.00"},0,{"v":394.6,"d":"394.60"},13.06,70,101823,{"$f":"'Honolulu TMY 3'!$D$5","v":2019},"12","20","06","12/20/2019 06:00","2019-12-19T20:00:00",74.138]
["20121220:0700",23.27,83.05,0,{"v":0,"d":"0.00"},0,393.95,12.59,72,101836,{"$f":"'Honolulu TMY 3'!$D$5","v":2019},"12","20","07","12/20/2019 07:00","2019-12-19T21:00:00",73.886]
["20121220:0800",23.13,83.27,0,{"v":0,"d":"0.00"},0,{"v":393.3,"d":"393.30"},12.12,74,101850,{"$f":"'Honolulu TMY 3'!$D$5","v":2019},"12","20","08","12/20/2019 08:00","2019-12-19T22:00:00",73.634]
["20121220:0900",23.13,83.38,0,{"v":0,"d":"0.00"},0,393.75,11.71,74,101800,{"$f":"'Honolulu TMY 3'!$D$5","v":2019},"12","20","09","12/20/2019 09:00","2019-12-19T23:00:00",73.634]
["20121220:1000",23.12,{"v":83.5,"d":"83.50"},0,{"v":0,"d":"0.00"},0,{"v":394.2,"d":"394.20"},{"v":11.3,"d":"11.30"},74,101750,{"$f":"'Honolulu TMY 3'!$D$5","v":2019},"12","20","10","12/20/2019 10:00","2019-12-20",73.616]
["20121220:1100",23.11,83.61,0,{"v":0,"d":"0.00"},0,394.65,10.88,74,101700,{"$f":"'Honolulu TMY 3'!$D$5","v":2019},"12","20","11","12/20/2019 11:00","2019-12-20T01:00:00",73.598]
["20121220:1200",23.11,84.23,0,{"v":0,"d":"0.00"},0,{"v":391.4,"d":"391.40"},11.24,72,101646,{"$f":"'Honolulu TMY 3'!$D$5","v":2019},"12","20","12","12/20/2019 12:00","2019-12-20T02:00:00",73.598]
["20121220:1300",23.11,84.84,0,{"v":0,"d":"0.00"},0,388.15,11.59,71,101593,{"$f":"'Honolulu TMY 3'!$D$5","v":2019},"12","20","13","12/20/2019 13:00","2019-12-20T03:00:00",73.598]
["20121220:1400",23.12,85.46,0,{"v":0,"d":"0.00"},0,{"v":384.9,"d":"384.90"},11.94,70,101540,{"$f":"'Honolulu TMY 3'!$D$5","v":2019},"12","20","14","12/20/2019 14:00","2019-12-20T04:00:00",73.616]
["20121220:1500",23.12,85.13,0,{"v":0,"d":"0.00"},0,{"v":383.3,"d":"383.30"},12.04,70,101586,{"$f":"'Honolulu TMY 3'!$D$5","v":2019},"12","20","15","12/20/2019 15:00","2019-12-20T05:00:00",73.616]
["20121220:1600",23.12,84.79,0,{"v":0,"d":"0.00"},0,{"v":381.7,"d":"381.70"},12.13,69,101633,{"$f":"'Honolulu TMY 3'!$D$5","v":2019},"12","20","16","12/20/2019 16:00","2019-12-20T06:00:00",73.616]
["20121220:1700",23.12,84.46,0,{"v":0,"d":"0.00"},0,{"v":380.1,"d":"380.10"},12.22,69,101680,{"$f":"'Honolulu TMY 3'!$D$5","v":2019},"12","20","17","12/20/2019 17:00","2019-12-20T07:00:00",73.616]
["20121220:1800",{"v":23.2,"d":"23.20"},83.99,34,{"v":0,"d":"0.00"},34,380.42,12.36,68,101703,{"$f":"'Honolulu TMY 3'!$D$5","v":2019},"12","20","18","12/20/2019 18:00","2019-12-20T08:00:00",73.75999999999999]
["20121220:1900",23.28,83.52,242,227.26,156,380.73,{"v":12.5,"d":"12.50"},68,101726,{"$f":"'Honolulu TMY 3'!$D$5","v":2019},"12","20","19","12/20/2019 19:00","2019-12-20T09:00:00",73.904]
["20121220:2000",23.36,83.05,412,358.45,220,381.05,12.63,67,101750,{"$f":"'Honolulu TMY 3'!$D$5","v":2019},"12","20","20","12/20/2019 20:00","2019-12-20T10:00:00",74.048]
["20121220:2100",23.46,83.01,444,207.27,310,381.47,12.45,66,101676,{"$f":"'Honolulu TMY 3'!$D$5","v":2019},"12","20","21","12/20/2019 21:00","2019-12-20T11:00:00",74.22800000000001]
["20121220:2200",23.55,82.98,461,162.05,347,381.88,12.27,66,101603,{"$f":"'Honolulu TMY 3'!$D$5","v":2019},"12","20","22","12/20/2019 22:00","2019-12-20T12:00:00",74.39]
["20121220:2300",23.65,82.94,721,883.79,100,{"v":382.3,"d":"382.30"},12.08,65,101530,{"$f":"'Honolulu TMY 3'!$D$5","v":2019},"12","20","23","12/20/2019 23:00","2019-12-20T13:00:00",74.57]
["20121221:0000",23.62,82.63,651,860.91,96,{"v":383.9,"d":"383.90"},12.43,63,101536,{"$f":"'Honolulu TMY 3'!$D$5","v":2019},"12","21","00","12/21/2019 00:00","2019-12-20T14:00:00",74.516]
["20121221:0100",23.59,82.32,315,133.26,244,{"v":385.5,"d":"385.50"},12.78,61,101543,{"$f":"'Honolulu TMY 3'!$D$5","v":2019},"12","21","01","12/21/2019 01:00","2019-12-20T15:00:00",74.462]
["20121221:0200",23.56,82.01,220,165.45,158,{"v":387.1,"d":"387.10"},13.13,59,101550,{"$f":"'Honolulu TMY 3'!$D$5","v":2019},"12","21","02","12/21/2019 02:00","2019-12-20T16:00:00",74.408]
["20121221:0300",23.51,81.88,9,{"v":0,"d":"0.00"},9,386.25,13.14,60,101586,{"$f":"'Honolulu TMY 3'!$D$5","v":2019},"12","21","03","12/21/2019 03:00","2019-12-20T17:00:00",74.31800000000001]
["20121221:0400",23.47,81.74,0,{"v":0,"d":"0.00"},0,{"v":385.4,"d":"385.40"},13.16,61,101623,{"$f":"'Honolulu TMY 3'!$D$5","v":2019},"12","21","04","12/21/2019 04:00","2019-12-20T18:00:00",74.24600000000001]
["20121221:0500",23.42,81.61,0,{"v":0,"d":"0.00"},0,384.55,13.17,63,101660,{"$f":"'Honolulu TMY 3'!$D$5","v":2019},"12","21","05","12/21/2019 05:00","2019-12-20T19:00:00",74.156]
["20121221:0600",23.39,81.29,0,{"v":0,"d":"0.00"},0,382.97,13.24,64,101660,{"$f":"'Honolulu TMY 3'!$D$5","v":2019},"12","21","06","12/21/2019 06:00","2019-12-20T20:00:00",74.102]
["20121221:0700",23.37,80.98,0,{"v":0,"d":"0.00"},0,381.38,{"v":13.3,"d":"13.30"},65,101660,{"$f":"'Honolulu TMY 3'!$D$5","v":2019},"12","21","07","12/21/2019 07:00","2019-12-20T21:00:00",74.066]
["20121221:0800",23.34,80.66,0,{"v":0,"d":"0.00"},0,{"v":379.8,"d":"379.80"},13.37,66,101660,{"$f":"'Honolulu TMY 3'!$D$5","v":2019},"12","21","08","12/21/2019 08:00","2019-12-20T22:00:00",74.012]
["20121221:0900",23.38,80.44,0,{"v":0,"d":"0.00"},0,{"v":379.4,"d":"379.40"},12.65,67,101630,{"$f":"'Honolulu TMY 3'!$D$5","v":2019},"12","21","09","12/21/2019 09:00","2019-12-20T23:00:00",74.084]
["20121221:1000",23.41,80.22,0,{"v":0,"d":"0.00"},0,{"v":379,"d":"379.00"},11.93,67,101600,{"$f":"'Honolulu TMY 3'!$D$5","v":2019},"12","21","10","12/21/2019 10:00","2019-12-21",74.138]
["20121221:1100",23.44,{"v":80,"d":"80.00"},0,{"v":0,"d":"0.00"},0,{"v":378.6,"d":"378.60"},11.21,68,101570,{"$f":"'Honolulu TMY 3'!$D$5","v":2019},"12","21","11","12/21/2019 11:00","2019-12-21T01:00:00",74.19200000000001]
["20121221:1200",23.34,81.26,0,{"v":0,"d":"0.00"},0,379.97,11.64,65,101540,{"$f":"'Honolulu TMY 3'!$D$5","v":2019},"12","21","12","12/21/2019 12:00","2019-12-21T02:00:00",74.012]
["20121221:1300",23.24,82.52,0,{"v":0,"d":"0.00"},0,381.33,12.07,61,101510,{"$f":"'Honolulu TMY 3'!$D$5","v":2019},"12","21","13","12/21/2019 13:00","2019-12-21T03:00:00",73.832]
["20121221:1400",23.14,83.78,0,{"v":0,"d":"0.00"},0,{"v":382.7,"d":"382.70"},{"v":12.5,"d":"12.50"},58,101480,{"$f":"'Honolulu TMY 3'!$D$5","v":2019},"12","21","14","12/21/2019 14:00","2019-12-21T04:00:00",73.652]
["20121221:1500",23.14,83.11,0,{"v":0,"d":"0.00"},0,382.82,12.48,60,101510,{"$f":"'Honolulu TMY 3'!$D$5","v":2019},"12","21","15","12/21/2019 15:00","2019-12-21T05:00:00",73.652]
["20121221:1600",23.15,82.45,0,{"v":0,"d":"0.00"},0,382.93,12.46,62,101540,{"$f":"'Honolulu TMY 3'!$D$5","v":2019},"12","21","16","12/21/2019 16:00","2019-12-21T06:00:00",73.67]
["20121221:1700",23.15,81.78,0,{"v":0,"d":"0.00"},0,383.05,12.44,64,101570,{"$f":"'Honolulu TMY 3'!$D$5","v":2019},{"$f":"MID(A8531,5,2)","v":"12"},{"$f":"MID(A8531,7,2)","v":"21"},{"$f":"MID(A8531,10,2)","v":"17"},{"$f":"L8531&\"/\"&M8531&\"/\"&K8531&\" \"&N8531&\":00\"","v":"12/21/2019 17:00"},{"$f":"(DATEVALUE(O8531)+TIMEVALUE(O8531))+($P$16/24)","v":"2019-12-21T07:00:00"},{"$f":"((9/5)*B8531)+32","v":73.67}]
["20121221:1800",23.28,81.29,65,{"v":0,"d":"0.00"},65,383.63,12.54,66,101576,{"$f":"'Honolulu TMY 3'!$D$5","v":2019},"12","21","18","12/21/2019 18:00","2019-12-21T08:00:00",73.904]
["20121221:1900",{"v":23.4,"d":"23.40"},80.81,151,21.22,143,384.22,12.64,69,101583,{"$f":"'Honolulu TMY 3'!$D$5","v":2019},"12","21","19","12/21/2019 19:00","2019-12-21T09:00:00",74.12]
["20121221:2000",23.53,80.32,304,112.26,244,{"v":384.8,"d":"384.80"},12.74,71,101590,{"$f":"'Honolulu TMY 3'!$D$5","v":2019},"12","21","20","12/21/2019 20:00","2019-12-21T10:00:00",74.35400000000001]
["20121221:2100",23.72,80.11,659,870.34,97,384.95,12.19,71,101536,{"$f":"'Honolulu TMY 3'!$D$5","v":2019},"12","21","21","12/21/2019 21:00","2019-12-21T11:00:00",74.696]
["20121221:2200",23.91,79.91,497,{"v":217.6,"d":"217.60"},344,{"v":385.1,"d":"385.10"},11.64,70,101483,{"$f":"'Honolulu TMY 3'!$D$5","v":2019},"12","21","22","12/21/2019 22:00","2019-12-21T12:00:00",75.03800000000001]
["20121221:2300",{"v":24.1,"d":"24.10"},{"v":79.7,"d":"79.70"},729,895.03,100,385.25,11.09,70,101430,{"$f":"'Honolulu TMY 3'!$D$5","v":2019},"12","21","23","12/21/2019 23:00","2019-12-21T13:00:00",75.38]
["20121222:0000",24.04,{"v":79.9,"d":"79.90"},659,870.89,97,{"v":384.6,"d":"384.60"},11.62,69,101420,{"$f":"'Honolulu TMY 3'!$D$5","v":2019},"12","22","00","12/22/2019 00:00","2019-12-21T14:00:00",75.27199999999999]
["20121222:0100",23.98,{"v":80.1,"d":"80.10"},525,816.74,89,383.95,12.16,68,101410,{"$f":"'Honolulu TMY 3'!$D$5","v":2019},"12","22","01","12/22/2019 01:00","2019-12-21T15:00:00",75.164]
["20121222:0200",23.92,{"v":80.3,"d":"80.30"},343,712.55,75,{"v":383.3,"d":"383.30"},12.69,67,101400,{"$f":"'Honolulu TMY 3'!$D$5","v":2019},"12","22","02","12/22/2019 02:00","2019-12-21T16:00:00",75.05600000000001]
["20121222:0300",23.91,80.37,137,475.62,50,385.27,12.75,68,101463,{"$f":"'Honolulu TMY 3'!$D$5","v":2019},"12","22","03","12/22/2019 03:00","2019-12-21T17:00:00",75.03800000000001]
["20121222:0400",{"v":23.9,"d":"23.90"},80.45,0,{"v":0,"d":"0.00"},0,387.23,12.82,69,101526,{"$f":"'Honolulu TMY 3'!$D$5","v":2019},"12","22","04","12/22/2019 04:00","2019-12-21T18:00:00",75.02]
["20121222:0500",23.89,80.52,0,{"v":0,"d":"0.00"},0,{"v":389.2,"d":"389.20"},12.88,70,101590,{"$f":"'Honolulu TMY 3'!$D$5","v":2019},"12","22","05","12/22/2019 05:00","2019-12-21T19:00:00",75.00200000000001]
["20121222:0600",23.83,80.55,0,{"v":0,"d":"0.00"},0,389.08,{"v":12.8,"d":"12.80"},71,101613,{"$f":"'Honolulu TMY 3'!$D$5","v":2019},"12","22","06","12/22/2019 06:00","2019-12-21T20:00:00",74.894]
["20121222:0700",23.76,80.57,0,{"v":0,"d":"0.00"},0,388.97,12.73,72,101636,{"$f":"'Honolulu TMY 3'!$D$5","v":2019},"12","22","07","12/22/2019 07:00","2019-12-21T21:00:00",74.768]
["20121222:0800",{"v":23.7,"d":"23.70"},{"v":80.6,"d":"80.60"},0,{"v":0,"d":"0.00"},0,388.85,12.65,73,101660,{"$f":"'Honolulu TMY 3'!$D$5","v":2019},"12","22","08","12/22/2019 08:00","2019-12-21T22:00:00",74.66]
["20121222:0900",23.73,80.66,0,{"v":0,"d":"0.00"},0,389.55,12.25,74,101636,{"$f":"'Honolulu TMY 3'!$D$5","v":2019},"12","22","09","12/22/2019 09:00","2019-12-21T23:00:00",74.714]
["20121222:1000",23.76,80.71,0,{"v":0,"d":"0.00"},0,390.25,11.85,74,101613,{"$f":"'Honolulu TMY 3'!$D$5","v":2019},"12","22","10","12/22/2019 10:00","2019-12-22",74.768]
["20121222:1100",23.78,80.77,0,{"v":0,"d":"0.00"},0,390.95,11.45,75,101590,{"$f":"'Honolulu TMY 3'!$D$5","v":2019},"12","22","11","12/22/2019 11:00","2019-12-22T01:00:00",74.804]
["20121222:1200",{"v":23.7,"d":"23.70"},81.71,0,{"v":0,"d":"0.00"},0,390.88,11.56,74,101563,{"$f":"'Honolulu TMY 3'!$D$5","v":2019},"12","22","12","12/22/2019 12:00","2019-12-22T02:00:00",74.66]
["20121222:1300",23.61,82.65,0,{"v":0,"d":"0.00"},0,390.82,11.68,74,101536,{"$f":"'Honolulu TMY 3'!$D$5","v":2019},"12","22","13","12/22/2019 13:00","2019-12-22T03:00:00",74.49799999999999]
["20121222:1400",23.53,83.59,0,{"v":0,"d":"0.00"},0,390.75,11.79,73,101510,{"$f":"'Honolulu TMY 3'!$D$5","v":2019},"12","22","14","12/22/2019 14:00","2019-12-22T04:00:00",74.35400000000001]
["20121222:1500",23.51,83.74,0,{"v":0,"d":"0.00"},0,390.43,11.86,76,101543,{"$f":"'Honolulu TMY 3'!$D$5","v":2019},"12","22","15","12/22/2019 15:00","2019-12-22T05:00:00",74.31800000000001]
["20121222:1600",{"v":23.5,"d":"23.50"},83.88,0,{"v":0,"d":"0.00"},0,390.12,11.93,79,101576,{"$f":"'Honolulu TMY 3'!$D$5","v":2019},"12","22","16","12/22/2019 16:00","2019-12-22T06:00:00",74.30000000000001]
["20121222:1700",23.48,84.03,0,{"v":0,"d":"0.00"},0,{"v":389.8,"d":"389.80"},{"v":12,"d":"12.00"},82,101610,{"$f":"'Honolulu TMY 3'!$D$5","v":2019},"12","22","17","12/22/2019 17:00","2019-12-22T07:00:00",74.26400000000001]
["20121222:1800",23.48,84.05,137,477.41,50,388.18,11.69,83,101630,{"$f":"'Honolulu TMY 3'!$D$5","v":2019},"12","22","18","12/22/2019 18:00","2019-12-22T08:00:00",74.26400000000001]
["20121222:1900",23.48,84.06,341,708.34,75,386.57,11.37,85,101650,{"$f":"'Honolulu TMY 3'!$D$5","v":2019},"12","22","19","12/22/2019 19:00","2019-12-22T09:00:00",74.26400000000001]
["20121222:2000",23.48,84.08,523,813.68,89,384.95,11.06,86,101670,{"$f":"'Honolulu TMY 3'!$D$5","v":2019},"12","22","20","12/22/2019 20:00","2019-12-22T10:00:00",74.26400000000001]
["20121222:2100",23.57,83.97,656,866.62,97,383.05,10.51,84,101596,{"$f":"'Honolulu TMY 3'!$D$5","v":2019},"12","22","21","12/22/2019 21:00","2019-12-22T11:00:00",74.426]
["20121222:2200",23.65,83.85,726,890.62,100,381.15,9.97,83,101523,{"$f":"'Honolulu TMY 3'!$D$5","v":2019},"12","22","22","12/22/2019 22:00","2019-12-22T12:00:00",74.57]
["20121222:2300",23.74,83.74,726,{"v":890.5,"d":"890.50"},100,379.25,9.42,81,101450,{"$f":"'Honolulu TMY 3'!$D$5","v":2019},"12","22","23","12/22/2019 23:00","2019-12-22T13:00:00",74.732]
["20121223:0000",{"v":23.8,"d":"23.80"},83.55,656,{"v":866.8,"d":"866.80"},96,380.07,10.09,80,101470,{"$f":"'Honolulu TMY 3'!$D$5","v":2019},"12","23","00","12/23/2019 00:00","2019-12-22T14:00:00",74.84]
["20121223:0100",23.85,83.35,524,813.15,89,380.88,10.75,79,101490,{"$f":"'Honolulu TMY 3'!$D$5","v":2019},"12","23","01","12/23/2019 01:00","2019-12-22T15:00:00",74.93]
["20121223:0200",23.91,83.16,343,709.82,75,{"v":381.7,"d":"381.70"},11.42,79,101510,{"$f":"'Honolulu TMY 3'!$D$5","v":2019},"12","23","02","12/23/2019 02:00","2019-12-22T16:00:00",75.03800000000001]
["20121223:0300",23.86,83.28,5,{"v":0,"d":"0.00"},5,{"v":382.8,"d":"382.80"},11.47,78,101583,{"$f":"'Honolulu TMY 3'!$D$5","v":2019},"12","23","03","12/23/2019 03:00","2019-12-22T17:00:00",74.94800000000001]
["20121223:0400",{"v":23.8,"d":"23.80"},83.41,0,{"v":0,"d":"0.00"},0,{"v":383.9,"d":"383.90"},11.51,78,101656,{"$f":"'Honolulu TMY 3'!$D$5","v":2019},"12","23","04","12/23/2019 04:00","2019-12-22T18:00:00",74.84]
["20121223:0500",23.75,83.53,0,{"v":0,"d":"0.00"},0,{"v":385,"d":"385.00"},11.56,78,101730,{"$f":"'Honolulu TMY 3'!$D$5","v":2019},"12","23","05","12/23/2019 05:00","2019-12-22T19:00:00",74.75]
["20121223:0600",23.62,{"v":83.3,"d":"83.30"},0,{"v":0,"d":"0.00"},0,384.78,11.51,78,101763,{"$f":"'Honolulu TMY 3'!$D$5","v":2019},"12","23","06","12/23/2019 06:00","2019-12-22T20:00:00",74.516]
["20121223:0700",23.48,83.06,0,{"v":0,"d":"0.00"},0,384.57,11.47,78,101796,{"$f":"'Honolulu TMY 3'!$D$5","v":2019},"12","23","07","12/23/2019 07:00","2019-12-22T21:00:00",74.26400000000001]
["20121223:0800",23.35,82.83,0,{"v":0,"d":"0.00"},0,384.35,11.42,78,101830,{"$f":"'Honolulu TMY 3'!$D$5","v":2019},"12","23","08","12/23/2019 08:00","2019-12-22T22:00:00",74.03]
["20121223:0900",23.24,83.28,0,{"v":0,"d":"0.00"},0,381.48,11.16,77,101816,{"$f":"'Honolulu TMY 3'!$D$5","v":2019},"12","23","09","12/23/2019 09:00","2019-12-22T23:00:00",73.832]
["20121223:1000",23.12,83.74,0,{"v":0,"d":"0.00"},0,378.62,10.91,77,101803,{"$f":"'Honolulu TMY 3'!$D$5","v":2019},"12","23","10","12/23/2019 10:00","2019-12-23",73.616]
["20121223:1100",{"v":23,"d":"23.00"},84.19,0,{"v":0,"d":"0.00"},0,375.75,10.65,76,101790,{"$f":"'Honolulu TMY 3'!$D$5","v":2019},"12","23","11","12/23/2019 11:00","2019-12-23T01:00:00",73.4]
["20121223:1200",22.94,84.79,0,{"v":0,"d":"0.00"},0,376.97,11.32,73,101783,{"$f":"'Honolulu TMY 3'!$D$5","v":2019},"12","23","12","12/23/2019 12:00","2019-12-23T02:00:00",73.292]
["20121223:1300",22.88,85.39,0,{"v":0,"d":"0.00"},0,378.18,11.99,70,101776,{"$f":"'Honolulu TMY 3'!$D$5","v":2019},"12","23","13","12/23/2019 13:00","2019-12-23T03:00:00",73.184]
["20121223:1400",22.82,85.99,0,{"v":0,"d":"0.00"},0,{"v":379.4,"d":"379.40"},12.66,67,101770,{"$f":"'Honolulu TMY 3'!$D$5","v":2019},"12","23","14","12/23/2019 14:00","2019-12-23T04:00:00",73.076]
["20121223:1500",22.65,{"v":86,"d":"86.00"},0,{"v":0,"d":"0.00"},0,{"v":379,"d":"379.00"},12.65,65,101826,{"$f":"'Honolulu TMY 3'!$D$5","v":2019},"12","23","15","12/23/2019 15:00","2019-12-23T05:00:00",72.77]
["20121223:1600",22.48,86.01,0,{"v":0,"d":"0.00"},0,{"v":378.6,"d":"378.60"},12.63,63,101883,{"$f":"'Honolulu TMY 3'!$D$5","v":2019},"12","23","16","12/23/2019 16:00","2019-12-23T06:00:00",72.464]
["20121223:1700",22.31,86.02,0,{"v":0,"d":"0.00"},0,{"v":378.2,"d":"378.20"},12.62,61,101940,{"$f":"'Honolulu TMY 3'!$D$5","v":2019},"12","23","17","12/23/2019 17:00","2019-12-23T07:00:00",72.158]
["20121223:1800",22.26,85.05,139,{"v":487.1,"d":"487.10"},51,378.15,12.76,63,101956,{"$f":"'Honolulu TMY 3'!$D$5","v":2019},"12","23","18","12/23/2019 18:00","2019-12-23T08:00:00",72.06800000000001]
["20121223:1900",22.22,84.07,348,{"v":726.9,"d":"726.90"},76,{"v":378.1,"d":"378.10"},12.91,64,101973,{"$f":"'Honolulu TMY 3'!$D$5","v":2019},"12","23","19","12/23/2019 19:00","2019-12-23T09:00:00",71.99600000000001]
["20121223:2000",22.17,{"v":83.1,"d":"83.10"},533,832.12,90,378.05,13.05,65,101990,{"$f":"'Honolulu TMY 3'!$D$5","v":2019},"12","23","20","12/23/2019 20:00","2019-12-23T10:00:00",71.906]
["20121223:2100",22.26,82.88,668,{"v":884.5,"d":"884.50"},98,380.48,12.55,65,101930,{"$f":"'Honolulu TMY 3'!$D$5","v":2019},"12","23","21","12/23/2019 21:00","2019-12-23T11:00:00",72.06800000000001]
["20121223:2200",22.36,82.67,739,{"v":907.9,"d":"907.90"},101,382.92,12.05,66,101870,{"$f":"'Honolulu TMY 3'!$D$5","v":2019},"12","23","22","12/23/2019 22:00","2019-12-23T12:00:00",72.24799999999999]
["20121223:2300",22.45,82.45,739,907.19,101,385.35,11.54,66,101810,{"$f":"'Honolulu TMY 3'!$D$5","v":2019},"12","23","23","12/23/2019 23:00","2019-12-23T13:00:00",72.41]
["20121224:0000",22.54,81.94,669,{"v":882.7,"d":"882.70"},98,387.43,11.98,64,101850,{"$f":"'Honolulu TMY 3'!$D$5","v":2019},"12","24","00","12/24/2019 00:00","2019-12-23T14:00:00",72.572]
["20121224:0100",22.64,81.42,535,829.96,90,389.52,12.41,61,101890,{"$f":"'Honolulu TMY 3'!$D$5","v":2019},"12","24","01","12/24/2019 01:00","2019-12-23T15:00:00",72.75200000000001]
["20121224:0200",22.73,80.91,351,725.44,76,{"v":391.6,"d":"391.60"},12.84,59,101930,{"$f":"'Honolulu TMY 3'!$D$5","v":2019},"12","24","02","12/24/2019 02:00","2019-12-23T16:00:00",72.914]
["20121224:0300",22.67,80.76,143,493.79,51,{"v":393.1,"d":"393.10"},13.01,59,101983,{"$f":"'Honolulu TMY 3'!$D$5","v":2019},"12","24","03","12/24/2019 03:00","2019-12-23T17:00:00",72.80600000000001]
["20121224:0400",{"v":22.6,"d":"22.60"},80.62,0,{"v":0,"d":"0.00"},0,{"v":394.6,"d":"394.60"},13.18,60,102036,{"$f":"'Honolulu TMY 3'!$D$5","v":2019},"12","24","04","12/24/2019 04:00","2019-12-23T18:00:00",72.68]
["20121224:0500",22.54,80.47,0,{"v":0,"d":"0.00"},0,{"v":396.1,"d":"396.10"},13.35,61,102089,{"$f":"'Honolulu TMY 3'!$D$5","v":2019},"12","24","05","12/24/2019 05:00","2019-12-23T19:00:00",72.572]
["20121224:0600",22.43,80.21,0,{"v":0,"d":"0.00"},0,394.75,13.55,62,102106,{"$f":"'Honolulu TMY 3'!$D$5","v":2019},"12","24","06","12/24/2019 06:00","2019-12-23T20:00:00",72.374]
["20121224:0700",22.32,79.96,0,{"v":0,"d":"0.00"},0,{"v":393.4,"d":"393.40"},13.76,63,102123,{"$f":"'Honolulu TMY 3'!$D$5","v":2019},"12","24","07","12/24/2019 07:00","2019-12-23T21:00:00",72.176]
["20121224:0800",22.21,{"v":79.7,"d":"79.70"},0,{"v":0,"d":"0.00"},0,392.05,13.96,64,102139,{"$f":"'Honolulu TMY 3'!$D$5","v":2019},"12","24","08","12/24/2019 08:00","2019-12-23T22:00:00",71.97800000000001]
["20121224:0900",22.22,79.45,0,{"v":0,"d":"0.00"},0,392.47,14.04,65,102089,{"$f":"'Honolulu TMY 3'!$D$5","v":2019},{"$f":"MID(A8595,5,2)","v":"12"},{"$f":"MID(A8595,7,2)","v":"24"},{"$f":"MID(A8595,10,2)","v":"09"},{"$f":"L8595&\"/\"&M8595&\"/\"&K8595&\" \"&N8595&\":00\"","v":"12/24/2019 09:00"},{"$f":"(DATEVALUE(O8595)+TIMEVALUE(O8595))+($P$16/24)","v":"2019-12-23T23:00:00"},{"$f":"((9/5)*B8595)+32","v":71.99600000000001}]
["20121224:1000",22.23,{"v":79.2,"d":"79.20"},0,{"v":0,"d":"0.00"},0,392.88,14.11,67,102039,{"$f":"'Honolulu TMY 3'!$D$5","v":2019},"12","24","10","12/24/2019 10:00","2019-12-24",72.01400000000001]
["20121224:1100",22.24,78.95,0,{"v":0,"d":"0.00"},0,{"v":393.3,"d":"393.30"},14.19,68,101990,{"$f":"'Honolulu TMY 3'!$D$5","v":2019},"12","24","11","12/24/2019 11:00","2019-12-24T01:00:00",72.032]
["20121224:1200",22.44,79.14,0,{"v":0,"d":"0.00"},0,382.55,14.32,69,101963,{"$f":"'Honolulu TMY 3'!$D$5","v":2019},"12","24","12","12/24/2019 12:00","2019-12-24T02:00:00",72.392]
["20121224:1300",22.64,79.32,0,{"v":0,"d":"0.00"},0,{"v":371.8,"d":"371.80"},14.45,70,101936,{"$f":"'Honolulu TMY 3'!$D$5","v":2019},"12","24","13","12/24/2019 13:00","2019-12-24T03:00:00",72.75200000000001]
["20121224:1400",22.85,79.51,0,{"v":0,"d":"0.00"},0,361.05,14.58,71,101910,{"$f":"'Honolulu TMY 3'!$D$5","v":2019},"12","24","14","12/24/2019 14:00","2019-12-24T04:00:00",73.13]
["20121224:1500",22.84,79.11,0,{"v":0,"d":"0.00"},0,361.63,14.46,73,101933,{"$f":"'Honolulu TMY 3'!$D$5","v":2019},"12","24","15","12/24/2019 15:00","2019-12-24T05:00:00",73.112]
["20121224:1600",22.83,78.72,0,{"v":0,"d":"0.00"},0,362.22,14.33,75,101956,{"$f":"'Honolulu TMY 3'!$D$5","v":2019},"12","24","16","12/24/2019 16:00","2019-12-24T06:00:00",73.094]
["20121224:1700",22.82,78.32,0,{"v":0,"d":"0.00"},0,{"v":362.8,"d":"362.80"},14.21,77,101980,{"$f":"'Honolulu TMY 3'!$D$5","v":2019},"12","24","17","12/24/2019 17:00","2019-12-24T07:00:00",73.076]
["20121224:1800",22.83,77.69,135,474.45,50,362.62,13.87,77,102020,{"$f":"'Honolulu TMY 3'!$D$5","v":2019},"12","24","18","12/24/2019 18:00","2019-12-24T08:00:00",73.094]
["20121224:1900",22.85,77.05,186,80.44,156,362.43,13.54,77,102059,{"$f":"'Honolulu TMY 3'!$D$5","v":2019},"12","24","19","12/24/2019 19:00","2019-12-24T09:00:00",73.13]
["20121224:2000",22.86,76.42,527,824.15,89,362.25,{"v":13.2,"d":"13.20"},76,102099,{"$f":"'Honolulu TMY 3'!$D$5","v":2019},"12","24","20","12/24/2019 20:00","2019-12-24T10:00:00",73.148]
["20121224:2100",23.03,75.79,663,{"v":879,"d":"879.00"},97,{"v":359.6,"d":"359.60"},13.26,75,102049,{"$f":"'Honolulu TMY 3'!$D$5","v":2019},"12","24","21","12/24/2019 21:00","2019-12-24T11:00:00",73.45400000000001]
["20121224:2200",23.19,75.16,621,513.77,260,356.95,13.33,73,102000,{"$f":"'Honolulu TMY 3'!$D$5","v":2019},"12","24","22","12/24/2019 22:00","2019-12-24T12:00:00",73.742]
["20121224:2300",23.36,74.53,739,906.68,101,{"v":354.3,"d":"354.30"},13.39,72,101950,{"$f":"'Honolulu TMY 3'!$D$5","v":2019},"12","24","23","12/24/2019 23:00","2019-12-24T13:00:00",74.048]
["20121225:0000",23.32,74.71,670,882.99,98,{"v":354.6,"d":"354.60"},13.56,71,101960,{"$f":"'Honolulu TMY 3'!$D$5","v":2019},"12","25","00","12/25/2019 00:00","2019-12-24T14:00:00",73.976]
["20121225:0100",23.29,74.89,537,831.68,90,{"v":354.9,"d":"354.90"},13.73,71,101970,{"$f":"'Honolulu TMY 3'!$D$5","v":2019},"12","25","01","12/25/2019 01:00","2019-12-24T15:00:00",73.922]
["20121225:0200",23.25,75.07,352,725.03,76,{"v":355.2,"d":"355.20"},{"v":13.9,"d":"13.90"},71,101980,{"$f":"'Honolulu TMY 3'!$D$5","v":2019},"12","25","02","12/25/2019 02:00","2019-12-24T16:00:00",73.85]
["20121225:0300",23.41,74.17,63,{"v":0,"d":"0.00"},63,{"v":359.9,"d":"359.90"},13.97,73,102020,{"$f":"'Honolulu TMY 3'!$D$5","v":2019},"12","25","03","12/25/2019 03:00","2019-12-24T17:00:00",74.138]
["20121225:0400",23.58,73.26,0,{"v":0,"d":"0.00"},0,{"v":364.6,"d":"364.60"},14.03,74,102059,{"$f":"'Honolulu TMY 3'!$D$5","v":2019},"12","25","04","12/25/2019 04:00","2019-12-24T18:00:00",74.44399999999999]
["20121225:0500",23.74,72.36,0,{"v":0,"d":"0.00"},0,{"v":369.3,"d":"369.30"},{"v":14.1,"d":"14.10"},76,102099,{"$f":"'Honolulu TMY 3'!$D$5","v":2019},"12","25","05","12/25/2019 05:00","2019-12-24T19:00:00",74.732]
["20121225:0600",23.77,71.74,0,{"v":0,"d":"0.00"},0,374.33,14.03,77,102109,{"$f":"'Honolulu TMY 3'!$D$5","v":2019},"12","25","06","12/25/2019 06:00","2019-12-24T20:00:00",74.786]
["20121225:0700",23.79,71.12,0,{"v":0,"d":"0.00"},0,379.37,13.97,78,102119,{"$f":"'Honolulu TMY 3'!$D$5","v":2019},"12","25","07","12/25/2019 07:00","2019-12-24T21:00:00",74.822]
["20121225:0800",23.82,{"v":70.5,"d":"70.50"},0,{"v":0,"d":"0.00"},0,{"v":384.4,"d":"384.40"},{"v":13.9,"d":"13.90"},79,102129,{"$f":"'Honolulu TMY 3'!$D$5","v":2019},"12","25","08","12/25/2019 08:00","2019-12-24T22:00:00",74.876]
["20121225:0900",23.86,70.72,0,{"v":0,"d":"0.00"},0,385.42,13.61,79,102096,{"$f":"'Honolulu TMY 3'!$D$5","v":2019},"12","25","09","12/25/2019 09:00","2019-12-24T23:00:00",74.94800000000001]
["20121225:1000",{"v":23.9,"d":"23.90"},70.94,0,{"v":0,"d":"0.00"},0,386.43,13.31,79,102063,{"$f":"'Honolulu TMY 3'!$D$5","v":2019},"12","25","10","12/25/2019 10:00","2019-12-25",75.02]
["20121225:1100",23.93,71.16,0,{"v":0,"d":"0.00"},0,387.45,13.02,79,102029,{"$f":"'Honolulu TMY 3'!$D$5","v":2019},"12","25","11","12/25/2019 11:00","2019-12-25T01:00:00",75.074]
["20121225:1200",23.78,73.11,0,{"v":0,"d":"0.00"},0,382.58,13.04,79,102026,{"$f":"'Honolulu TMY 3'!$D$5","v":2019},"12","25","12","12/25/2019 12:00","2019-12-25T02:00:00",74.804]
["20121225:1300",23.62,75.07,0,{"v":0,"d":"0.00"},0,377.72,13.07,79,102023,{"$f":"'Honolulu TMY 3'!$D$5","v":2019},"12","25","13","12/25/2019 13:00","2019-12-25T03:00:00",74.516]
["20121225:1400",23.47,77.02,0,{"v":0,"d":"0.00"},0,372.85,13.09,80,102020,{"$f":"'Honolulu TMY 3'!$D$5","v":2019},"12","25","14","12/25/2019 14:00","2019-12-25T04:00:00",74.24600000000001]
["20121225:1500",23.45,76.84,0,{"v":0,"d":"0.00"},0,370.98,12.81,81,102059,{"$f":"'Honolulu TMY 3'!$D$5","v":2019},"12","25","15","12/25/2019 15:00","2019-12-25T05:00:00",74.21000000000001]
["20121225:1600",23.44,76.65,0,{"v":0,"d":"0.00"},0,369.12,12.54,82,102099,{"$f":"'Honolulu TMY 3'!$D$5","v":2019},"12","25","16","12/25/2019 16:00","2019-12-25T06:00:00",74.19200000000001]
["20121225:1700",23.43,76.47,0,{"v":0,"d":"0.00"},0,367.25,12.26,83,102139,{"$f":"'Honolulu TMY 3'!$D$5","v":2019},"12","25","17","12/25/2019 17:00","2019-12-25T07:00:00",74.174]
["20121225:1800",23.46,76.16,136,483.92,50,365.38,12.11,83,102159,{"$f":"'Honolulu TMY 3'!$D$5","v":2019},"12","25","18","12/25/2019 18:00","2019-12-25T08:00:00",74.22800000000001]
["20121225:1900",23.49,75.84,345,723.61,76,363.52,11.95,83,102179,{"$f":"'Honolulu TMY 3'!$D$5","v":2019},"12","25","19","12/25/2019 19:00","2019-12-25T09:00:00",74.282]
["20121225:2000",23.52,75.53,531,831.11,90,361.65,11.79,83,102199,{"$f":"'Honolulu TMY 3'!$D$5","v":2019},"12","25","20","12/25/2019 20:00","2019-12-25T10:00:00",74.336]
["20121225:2100",23.65,75.55,667,884.24,98,361.25,11.25,82,102129,{"$f":"'Honolulu TMY 3'!$D$5","v":2019},"12","25","21","12/25/2019 21:00","2019-12-25T11:00:00",74.57]
["20121225:2200",23.78,75.57,739,907.95,101,360.85,10.71,80,102059,{"$f":"'Honolulu TMY 3'!$D$5","v":2019},"12","25","22","12/25/2019 22:00","2019-12-25T12:00:00",74.804]
["20121225:2300",23.91,75.59,741,{"v":908.9,"d":"908.90"},101,360.45,10.17,78,101990,{"$f":"'Honolulu TMY 3'!$D$5","v":2019},"12","25","23","12/25/2019 23:00","2019-12-25T13:00:00",75.03800000000001]
["20121226:0000",23.94,76.23,672,884.71,98,360.88,10.81,76,102006,{"$f":"'Honolulu TMY 3'!$D$5","v":2019},"12","26","00","12/26/2019 00:00","2019-12-25T14:00:00",75.09200000000001]
["20121226:0100",23.98,76.88,538,831.42,90,361.32,11.45,74,102023,{"$f":"'Honolulu TMY 3'!$D$5","v":2019},"12","26","01","12/26/2019 01:00","2019-12-25T15:00:00",75.164]
["20121226:0200",24.01,77.52,355,727.11,77,361.75,{"v":12.1,"d":"12.10"},72,102039,{"$f":"'Honolulu TMY 3'!$D$5","v":2019},"12","26","02","12/26/2019 02:00","2019-12-25T16:00:00",75.218]
["20121226:0300",23.89,78.23,147,500.11,52,363.18,12.41,71,102079,{"$f":"'Honolulu TMY 3'!$D$5","v":2019},"12","26","03","12/26/2019 03:00","2019-12-25T17:00:00",75.00200000000001]
["20121226:0400",23.78,78.95,0,{"v":0,"d":"0.00"},0,364.62,12.72,70,102119,{"$f":"'Honolulu TMY 3'!$D$5","v":2019},"12","26","04","12/26/2019 04:00","2019-12-25T18:00:00",74.804]
["20121226:0500",23.66,79.66,0,{"v":0,"d":"0.00"},0,366.05,13.03,69,102159,{"$f":"'Honolulu TMY 3'!$D$5","v":2019},"12","26","05","12/26/2019 05:00","2019-12-25T19:00:00",74.588]
["20121226:0600",23.51,80.26,0,{"v":0,"d":"0.00"},0,366.95,13.01,70,102149,{"$f":"'Honolulu TMY 3'!$D$5","v":2019},"12","26","06","12/26/2019 06:00","2019-12-25T20:00:00",74.31800000000001]
["20121226:0700",23.37,80.87,0,{"v":0,"d":"0.00"},0,367.85,12.98,70,102139,{"$f":"'Honolulu TMY 3'!$D$5","v":2019},"12","26","07","12/26/2019 07:00","2019-12-25T21:00:00",74.066]
["20121226:0800",23.22,81.47,0,{"v":0,"d":"0.00"},0,368.75,12.95,71,102129,{"$f":"'Honolulu TMY 3'!$D$5","v":2019},"12","26","08","12/26/2019 08:00","2019-12-25T22:00:00",73.79599999999999]
["20121226:0900",{"v":23.2,"d":"23.20"},81.58,0,{"v":0,"d":"0.00"},0,367.28,12.74,72,102119,{"$f":"'Honolulu TMY 3'!$D$5","v":2019},"12","26","09","12/26/2019 09:00","2019-12-25T23:00:00",73.75999999999999]
["20121226:1000",23.18,81.68,0,{"v":0,"d":"0.00"},0,365.82,12.53,72,102109,{"$f":"'Honolulu TMY 3'!$D$5","v":2019},"12","26","10","12/26/2019 10:00","2019-12-26",73.724]
["20121226:1100",23.15,81.79,0,{"v":0,"d":"0.00"},0,364.35,12.32,73,102099,{"$f":"'Honolulu TMY 3'!$D$5","v":2019},"12","26","11","12/26/2019 11:00","2019-12-26T01:00:00",73.67]
["20121226:1200",23.21,81.12,0,{"v":0,"d":"0.00"},0,366.92,12.17,72,102079,{"$f":"'Honolulu TMY 3'!$D$5","v":2019},"12","26","12","12/26/2019 12:00","2019-12-26T02:00:00",73.778]
["20121226:1300",23.27,80.46,0,{"v":0,"d":"0.00"},0,369.48,12.02,72,102059,{"$f":"'Honolulu TMY 3'!$D$5","v":2019},"12","26","13","12/26/2019 13:00","2019-12-26T03:00:00",73.886]
["20121226:1400",23.34,79.79,0,{"v":0,"d":"0.00"},0,372.05,11.88,71,102039,{"$f":"'Honolulu TMY 3'!$D$5","v":2019},"12","26","14","12/26/2019 14:00","2019-12-26T04:00:00",74.012]
["20121226:1500",{"v":23.3,"d":"23.30"},79.64,0,{"v":0,"d":"0.00"},0,370.77,12.14,71,102066,{"$f":"'Honolulu TMY 3'!$D$5","v":2019},"12","26","15","12/26/2019 15:00","2019-12-26T05:00:00",73.94]
["20121226:1600",23.26,79.49,0,{"v":0,"d":"0.00"},0,369.48,{"v":12.4,"d":"12.40"},72,102093,{"$f":"'Honolulu TMY 3'!$D$5","v":2019},"12","26","16","12/26/2019 16:00","2019-12-26T06:00:00",73.868]
["20121226:1700",23.22,79.34,0,{"v":0,"d":"0.00"},0,{"v":368.2,"d":"368.20"},12.66,72,102119,{"$f":"'Honolulu TMY 3'!$D$5","v":2019},"12","26","17","12/26/2019 17:00","2019-12-26T07:00:00",73.79599999999999]
["20121226:1800",23.25,{"v":79,"d":"79.00"},134,476.35,50,{"v":365,"d":"365.00"},12.66,72,102143,{"$f":"'Honolulu TMY 3'!$D$5","v":2019},"12","26","18","12/26/2019 18:00","2019-12-26T08:00:00",73.85]
["20121226:1900",23.29,78.66,343,720.37,76,{"v":361.8,"d":"361.80"},12.66,72,102166,{"$f":"'Honolulu TMY 3'!$D$5","v":2019},"12","26","19","12/26/2019 19:00","2019-12-26T09:00:00",73.922]
["20121226:2000",23.32,78.32,529,828.51,90,{"v":358.6,"d":"358.60"},12.66,72,102189,{"$f":"'Honolulu TMY 3'!$D$5","v":2019},"12","26","20","12/26/2019 20:00","2019-12-26T10:00:00",73.976]
["20121226:2100",23.42,78.28,666,{"v":884.7,"d":"884.70"},97,357.15,12.03,72,102116,{"$f":"'Honolulu TMY 3'!$D$5","v":2019},"12","26","21","12/26/2019 21:00","2019-12-26T11:00:00",74.156]
["20121226:2200",23.53,78.24,740,909.22,101,{"v":355.7,"d":"355.70"},{"v":11.4,"d":"11.40"},72,102043,{"$f":"'Honolulu TMY 3'!$D$5","v":2019},"12","26","22","12/26/2019 22:00","2019-12-26T12:00:00",74.35400000000001]
["20121226:2300",23.63,{"v":78.2,"d":"78.20"},743,{"v":911,"d":"911.00"},101,354.25,10.77,72,101970,{"$f":"'Honolulu TMY 3'!$D$5","v":2019},"12","26","23","12/26/2019 23:00","2019-12-26T13:00:00",74.53399999999999]
["20121227:0000",23.62,77.52,674,886.31,98,356.45,11.06,71,101990,{"$f":"'Honolulu TMY 3'!$D$5","v":2019},"12","27","00","12/27/2019 00:00","2019-12-26T14:00:00",74.516]
["20121227:0100",23.61,76.83,542,836.58,90,358.65,11.34,70,102010,{"$f":"'Honolulu TMY 3'!$D$5","v":2019},{"$f":"MID(A8659,5,2)","v":"12"},{"$f":"MID(A8659,7,2)","v":"27"},{"$f":"MID(A8659,10,2)","v":"01"},{"$f":"L8659&\"/\"&M8659&\"/\"&K8659&\" \"&N8659&\":00\"","v":"12/27/2019 01:00"},{"$f":"(DATEVALUE(O8659)+TIMEVALUE(O8659))+($P$16/24)","v":"2019-12-26T15:00:00"},{"$f":"((9/5)*B8659)+32","v":74.49799999999999}]
["20121227:0200",{"v":23.6,"d":"23.60"},76.15,358,731.63,77,360.85,11.63,69,102029,{"$f":"'Honolulu TMY 3'!$D$5","v":2019},"12","27","02","12/27/2019 02:00","2019-12-26T16:00:00",74.48]
["20121227:0300",23.52,76.48,94,114.66,72,361.97,{"v":11.7,"d":"11.70"},69,102059,{"$f":"'Honolulu TMY 3'!$D$5","v":2019},"12","27","03","12/27/2019 03:00","2019-12-26T17:00:00",74.336]
["20121227:0400",23.43,76.82,0,{"v":0,"d":"0.00"},0,363.08,11.77,69,102089,{"$f":"'Honolulu TMY 3'!$D$5","v":2019},"12","27","04","12/27/2019 04:00","2019-12-26T18:00:00",74.174]
["20121227:0500",23.35,77.15,0,{"v":0,"d":"0.00"},0,{"v":364.2,"d":"364.20"},11.85,69,102119,{"$f":"'Honolulu TMY 3'!$D$5","v":2019},"12","27","05","12/27/2019 05:00","2019-12-26T19:00:00",74.03]
["20121227:0600",23.26,77.33,0,{"v":0,"d":"0.00"},0,363.63,11.87,71,102129,{"$f":"'Honolulu TMY 3'!$D$5","v":2019},"12","27","06","12/27/2019 06:00","2019-12-26T20:00:00",73.868]
["20121227:0700",23.16,{"v":77.5,"d":"77.50"},0,{"v":0,"d":"0.00"},0,363.07,11.89,73,102139,{"$f":"'Honolulu TMY 3'!$D$5","v":2019},"12","27","07","12/27/2019 07:00","2019-12-26T21:00:00",73.688]
["20121227:0800",23.07,77.68,0,{"v":0,"d":"0.00"},0,{"v":362.5,"d":"362.50"},11.92,74,102149,{"$f":"'Honolulu TMY 3'!$D$5","v":2019},"12","27","08","12/27/2019 08:00","2019-12-26T22:00:00",73.52600000000001]
["20121227:0900",23.09,77.63,0,{"v":0,"d":"0.00"},0,361.92,11.39,74,102126,{"$f":"'Honolulu TMY 3'!$D$5","v":2019},"12","27","09","12/27/2019 09:00","2019-12-26T23:00:00",73.562]
["20121227:1000",{"v":23.1,"d":"23.10"},77.58,0,{"v":0,"d":"0.00"},0,361.33,10.87,74,102103,{"$f":"'Honolulu TMY 3'!$D$5","v":2019},"12","27","10","12/27/2019 10:00","2019-12-27",73.58000000000001]
["20121227:1100",23.11,77.53,0,{"v":0,"d":"0.00"},0,360.75,10.34,74,102079,{"$f":"'Honolulu TMY 3'!$D$5","v":2019},"12","27","11","12/27/2019 11:00","2019-12-27T01:00:00",73.598]
["20121227:1200",23.16,78.28,0,{"v":0,"d":"0.00"},0,363.88,10.86,74,102046,{"$f":"'Honolulu TMY 3'!$D$5","v":2019},"12","27","12","12/27/2019 12:00","2019-12-27T02:00:00",73.688]
["20121227:1300",23.21,79.04,0,{"v":0,"d":"0.00"},0,367.02,11.37,74,102013,{"$f":"'Honolulu TMY 3'!$D$5","v":2019},"12","27","13","12/27/2019 13:00","2019-12-27T03:00:00",73.778]
["20121227:1400",23.26,79.79,0,{"v":0,"d":"0.00"},0,370.15,11.88,74,101980,{"$f":"'Honolulu TMY 3'!$D$5","v":2019},"12","27","14","12/27/2019 14:00","2019-12-27T04:00:00",73.868]
["20121227:1500",23.25,79.41,0,{"v":0,"d":"0.00"},0,370.83,12.01,75,101996,{"$f":"'Honolulu TMY 3'!$D$5","v":2019},"12","27","15","12/27/2019 15:00","2019-12-27T05:00:00",73.85]
["20121227:1600",23.24,79.04,0,{"v":0,"d":"0.00"},0,371.52,12.14,75,102013,{"$f":"'Honolulu TMY 3'!$D$5","v":2019},"12","27","16","12/27/2019 16:00","2019-12-27T06:00:00",73.832]
["20121227:1700",23.23,78.66,0,{"v":0,"d":"0.00"},0,{"v":372.2,"d":"372.20"},12.28,75,102029,{"$f":"'Honolulu TMY 3'!$D$5","v":2019},"12","27","17","12/27/2019 17:00","2019-12-27T07:00:00",73.814]
["20121227:1800",23.31,78.01,130,462.77,49,{"v":372.4,"d":"372.40"},12.37,77,102036,{"$f":"'Honolulu TMY 3'!$D$5","v":2019},"12","27","18","12/27/2019 18:00","2019-12-27T08:00:00",73.958]
["20121227:1900",23.38,77.35,90,{"v":0,"d":"0.00"},90,{"v":372.6,"d":"372.60"},12.46,79,102043,{"$f":"'Honolulu TMY 3'!$D$5","v":2019},"12","27","19","12/27/2019 19:00","2019-12-27T09:00:00",74.084]
["20121227:2000",23.46,{"v":76.7,"d":"76.70"},133,{"v":0,"d":"0.00"},133,{"v":372.8,"d":"372.80"},12.55,80,102049,{"$f":"'Honolulu TMY 3'!$D$5","v":2019},"12","27","20","12/27/2019 20:00","2019-12-27T10:00:00",74.22800000000001]
["20121227:2100",23.58,76.74,534,419.96,264,370.53,11.81,81,101986,{"$f":"'Honolulu TMY 3'!$D$5","v":2019},"12","27","21","12/27/2019 21:00","2019-12-27T11:00:00",74.44399999999999]
["20121227:2200",23.69,76.79,618,{"v":500.7,"d":"500.70"},266,368.27,11.06,82,101923,{"$f":"'Honolulu TMY 3'!$D$5","v":2019},"12","27","22","12/27/2019 22:00","2019-12-27T12:00:00",74.642]
["20121227:2300",23.81,76.83,733,895.96,101,{"v":366,"d":"366.00"},10.32,82,101860,{"$f":"'Honolulu TMY 3'!$D$5","v":2019},"12","27","23","12/27/2019 23:00","2019-12-27T13:00:00",74.858]
["20121228:0000",23.81,76.88,666,873.95,97,365.08,10.93,80,101876,{"$f":"'Honolulu TMY 3'!$D$5","v":2019},"12","28","00","12/28/2019 00:00","2019-12-27T14:00:00",74.858]
["20121228:0100",{"v":23.8,"d":"23.80"},76.93,536,823.14,90,364.17,11.55,78,101893,{"$f":"'Honolulu TMY 3'!$D$5","v":2019},"12","28","01","12/28/2019 01:00","2019-12-27T15:00:00",74.84]
["20121228:0200",{"v":23.8,"d":"23.80"},76.98,355,723.03,76,363.25,12.17,76,101910,{"$f":"'Honolulu TMY 3'!$D$5","v":2019},"12","28","02","12/28/2019 02:00","2019-12-27T16:00:00",74.84]
["20121228:0300",23.74,77.43,149,500.41,52,364.87,{"v":12.2,"d":"12.20"},77,101946,{"$f":"'Honolulu TMY 3'!$D$5","v":2019},"12","28","03","12/28/2019 03:00","2019-12-27T17:00:00",74.732]
["20121228:0400",23.68,77.88,0,{"v":0,"d":"0.00"},0,366.48,12.23,78,101983,{"$f":"'Honolulu TMY 3'!$D$5","v":2019},"12","28","04","12/28/2019 04:00","2019-12-27T18:00:00",74.624]
["20121228:0500",23.62,78.33,0,{"v":0,"d":"0.00"},0,{"v":368.1,"d":"368.10"},12.26,79,102020,{"$f":"'Honolulu TMY 3'!$D$5","v":2019},"12","28","05","12/28/2019 05:00","2019-12-27T19:00:00",74.516]
["20121228:0600",23.56,78.58,0,{"v":0,"d":"0.00"},0,369.95,12.23,80,102049,{"$f":"'Honolulu TMY 3'!$D$5","v":2019},"12","28","06","12/28/2019 06:00","2019-12-27T20:00:00",74.408]
["20121228:0700",23.49,78.82,0,{"v":0,"d":"0.00"},0,{"v":371.8,"d":"371.80"},{"v":12.2,"d":"12.20"},81,102079,{"$f":"'Honolulu TMY 3'!$D$5","v":2019},"12","28","07","12/28/2019 07:00","2019-12-27T21:00:00",74.282]
["20121228:0800",23.43,79.07,0,{"v":0,"d":"0.00"},0,373.65,12.17,82,102109,{"$f":"'Honolulu TMY 3'!$D$5","v":2019},"12","28","08","12/28/2019 08:00","2019-12-27T22:00:00",74.174]
["20121228:0900",23.41,79.43,0,{"v":0,"d":"0.00"},0,373.65,11.87,82,102093,{"$f":"'Honolulu TMY 3'!$D$5","v":2019},"12","28","09","12/28/2019 09:00","2019-12-27T23:00:00",74.138]
["20121228:1000",23.39,79.78,0,{"v":0,"d":"0.00"},0,373.65,11.58,81,102076,{"$f":"'Honolulu TMY 3'!$D$5","v":2019},"12","28","10","12/28/2019 10:00","2019-12-28",74.102]
["20121228:1100",23.37,80.14,0,{"v":0,"d":"0.00"},0,373.65,11.28,80,102059,{"$f":"'Honolulu TMY 3'!$D$5","v":2019},"12","28","11","12/28/2019 11:00","2019-12-28T01:00:00",74.066]
["20121228:1200",23.34,80.15,0,{"v":0,"d":"0.00"},0,373.12,11.09,81,102029,{"$f":"'Honolulu TMY 3'!$D$5","v":2019},"12","28","12","12/28/2019 12:00","2019-12-28T02:00:00",74.012]
["20121228:1300",{"v":23.3,"d":"23.30"},80.15,0,{"v":0,"d":"0.00"},0,372.58,{"v":10.9,"d":"10.90"},82,102000,{"$f":"'Honolulu TMY 3'!$D$5","v":2019},"12","28","13","12/28/2019 13:00","2019-12-28T03:00:00",73.94]
["20121228:1400",23.27,80.16,0,{"v":0,"d":"0.00"},0,372.05,{"v":10.7,"d":"10.70"},84,101970,{"$f":"'Honolulu TMY 3'!$D$5","v":2019},"12","28","14","12/28/2019 14:00","2019-12-28T04:00:00",73.886]
["20121228:1500",{"v":23.2,"d":"23.20"},79.97,0,{"v":0,"d":"0.00"},0,369.55,10.38,84,102006,{"$f":"'Honolulu TMY 3'!$D$5","v":2019},"12","28","15","12/28/2019 15:00","2019-12-28T05:00:00",73.75999999999999]
["20121228:1600",23.14,79.79,0,{"v":0,"d":"0.00"},0,367.05,10.06,85,102043,{"$f":"'Honolulu TMY 3'!$D$5","v":2019},"12","28","16","12/28/2019 16:00","2019-12-28T06:00:00",73.652]
["20121228:1700",23.08,{"v":79.6,"d":"79.60"},0,{"v":0,"d":"0.00"},0,364.55,9.74,86,102079,{"$f":"'Honolulu TMY 3'!$D$5","v":2019},"12","28","17","12/28/2019 17:00","2019-12-28T07:00:00",73.544]
["20121228:1800",{"v":23.1,"d":"23.10"},78.94,129,460.31,49,362.95,9.49,85,102109,{"$f":"'Honolulu TMY 3'!$D$5","v":2019},"12","28","18","12/28/2019 18:00","2019-12-28T08:00:00",73.58000000000001]
["20121228:1900",23.12,78.29,336,707.96,75,361.35,9.25,84,102139,{"$f":"'Honolulu TMY 3'!$D$5","v":2019},"12","28","19","12/28/2019 19:00","2019-12-28T09:00:00",73.616]
["20121228:2000",23.14,77.63,522,819.11,89,359.75,9.01,83,102169,{"$f":"'Honolulu TMY 3'!$D$5","v":2019},"12","28","20","12/28/2019 20:00","2019-12-28T10:00:00",73.652]
["20121228:2100",23.31,77.09,659,874.35,97,359.08,9.48,80,102113,{"$f":"'Honolulu TMY 3'!$D$5","v":2019},"12","28","21","12/28/2019 21:00","2019-12-28T11:00:00",73.958]
["20121228:2200",23.47,76.56,732,897.18,101,358.42,9.95,78,102056,{"$f":"'Honolulu TMY 3'!$D$5","v":2019},"12","28","22","12/28/2019 22:00","2019-12-28T12:00:00",74.24600000000001]
["20121228:2300",23.64,76.02,735,897.83,101,357.75,10.43,76,102000,{"$f":"'Honolulu TMY 3'!$D$5","v":2019},"12","28","23","12/28/2019 23:00","2019-12-28T13:00:00",74.55199999999999]
["20121229:0000",23.76,75.24,668,875.33,97,361.25,10.51,73,102020,{"$f":"'Honolulu TMY 3'!$D$5","v":2019},"12","29","00","12/29/2019 00:00","2019-12-28T14:00:00",74.768]
["20121229:0100",23.87,74.47,537,822.54,90,364.75,10.58,70,102039,{"$f":"'Honolulu TMY 3'!$D$5","v":2019},"12","29","01","12/29/2019 01:00","2019-12-28T15:00:00",74.96600000000001]
["20121229:0200",23.99,73.69,259,265.64,156,368.25,10.66,67,102059,{"$f":"'Honolulu TMY 3'!$D$5","v":2019},"12","29","02","12/29/2019 02:00","2019-12-28T16:00:00",75.18199999999999]
["20121229:0300",23.98,73.82,150,495.24,53,368.05,10.75,69,102076,{"$f":"'Honolulu TMY 3'!$D$5","v":2019},"12","29","03","12/29/2019 03:00","2019-12-28T17:00:00",75.164]
["20121229:0400",23.98,73.94,0,{"v":0,"d":"0.00"},0,367.85,10.84,70,102093,{"$f":"'Honolulu TMY 3'!$D$5","v":2019},"12","29","04","12/29/2019 04:00","2019-12-28T18:00:00",75.164]
["20121229:0500",23.97,74.07,0,{"v":0,"d":"0.00"},0,367.65,10.92,72,102109,{"$f":"'Honolulu TMY 3'!$D$5","v":2019},"12","29","05","12/29/2019 05:00","2019-12-28T19:00:00",75.146]
["20121229:0600",23.91,74.74,0,{"v":0,"d":"0.00"},0,368.97,{"v":11.2,"d":"11.20"},73,102113,{"$f":"'Honolulu TMY 3'!$D$5","v":2019},"12","29","06","12/29/2019 06:00","2019-12-28T20:00:00",75.03800000000001]
["20121229:0700",23.85,75.41,0,{"v":0,"d":"0.00"},0,370.28,11.49,75,102116,{"$f":"'Honolulu TMY 3'!$D$5","v":2019},"12","29","07","12/29/2019 07:00","2019-12-28T21:00:00",74.93]
["20121229:0800",23.79,76.08,0,{"v":0,"d":"0.00"},0,{"v":371.6,"d":"371.60"},11.77,76,102119,{"$f":"'Honolulu TMY 3'!$D$5","v":2019},"12","29","08","12/29/2019 08:00","2019-12-28T22:00:00",74.822]
["20121229:0900",23.71,76.87,0,{"v":0,"d":"0.00"},0,371.28,11.69,78,102076,{"$f":"'Honolulu TMY 3'!$D$5","v":2019},"12","29","09","12/29/2019 09:00","2019-12-28T23:00:00",74.678]
["20121229:1000",23.63,77.67,0,{"v":0,"d":"0.00"},0,370.97,11.62,80,102033,{"$f":"'Honolulu TMY 3'!$D$5","v":2019},"12","29","10","12/29/2019 10:00","2019-12-29",74.53399999999999]
["20121229:1100",23.54,78.46,0,{"v":0,"d":"0.00"},0,370.65,11.54,81,101990,{"$f":"'Honolulu TMY 3'!$D$5","v":2019},"12","29","11","12/29/2019 11:00","2019-12-29T01:00:00",74.372]
["20121229:1200",23.44,79.95,0,{"v":0,"d":"0.00"},0,{"v":372.1,"d":"372.10"},11.61,83,101966,{"$f":"'Honolulu TMY 3'!$D$5","v":2019},"12","29","12","12/29/2019 12:00","2019-12-29T02:00:00",74.19200000000001]
["20121229:1300",23.34,81.43,0,{"v":0,"d":"0.00"},0,373.55,11.67,85,101943,{"$f":"'Honolulu TMY 3'!$D$5","v":2019},"12","29","13","12/29/2019 13:00","2019-12-29T03:00:00",74.012]
["20121229:1400",23.25,82.92,0,{"v":0,"d":"0.00"},0,{"v":375,"d":"375.00"},11.74,87,101920,{"$f":"'Honolulu TMY 3'!$D$5","v":2019},"12","29","14","12/29/2019 14:00","2019-12-29T04:00:00",73.85]
["20121229:1500",23.09,{"v":83.8,"d":"83.80"},0,{"v":0,"d":"0.00"},0,379.33,11.72,87,101963,{"$f":"'Honolulu TMY 3'!$D$5","v":2019},"12","29","15","12/29/2019 15:00","2019-12-29T05:00:00",73.562]
["20121229:1600",22.94,84.67,0,{"v":0,"d":"0.00"},0,383.67,11.71,88,102006,{"$f":"'Honolulu TMY 3'!$D$5","v":2019},"12","29","16","12/29/2019 16:00","2019-12-29T06:00:00",73.292]
["20121229:1700",22.78,85.55,0,{"v":0,"d":"0.00"},0,{"v":388,"d":"388.00"},{"v":11.7,"d":"11.70"},88,102049,{"$f":"'Honolulu TMY 3'!$D$5","v":2019},{"$f":"MID(A8723,5,2)","v":"12"},{"$f":"MID(A8723,7,2)","v":"29"},{"$f":"MID(A8723,10,2)","v":"17"},{"$f":"L8723&\"/\"&M8723&\"/\"&K8723&\" \"&N8723&\":00\"","v":"12/29/2019 17:00"},{"$f":"(DATEVALUE(O8723)+TIMEVALUE(O8723))+($P$16/24)","v":"2019-12-29T07:00:00"},{"$f":"((9/5)*B8723)+32","v":73.004}]
["20121229:1800",22.61,85.92,129,463.42,49,392.97,11.66,87,102063,{"$f":"'Honolulu TMY 3'!$D$5","v":2019},"12","29","18","12/29/2019 18:00","2019-12-29T08:00:00",72.69800000000001]
["20121229:1900",22.45,86.28,243,263.73,146,397.93,11.61,86,102076,{"$f":"'Honolulu TMY 3'!$D$5","v":2019},"12","29","19","12/29/2019 19:00","2019-12-29T09:00:00",72.41]
["20121229:2000",22.28,86.65,367,248.05,236,{"v":402.9,"d":"402.90"},11.57,85,102089,{"$f":"'Honolulu TMY 3'!$D$5","v":2019},"12","29","20","12/29/2019 20:00","2019-12-29T10:00:00",72.10400000000001]
["20121229:2100",22.41,83.02,279,29.56,260,{"v":397.6,"d":"397.60"},11.17,84,102006,{"$f":"'Honolulu TMY 3'!$D$5","v":2019},"12","29","21","12/29/2019 21:00","2019-12-29T11:00:00",72.338]
["20121229:2200",22.55,{"v":79.4,"d":"79.40"},512,241.58,342,{"v":392.3,"d":"392.30"},10.76,83,101923,{"$f":"'Honolulu TMY 3'!$D$5","v":2019},"12","29","22","12/29/2019 22:00","2019-12-29T12:00:00",72.59]
["20121229:2300",22.68,75.77,629,523.34,259,{"v":387,"d":"387.00"},10.36,82,101840,{"$f":"'Honolulu TMY 3'!$D$5","v":2019},"12","29","23","12/29/2019 23:00","2019-12-29T13:00:00",72.824]
["20121230:0000",22.78,75.18,394,122.39,314,{"v":386.8,"d":"386.80"},10.57,82,101840,{"$f":"'Honolulu TMY 3'!$D$5","v":2019},"12","30","00","12/30/2019 00:00","2019-12-29T14:00:00",73.004]
["20121230:0100",22.88,74.58,547,838.34,90,{"v":386.6,"d":"386.60"},10.77,81,101840,{"$f":"'Honolulu TMY 3'!$D$5","v":2019},"12","30","01","12/30/2019 01:00","2019-12-29T15:00:00",73.184]
["20121230:0200",22.98,73.99,364,736.49,77,{"v":386.4,"d":"386.40"},10.98,80,101840,{"$f":"'Honolulu TMY 3'!$D$5","v":2019},"12","30","02","12/30/2019 02:00","2019-12-29T16:00:00",73.364]
["20121230:0300",22.94,72.35,155,515.29,53,{"v":386.7,"d":"386.70"},10.91,82,101856,{"$f":"'Honolulu TMY 3'!$D$5","v":2019},"12","30","03","12/30/2019 03:00","2019-12-29T17:00:00",73.292]
["20121230:0400",22.89,{"v":70.7,"d":"70.70"},0,{"v":0,"d":"0.00"},0,{"v":387,"d":"387.00"},10.84,83,101873,{"$f":"'Honolulu TMY 3'!$D$5","v":2019},"12","30","04","12/30/2019 04:00","2019-12-29T18:00:00",73.202]
["20121230:0500",22.85,69.06,0,{"v":0,"d":"0.00"},0,{"v":387.3,"d":"387.30"},10.77,85,101890,{"$f":"'Honolulu TMY 3'!$D$5","v":2019},"12","30","05","12/30/2019 05:00","2019-12-29T19:00:00",73.13]
["20121230:0600",22.87,68.19,0,{"v":0,"d":"0.00"},0,385.82,10.78,86,101886,{"$f":"'Honolulu TMY 3'!$D$5","v":2019},"12","30","06","12/30/2019 06:00","2019-12-29T20:00:00",73.166]
["20121230:0700",{"v":22.9,"d":"22.90"},67.31,0,{"v":0,"d":"0.00"},0,384.33,10.78,88,101883,{"$f":"'Honolulu TMY 3'!$D$5","v":2019},"12","30","07","12/30/2019 07:00","2019-12-29T21:00:00",73.22]
["20121230:0800",22.92,66.44,0,{"v":0,"d":"0.00"},0,382.85,10.79,90,101880,{"$f":"'Honolulu TMY 3'!$D$5","v":2019},"12","30","08","12/30/2019 08:00","2019-12-29T22:00:00",73.256]
["20121230:0900",22.96,66.55,0,{"v":0,"d":"0.00"},0,381.38,10.32,90,101846,{"$f":"'Honolulu TMY 3'!$D$5","v":2019},"12","30","09","12/30/2019 09:00","2019-12-29T23:00:00",73.328]
["20121230:1000",22.99,66.65,0,{"v":0,"d":"0.00"},0,379.92,9.86,90,101813,{"$f":"'Honolulu TMY 3'!$D$5","v":2019},"12","30","10","12/30/2019 10:00","2019-12-30",73.382]
["20121230:1100",23.02,66.76,0,{"v":0,"d":"0.00"},0,378.45,9.39,91,101780,{"$f":"'Honolulu TMY 3'!$D$5","v":2019},"12","30","11","12/30/2019 11:00","2019-12-30T01:00:00",73.436]
["20121230:1200",23.17,{"v":67,"d":"67.00"},0,{"v":0,"d":"0.00"},0,383.57,9.04,91,101750,{"$f":"'Honolulu TMY 3'!$D$5","v":2019},"12","30","12","12/30/2019 12:00","2019-12-30T02:00:00",73.706]
["20121230:1300",23.32,67.23,0,{"v":0,"d":"0.00"},0,388.68,8.69,92,101720,{"$f":"'Honolulu TMY 3'!$D$5","v":2019},"12","30","13","12/30/2019 13:00","2019-12-30T03:00:00",73.976]
["20121230:1400",23.48,67.47,0,{"v":0,"d":"0.00"},0,{"v":393.8,"d":"393.80"},8.33,92,101690,{"$f":"'Honolulu TMY 3'!$D$5","v":2019},"12","30","14","12/30/2019 14:00","2019-12-30T04:00:00",74.26400000000001]
["20121230:1500",23.47,{"v":67.1,"d":"67.10"},0,{"v":0,"d":"0.00"},0,388.67,7.94,96,101733,{"$f":"'Honolulu TMY 3'!$D$5","v":2019},"12","30","15","12/30/2019 15:00","2019-12-30T05:00:00",74.24600000000001]
["20121230:1600",23.47,66.72,0,{"v":0,"d":"0.00"},0,383.53,7.54,101,101776,{"$f":"'Honolulu TMY 3'!$D$5","v":2019},"12","30","16","12/30/2019 16:00","2019-12-30T06:00:00",74.24600000000001]
["20121230:1700",23.47,66.35,0,{"v":0,"d":"0.00"},0,{"v":378.4,"d":"378.40"},7.14,105,101820,{"$f":"'Honolulu TMY 3'!$D$5","v":2019},"12","30","17","12/30/2019 17:00","2019-12-30T07:00:00",74.24600000000001]
["20121230:1800",23.51,66.23,127,454.73,49,{"v":375.7,"d":"375.70"},6.52,107,101853,{"$f":"'Honolulu TMY 3'!$D$5","v":2019},"12","30","18","12/30/2019 18:00","2019-12-30T08:00:00",74.31800000000001]
["20121230:1900",23.56,{"v":66.1,"d":"66.10"},127,{"v":0,"d":"0.00"},127,{"v":373,"d":"373.00"},5.89,110,101886,{"$f":"'Honolulu TMY 3'!$D$5","v":2019},"12","30","19","12/30/2019 19:00","2019-12-30T09:00:00",74.408]
["20121230:2000",{"v":23.6,"d":"23.60"},65.98,380,286.14,229,{"v":370.3,"d":"370.30"},5.27,112,101920,{"$f":"'Honolulu TMY 3'!$D$5","v":2019},"12","30","20","12/30/2019 20:00","2019-12-30T10:00:00",74.48]
["20121230:2100",23.71,65.99,495,320.51,289,368.27,4.21,112,101843,{"$f":"'Honolulu TMY 3'!$D$5","v":2019},"12","30","21","12/30/2019 21:00","2019-12-30T11:00:00",74.678]
["20121230:2200",23.81,66.01,432,123.54,345,366.23,3.15,112,101766,{"$f":"'Honolulu TMY 3'!$D$5","v":2019},"12","30","22","12/30/2019 22:00","2019-12-30T12:00:00",74.858]
["20121230:2300",23.92,66.02,447,138.43,349,{"v":364.2,"d":"364.20"},{"v":2.1,"d":"2.10"},111,101690,{"$f":"'Honolulu TMY 3'!$D$5","v":2019},"12","30","23","12/30/2019 23:00","2019-12-30T13:00:00",75.05600000000001]
["20121231:0000",23.89,67.23,330,58.01,292,364.55,2.23,92,101683,{"$f":"'Honolulu TMY 3'!$D$5","v":2019},"12","31","00","12/31/2019 00:00","2019-12-30T14:00:00",75.00200000000001]
["20121231:0100",23.86,68.44,190,7.31,186,{"v":364.9,"d":"364.90"},2.35,74,101676,{"$f":"'Honolulu TMY 3'!$D$5","v":2019},"12","31","01","12/31/2019 01:00","2019-12-30T15:00:00",74.94800000000001]
["20121231:0200",23.83,69.65,97,{"v":0,"d":"0.00"},97,365.25,2.48,55,101670,{"$f":"'Honolulu TMY 3'!$D$5","v":2019},"12","31","02","12/31/2019 02:00","2019-12-30T16:00:00",74.894]
["20121231:0300",23.81,70.77,60,{"v":0,"d":"0.00"},60,364.33,2.38,56,101686,{"$f":"'Honolulu TMY 3'!$D$5","v":2019},"12","31","03","12/31/2019 03:00","2019-12-30T17:00:00",74.858]
["20121231:0400",23.79,71.89,0,{"v":0,"d":"0.00"},0,363.42,2.27,56,101703,{"$f":"'Honolulu TMY 3'!$D$5","v":2019},"12","31","04","12/31/2019 04:00","2019-12-30T18:00:00",74.822]
["20121231:0500",23.77,73.01,0,{"v":0,"d":"0.00"},0,{"v":362.5,"d":"362.50"},2.17,57,101720,{"$f":"'Honolulu TMY 3'!$D$5","v":2019},"12","31","05","12/31/2019 05:00","2019-12-30T19:00:00",74.786]
["20121231:0600",23.66,73.72,0,{"v":0,"d":"0.00"},0,361.57,2.29,64,101713,{"$f":"'Honolulu TMY 3'!$D$5","v":2019},"12","31","06","12/31/2019 06:00","2019-12-30T20:00:00",74.588]
["20121231:0700",23.54,74.44,0,{"v":0,"d":"0.00"},0,360.63,2.42,71,101706,{"$f":"'Honolulu TMY 3'!$D$5","v":2019},"12","31","07","12/31/2019 07:00","2019-12-30T21:00:00",74.372]
["20121231:0800",23.43,75.15,0,{"v":0,"d":"0.00"},0,{"v":359.7,"d":"359.70"},2.55,78,101700,{"$f":"'Honolulu TMY 3'!$D$5","v":2019},"12","31","08","12/31/2019 08:00","2019-12-30T22:00:00",74.174]
["20121231:0900",23.42,{"v":75.6,"d":"75.60"},0,{"v":0,"d":"0.00"},0,360.35,2.64,82,101666,{"$f":"'Honolulu TMY 3'!$D$5","v":2019},"12","31","09","12/31/2019 09:00","2019-12-30T23:00:00",74.156]
["20121231:1000",{"v":23.4,"d":"23.40"},76.05,0,{"v":0,"d":"0.00"},0,{"v":361,"d":"361.00"},2.73,86,101633,{"$f":"'Honolulu TMY 3'!$D$5","v":2019},"12","31","10","12/31/2019 10:00","2019-12-31",74.12]
["20121231:1100",23.38,{"v":76.5,"d":"76.50"},0,{"v":0,"d":"0.00"},0,361.65,2.81,90,101600,{"$f":"'Honolulu TMY 3'!$D$5","v":2019},"12","31","11","12/31/2019 11:00","2019-12-31T01:00:00",74.084]
["20121231:1200",23.18,76.96,0,{"v":0,"d":"0.00"},0,362.48,3.11,76,101596,{"$f":"'Honolulu TMY 3'!$D$5","v":2019},"12","31","12","12/31/2019 12:00","2019-12-31T02:00:00",73.724]
["20121231:1300",22.98,77.41,0,{"v":0,"d":"0.00"},0,363.32,{"v":3.4,"d":"3.40"},62,101593,{"$f":"'Honolulu TMY 3'!$D$5","v":2019},"12","31","13","12/31/2019 13:00","2019-12-31T03:00:00",73.364]
["20121231:1400",22.79,77.87,0,{"v":0,"d":"0.00"},0,364.15,{"v":3.7,"d":"3.70"},49,101590,{"$f":"'Honolulu TMY 3'!$D$5","v":2019},"12","31","14","12/31/2019 14:00","2019-12-31T04:00:00",73.02199999999999]
["20121231:1500",22.78,78.23,0,{"v":0,"d":"0.00"},0,{"v":363,"d":"363.00"},3.94,43,101640,{"$f":"'Honolulu TMY 3'!$D$5","v":2019},"12","31","15","12/31/2019 15:00","2019-12-31T05:00:00",73.004]
["20121231:1600",22.72,77.07,0,{"v":0,"d":"0.00"},0,358.14,4.74,38,101690,{"$f":"'Honolulu TMY 3'!$D$5","v":2019},"12","31","16","12/31/2019 16:00","2019-12-31T06:00:00",72.896]
["20121231:1700",22.86,{"v":77.4,"d":"77.40"},0,{"v":0,"d":"0.00"},0,359.01,5.03,32,101740,{"$f":"'Honolulu TMY 3'!$D$5","v":2019},"12","31","17","12/31/2019 17:00","2019-12-31T07:00:00",73.148]
["20121231:1800",22.99,77.73,127,463.32,48,359.88,5.31,33,101756,{"$f":"'Honolulu TMY 3'!$D$5","v":2019},"12","31","18","12/31/2019 18:00","2019-12-31T08:00:00",73.382]
["20121231:1900",23.13,78.05,336,712.54,75,360.75,{"v":5.6,"d":"5.60"},35,101773,{"$f":"'Honolulu TMY 3'!$D$5","v":2019},"12","31","19","12/31/2019 19:00","2019-12-31T09:00:00",73.634]
["20121231:2000",23.27,78.38,524,{"v":824.8,"d":"824.80"},89,361.62,5.88,36,101790,{"$f":"'Honolulu TMY 3'!$D$5","v":2019},"12","31","20","12/31/2019 20:00","2019-12-31T10:00:00",73.886]
["20121231:2100",23.41,78.71,500,331.34,287,362.49,6.16,30,101716,{"$f":"'Honolulu TMY 3'!$D$5","v":2019},"12","31","21","12/31/2019 21:00","2019-12-31T11:00:00",74.138]
["20121231:2200",23.54,79.04,610,479.58,272,363.36,6.45,23,101643,{"$f":"'Honolulu TMY 3'!$D$5","v":2019},"12","31","22","12/31/2019 22:00","2019-12-31T12:00:00",74.372]
["20121231:2300",23.68,79.36,520,246.84,345,364.23,6.73,17,101570,{"$f":"'Honolulu TMY 3'!$D$5","v":2019},"12","31","23","12/31/2019 23:00","2019-12-31T13:00:00",74.624]
[]
["T2m: 2-m air temperature (degree Celsius)"]
["RH: relative humidity (%)"]
["G(h): Global irradiance on the horizontal plane (W/m2)"]
["Gb(n): Beam/direct irradiance on a plane always normal to sun rays (W/m2)"]
["Gd(h): Diffuse irradiance on the horizontal plane (W/m2)"]
["IR(h): Surface infrared (thermal) irradiance on a horizontal plane (W/m2)"]
["WS10m: 10-m total wind speed (m/s)"]
["WD10m: 10-m wind direction (0 = N"," 90 = E) (degree)"]
["SP: Surface (air) pressure (Pa)"]
[]
["PVGIS (c) European Communities"," 2001-2020"]

{"sheet":"Sheet6","index":5,"n_rows":0,"n_cols":0,"rows_kept":0}